SCG-007270 | Single Family Residential | Domestic Hot Water | Gas | Southern California Gas Company | Incentive:Paid | 9800 | 70 |  | 1 SCG | 140 |  | 140 |  | 2016-12-29 09:37 | 2017-03-27 | ADVANCED CONSERVATION SYSTEMS INC | Retrofit | Quartz Hill | Los Angeles | 93536 | Host Customer is System Owner | 5 |  | 30004217 | Solene | SOLENE DRAINBACK | SLAR64DC-75DB-G | Indirect Forced Circulation (IF) | 64 |  | SLAR-32 | Automatic Drainback |  | Solar and Auxiliary Storage are the same Tank | 75 | 1 | 1 | 65 | Z14 | [18 empty] | County of Los Angeles | FALSE | 73.21 |  | 2011-06-01: 2016-12-23; 2011-08-03: 2016-12-29; 2011-09-20: 2017-03-27 | 2768 | 10250 | Up-front Payment
SCG-007271 | Single Family Residential | Domestic Hot Water | Gas | Southern California Gas Company | Incentive:Paid | 8820 | 70 |  | 1 SCG | 140 |  | 126 |  | 2016-12-31 12:44 | 2017-03-31 | TITANIUM POWER INC | Retrofit | North Hollywood | Los Angeles | 91606 | Host Customer is System Owner | 5 |  | 2011141B | Heliodyne, Inc. | HELIOPAK | HPAK 016 1 410 G 80 ACD Z | Indirect Forced Circulation (IF) | 40.17 |  | 410 001 | Glycol | Advanced Controller with a Vacation or Holiday Mode | Solar Storage and Auxiliary Tanks are separate | 80 | 1 | 0.9 | 65 | Z09 | [18 empty] | Los Angeles | FALSE | 63.24 |  | 2011-06-01: 2016-12-23; 2011-08-03: 2016-12-31; 2011-09-20: 2017-03-31 | 2760 | 8853 | Up-front Payment
SCG-007272 | Single Family Residential | Domestic Hot Water | Gas | Southern California Gas Company | Incentive:Paid | 9800 | 70 |  | 1 SCG | 140 |  | 140 |  | 2016-12-28 14:13 | 2017-03-27 | TITANIUM POWER INC | Retrofit | North Hollywood | Los Angeles | 91606 | Owner/Tenant | 5 |  | 2011141B | Heliodyne, Inc. | HELIOPAK | HPAK 016 1 410 G 80 ACD Z | Indirect Forced Circulation (IF) | 40.17 |  | 410 001 | Glycol | Advanced Controller with a Vacation or Holiday Mode | Solar Storage and Auxiliary Tanks are separate | 80 | 1 | 1 | 65 | Z09 | [18 empty] | Los Angeles | FALSE | 70.2 |  | 2011-06-01: 2016-12-23; 2011-08-03: 2016-12-28; 2011-09-20: 2017-03-27 | 2768 | 9828 | Up-front Payment
SCG-007273 | Single Family Residential | Domestic Hot Water | Gas | Southern California Gas Company | Incentive:Paid | 8949 | 70 |  | 1 SCG | 128 |  | 128 |  | 2016-12-30 10:47 | 2017-03-29 | TITANIUM POWER INC | Retrofit | Pacoima | Los Angeles | 91331 | Host Customer is System Owner | 7 |  | 30004079 | GREENoneTEC Solarindustrie GmbH | Solpal Plus | Solpal Plus L-GT | Direct Integral Collector Storage (DI) | 25.66 |  | Solpal Plus L |  |  | Solar Storage with Tankless Auxiliary Water Heater | 51 | 1 | 1 | 85 | Z09 | [18 empty] | Los Angeles | FALSE | 69.91 |  | 2016-12-23 | 2017-03-01 |  |  | 2016-12-30 | 2017-03-29 | 2760 | 8949 | Up-front Payment
SCG-007274 | Single Family Residential | Domestic Hot Water | Gas | Southern California Gas Company | Incentive:Paid | 8512 | 70 |  | 1 SCG | 128 |  | 122 |  | 2016-12-23 14:08 | 2017-03-23 | TITANIUM POWER INC | Retrofit | Pacoima | Los Angeles | 91331 | Host Customer is System Owner | 6 |  | 30004079 | GREENoneTEC Solarindustrie GmbH | Solpal Plus | Solpal Plus L-GT | Direct Integral Collector Storage (DI) | 25.66 |  | Solpal Plus L |  |  | Solar Storage with Tankless Auxiliary Water Heater | 51 | 1 | 0.95 | 75 | Z09 | [18 empty] | Los Angeles | FALSE | 66.67 |  | 2011-06-01: 2016-12-23; 2011-08-03: 2016-12-23; 2011-09-20: 2017-03-23 | 2770 | 8534 | Up-front Payment
SCG-007275 | Single Family Residential | Domestic Hot Water | Gas | Southern California Gas Company | Incentive:Paid | 8427 | 70 |  | 1 SCG | 128 |  | 120 |  | 2016-12-26 11:58 | 2017-03-23 | TITANIUM POWER INC | Retrofit | Pacoima | Los Angeles | 91331 | Host Customer is System Owner | 7 |  | 30004079 | GREENoneTEC Solarindustrie GmbH | Solpal Plus | Solpal Plus L-GT | Direct Integral Collector Storage (DI) | 25.66 |  | Solpal Plus L |  |  | Solar Storage with Tankless Auxiliary Water Heater | 51 | 0.99 | 0.95 | 85 | Z09 | [18 empty] | Los Angeles | FALSE | 66.07 |  | 2011-06-01: 2016-12-23; 2011-08-03: 2016-12-26; 2011-09-20: 2017-03-23 | 2769 | 8457 | Up-front Payment
SCG-007276 | Single Family Residential | Domestic Hot Water | Gas | Southern California Gas Company | Incentive:Paid | 8960 | 70 |  | 1 SCG | 128 |  | 128 |  | 2016-12-31 13:00 | 2017-03-31 | TITANIUM POWER INC | Retrofit | Pacoima | Los Angeles | 91331 | Host Customer is System Owner | 5 |  | 30004079 | GREENoneTEC Solarindustrie GmbH | Solpal Plus | Solpal Plus L-GT | Direct Integral Collector Storage (DI) | 25.66 |  | Solpal Plus L |  |  | Solar Storage with Tankless Auxiliary Water Heater | 51 | 1 | 1 | 65 | Z09 | [18 empty] | Los Angeles | FALSE | 70.27 |  | 2011-06-01: 2016-12-23; 2011-08-03: 2016-12-31; 2011-09-20: 2017-03-31 | 2760 | 8994 | Up-front Payment
SCG-007277 | Single Family Residential | Domestic Hot Water | Gas | Southern California Gas Company | Incentive:Paid | 9702 | 70 |  | 1 SCG | 140 |  | 139 |  | 2016-12-26 12:15 | 2017-03-23 | TITANIUM POWER INC | Retrofit | Panorama City | Los Angeles | 91402 | Host Customer is System Owner | 5 |  | 2011141B | Heliodyne, Inc. | HELIOPAK | HPAK 016 1 410 G 80 ACD Z | Indirect Forced Circulation (IF) | 40.17 |  | 410 001 | Glycol | Advanced Controller with a Vacation or Holiday Mode | Solar and Auxiliary Storage are the same Tank | 80 | 0.99 | 1 | 65 | Z09 | [18 empty] | Los Angeles | FALSE | 69.41 |  | 2011-06-01: 2016-12-23; 2011-08-03: 2016-12-26; 2011-09-20: 2017-03-23 | 2769 | 9718 | Up-front Payment
SCG-007278 | Single Family Residential | Domestic Hot Water | Gas | Southern California Gas Company | Incentive:Paid | 9800 | 70 |  | 1 SCG | 140 |  | 140 |  | 2016-12-29 13:35 | 2017-03-29 | TITANIUM POWER INC | Retrofit | Northridge | Los Angeles | 91325 | Host Customer is System Owner | 4 |  | 2011141B | Heliodyne, Inc. | HELIOPAK | HPAK 016 1 410 G 80 ACD Z | Indirect Forced Circulation (IF) | 40.17 |  | 410 001 | Glycol | Advanced Controller with a Vacation or Holiday Mode | Solar Storage and Auxiliary Tanks are separate | 80 | 1 | 1 | 55 | Z09 | [18 empty] | Los Angeles | FALSE | 70.13 |  | 2011-06-01: 2016-12-23; 2011-08-03: 2016-12-29; 2011-09-20: 2017-03-29 | 2762 | 9818 | Up-front Payment
SCG-007279 | Single Family Residential | Domestic Hot Water | Gas | Southern California Gas Company | Incentive:Paid | 9310 | 70 |  | 1 SCG | 140 |  | 133 |  | 2016-12-27 09:58 | 2017-03-24 | TITANIUM POWER INC | Retrofit | San Fernando | Los Angeles | 91340 | Host Customer is System Owner | 6 |  | 2011141B | Heliodyne, Inc. | HELIOPAK | HPAK 016 1 410 G 80 ACD Z | Indirect Forced Circulation (IF) | 40.17 |  | 410 001 | Glycol | Advanced Controller with a Vacation or Holiday Mode | Solar Storage and Auxiliary Tanks are separate | 80 | 1 | 0.95 | 75 | Z09 | [18 empty] | Los Angeles | FALSE | 66.63 |  | 2011-06-01: 2016-12-26; 2011-08-03: 2016-12-27; 2011-09-20: 2017-03-24 | 2767 | 9328 | Up-front Payment
SCG-007280 | Single Family Residential | Domestic Hot Water | Gas | Southern California Gas Company | Incentive:Paid | 6930 | 70 |  | 1 SCG | 99 |  | 99 |  | 2016-12-27 13:16 | 2017-03-24 | TITANIUM POWER INC | Retrofit | San Fernando | Los Angeles | 91340 | Host Customer is System Owner | 5 |  | 2005006K | Butler Sun Solutions, Inc. | SOLAR BUTLER | BSS-PV1-40GD | Indirect Forced Circulation (IF) | 32.84 |  | EC-32 / EC-32-0.75 | Glycol | Advanced Controller with a Vacation or Holiday Mode | Solar Storage and Auxiliary Tanks are separate | 40 | 1 | 1 | 65 | Z09 | [18 empty] | Los Angeles | FALSE | 70.8 |  | 2011-06-01: 2016-12-26; 2011-08-03: 2016-12-27; 2011-09-20: 2017-03-24 | 2767 | 7009 | Up-front Payment
SCG-007281 | Single Family Residential | Domestic Hot Water | Gas | Southern California Gas Company | Incentive:Paid | 6930 | 70 |  | 1 SCG | 99 |  | 99 |  | 2016-12-27 13:09 | 2017-03-24 | TITANIUM POWER INC | Retrofit | Los Angeles | Los Angeles | 90016 | Owner/Tenant | 5 |  | 2005006K | Butler Sun Solutions, Inc. | SOLAR BUTLER | BSS-PV1-40GD | Indirect Forced Circulation (IF) | 32.84 |  | EC-32 / EC-32-0.75 | Glycol | Advanced Controller with a Vacation or Holiday Mode | Solar and Auxiliary Storage are the same Tank | 40 | 1 | 1 | 65 | Z08 | [18 empty] | Los Angeles | FALSE | 70.8 |  | 2011-06-01: 2016-12-26; 2011-08-03: 2016-12-27; 2011-09-20: 2017-03-24 | 2767 | 7009 | Up-front Payment
SCG-007282 | Single Family Residential | Domestic Hot Water | Gas | Southern California Gas Company | Incentive:Paid | 9800 | 70 |  | 1 SCG | 140 |  | 140 |  | 2016-12-27 10:01 | 2017-03-24 | TITANIUM POWER INC | Retrofit | San Fernando | Los Angeles | 91342 | Host Customer is System Owner | 5 |  | 2011141B | Heliodyne, Inc. | HELIOPAK | HPAK 016 1 410 G 80 ACD Z | Indirect Forced Circulation (IF) | 40.17 |  | 410 001 | Glycol | Advanced Controller with a Vacation or Holiday Mode | Solar Storage and Auxiliary Tanks are separate | 80 | 1 | 1 | 65 | Z09 | [18 empty] | Los Angeles | FALSE | 70.2 |  | 2011-06-01: 2016-12-26; 2011-08-03: 2016-12-27; 2011-09-20: 2017-03-24 | 2767 | 9828 | Up-front Payment
SCG-007283 | Single Family Residential | Domestic Hot Water | Gas | Southern California Gas Company | Incentive:Paid | 6861 | 70 |  | 1 SCG | 99 |  | 98 |  | 2016-12-27 13:10 | 2017-03-24 | TITANIUM POWER INC | Retrofit | Los Angeles | Los Angeles | 90016 | Host Customer is System Owner | 5 |  | 2005006K | Butler Sun Solutions, Inc. | SOLAR BUTLER | BSS-PV1-40GD | Indirect Forced Circulation (IF) | 32.84 |  | EC-32 / EC-32-0.75 |  |  | Solar and Auxiliary Storage are the same Tank | 40 | 0.99 | 1 | 65 | Z08 | [18 empty] | Los Angeles | FALSE | 70.29 |  | 2011-06-01: 2016-12-26; 2011-08-03: 2016-12-27; 2011-09-20: 2017-03-24 | 2767 | 6959 | Up-front Payment
SCG-007284 | Single Family Residential | Domestic Hot Water | Gas | Southern California Gas Company | Incentive:Paid | 9800 | 70 |  | 1 SCG | 140 |  | 140 |  | 2016-12-28 11:50 | 2017-03-24 | TITANIUM POWER INC | Retrofit | San Fernando | Los Angeles | 91342 | Host Customer is System Owner | 3 |  | 2011141B | Heliodyne, Inc. | HELIOPAK | HPAK 016 1 410 G 80 ACD Z | Indirect Forced Circulation (IF) | 40.17 |  | 410 001 | Glycol | Advanced Controller with a Vacation or Holiday Mode | Solar Storage and Auxiliary Tanks are separate | 80 | 1 | 1 | 45 | Z09 | [18 empty] | Los Angeles | FALSE | 70.31 |  | 2011-06-01: 2016-12-26; 2011-08-03: 2016-12-28; 2011-09-20: 2017-03-24 | 2767 | 9843 | Up-front Payment
SCG-007285 | Single Family Residential | Domestic Hot Water | Gas | Southern California Gas Company | Incentive:Paid | 9800 | 70 |  | 1 SCG | 140 |  | 140 |  | 2016-12-28 14:15 | 2017-03-27 | TITANIUM POWER INC | Retrofit | Arleta | Los Angeles | 91331 | Host Customer is System Owner | 5 |  | 2011141B | Heliodyne, Inc. | HELIOPAK | HPAK 016 1 410 G 80 ACD Z | Indirect Forced Circulation (IF) | 40.17 |  | 410 001 | Glycol | Advanced Controller with a Vacation or Holiday Mode | Solar Storage and Auxiliary Tanks are separate | 80 | 1 | 1 | 65 | Z09 | [18 empty] | Los Angeles | FALSE | 70.2 |  | 2011-06-01: 2016-12-26; 2011-08-03: 2016-12-28; 2011-09-20: 2017-03-27 | 2768 | 9828 | Up-front Payment
SCG-007286 | Single Family Residential | Domestic Hot Water | Gas | Southern California Gas Company | Incentive:Paid | 9310 | 70 |  | 1 SCG | 140 |  | 133 |  | 2016-12-27 13:15 | 2017-03-24 | TITANIUM POWER INC | Retrofit | Pacoima | Los Angeles | 91331 | Host Customer is System Owner | 5 |  | 2011141B | Heliodyne, Inc. | HELIOPAK | HPAK 016 1 410 G 80 ACD Z | Indirect Forced Circulation (IF) | 40.17 |  | 410 001 | Glycol | Advanced Controller with a Vacation or Holiday Mode | Solar Storage and Auxiliary Tanks are separate | 80 | 1 | 0.95 | 65 | Z09 | [18 empty] | Los Angeles | FALSE | 66.91 |  | 2011-06-01: 2016-12-26; 2011-08-03: 2016-12-27; 2011-09-20: 2017-03-24 | 2767 | 9368 | Up-front Payment
SCG-007287 | Single Family Residential | Domestic Hot Water | Gas | Southern California Gas Company | Incentive:Paid | 6584 | 70 |  | 1 SCG | 99 |  | 94 |  | 2016-12-28 14:06 | 2017-03-24 | TITANIUM POWER INC | Retrofit | Los Angeles | Los Angeles | 90065 | Host Customer is System Owner | 5 |  | 2005006K | Butler Sun Solutions, Inc. | SOLAR BUTLER | BSS-PV1-40GD | Indirect Forced Circulation (IF) | 32.84 |  | EC-32 / EC-32-0.75 |  |  | Solar and Auxiliary Storage are the same Tank | 40 | 1 | 0.95 | 65 | Z09 | [18 empty] | Los Angeles | FALSE | 67.26 |  | 2011-06-01: 2016-12-26; 2011-08-03: 2016-12-28; 2011-09-20: 2017-03-24 | 2767 | 6659 | Up-front Payment
SCG-007288 | Single Family Residential | Domestic Hot Water | Gas | Southern California Gas Company | Incentive:Paid | 6518 | 70 |  | 1 SCG | 99 |  | 93 |  | 2016-12-28 11:52 | 2017-03-24 | TITANIUM POWER INC | Retrofit | Los Angeles | Los Angeles | 90011 | Host Customer is System Owner | 5 |  | 2005006K | Butler Sun Solutions, Inc. | SOLAR BUTLER | BSS-PV1-40GD | Indirect Forced Circulation (IF) | 32.84 |  | EC-32 / EC-32-0.75 | Glycol | Advanced Controller with a Vacation or Holiday Mode | Solar Storage with Tankless Auxiliary Water Heater | 40 | 0.99 | 0.95 | 65 | Z08 | [18 empty] | Los Angeles | FALSE | 66.15 |  | 2011-06-01: 2016-12-26; 2011-08-03: 2016-12-28; 2011-09-20: 2017-03-24 | 2767 | 6549 | Up-front Payment
SCG-007289 | Single Family Residential | Domestic Hot Water | Gas | Southern California Gas Company | Incentive:Paid | 9310 | 70 |  | 1 SCG | 140 |  | 133 |  | 2016-12-28 14:05 | 2017-03-24 | TITANIUM POWER INC | Retrofit | Arleta | Los Angeles | 91331 | Host Customer is System Owner | 5 |  | 2011141B | Heliodyne, Inc. | HELIOPAK | HPAK 016 1 410 G 80 ACD Z | Indirect Forced Circulation (IF) | 40.17 |  | 410 001 | Glycol | Advanced Controller with a Vacation or Holiday Mode | Solar Storage and Auxiliary Tanks are separate | 80 | 1 | 0.95 | 65 | Z09 | [18 empty] | Los Angeles | FALSE | 66.91 |  | 2011-06-01: 2016-12-26; 2011-08-03: 2016-12-28; 2011-09-20: 2017-03-24 | 2767 | 9368 | Up-front Payment
SCG-007291 | Single Family Residential | Domestic Hot Water | Gas | Southern California Gas Company | Incentive:Paid | 9604 | 70 |  | 1 SCG | 140 |  | 137 |  | 2016-12-29 13:35 | 2017-03-29 | TITANIUM POWER INC | Retrofit | Sylmar | Los Angeles | 91342 | Host Customer is System Owner | 5 |  | 2011141B | Heliodyne, Inc. | HELIOPAK | HPAK 016 1 410 G 80 ACD Z | Indirect Forced Circulation (IF) | 40.17 |  | 410 001 | Glycol | Advanced Controller with a Vacation or Holiday Mode | Solar Storage and Auxiliary Tanks are separate | 80 | 0.98 | 1 | 65 | Z09 | [18 empty] | Los Angeles | FALSE | 68.99 |  | 2011-06-01: 2016-12-26; 2011-08-03: 2016-12-29; 2011-09-20: 2017-03-29 | 2760 | 9659 | Up-front Payment
SCG-007292 | Single Family Residential | Domestic Hot Water | Gas | Southern California Gas Company | Incentive:Paid | 9800 | 70 |  | 1 SCG | 140 |  | 140 |  | 2016-12-29 10:53 | 2017-03-27 | TITANIUM POWER INC | Retrofit | Arleta | Los Angeles | 91331 | Host Customer is System Owner | 5 |  | 2011141B | Heliodyne, Inc. | HELIOPAK | HPAK 016 1 410 G 80 ACD Z | Indirect Forced Circulation (IF) | 40.17 |  | 410 001 | Glycol | Advanced Controller with a Vacation or Holiday Mode | Solar Storage and Auxiliary Tanks are separate | 80 | 1 | 1 | 65 | Z09 | [18 empty] | Los Angeles | FALSE | 70.49 |  | 2011-06-01: 2016-12-26; 2011-08-03: 2016-12-29; 2011-09-20: 2017-03-27 | 2768 | 9868 | Up-front Payment
SCG-007293 | Single Family Residential | Domestic Hot Water | Gas | Southern California Gas Company | Incentive:Paid | 9800 | 70 |  | 1 SCG | 140 |  | 140 |  | 2016-12-28 11:44 | 2017-03-24 | TITANIUM POWER INC | Retrofit | Arleta | Los Angeles | 91331 | Host Customer is System Owner | 5 |  | 2011141B | Heliodyne, Inc. | HELIOPAK | HPAK 016 1 410 G 80 ACD Z | Indirect Forced Circulation (IF) | 40.17 |  | 410 001 | Glycol | Advanced Controller with a Vacation or Holiday Mode | Solar Storage and Auxiliary Tanks are separate | 80 | 1 | 1 | 65 | Z09 | [18 empty] | Los Angeles | FALSE | 70.31 |  | 2011-06-01: 2016-12-26; 2011-08-03: 2016-12-28; 2011-09-20: 2017-03-24 | 2767 | 9843 | Up-front Payment
SCG-007294 | Single Family Residential | Domestic Hot Water | Gas | Southern California Gas Company | Incentive:Paid | 9310 | 70 |  | 1 SCG | 140 |  | 133 |  | 2016-12-28 14:24 | 2017-03-27 | TITANIUM POWER INC | Retrofit | Arleta | Los Angeles | 91331 | Host Customer is System Owner | 5 |  | 2011141B | Heliodyne, Inc. | HELIOPAK | HPAK 016 1 410 G 80 ACD Z | Indirect Forced Circulation (IF) | 40.17 |  | 410 001 | Glycol | Advanced Controller with a Vacation or Holiday Mode | Solar Storage and Auxiliary Tanks are separate | 80 | 1 | 0.95 | 65 | Z09 | [18 empty] | Los angeles | FALSE | 66.66 |  | 2011-06-01: 2016-12-26; 2011-08-03: 2016-12-28; 2011-09-20: 2017-03-27 | 2768 | 9333 | Up-front Payment
SCG-007295 | Single Family Residential | Domestic Hot Water | Gas | Southern California Gas Company | Incentive:Paid | 9800 | 70 |  | 1 SCG | 140 |  | 140 |  | 2016-12-28 11:46 | 2017-03-24 | TITANIUM POWER INC | Retrofit | San Fernando | Los Angeles | 91342 | Host Customer is System Owner | 4 |  | 2011141B | Heliodyne, Inc. | HELIOPAK | HPAK 016 1 410 G 80 ACD Z | Indirect Forced Circulation (IF) | 40.17 |  | 410 001 | Glycol | Advanced Controller with a Vacation or Holiday Mode | Solar Storage and Auxiliary Tanks are separate | 80 | 1 | 1 | 55 | Z09 | [18 empty] | Los Angeles | FALSE | 70.34 |  | 2011-06-01: 2016-12-26; 2011-08-03: 2016-12-28; 2011-09-20: 2017-03-24 | 2767 | 9848 | Up-front Payment
SCG-007296 | Single Family Residential | Domestic Hot Water | Gas | Southern California Gas Company | Incentive:Paid | 9800 | 70 |  | 1 SCG | 140 |  | 140 |  | 2016-12-29 10:54 | 2017-03-27 | TITANIUM POWER INC | Retrofit | Arleta | Los Angeles | 91331 | Host Customer is System Owner | 5 |  | 2011141B | Heliodyne, Inc. | HELIOPAK | HPAK 016 1 410 G 80 ACD Z | Indirect Forced Circulation (IF) | 40.17 |  | 410 001 | Glycol | Advanced Controller with a Vacation or Holiday Mode | Solar Storage and Auxiliary Tanks are separate | 80 | 1 | 1 | 65 | Z09 | [18 empty] | Los Angeles | FALSE | 70.49 |  | 2011-06-01: 2016-12-26; 2011-08-03: 2016-12-29; 2011-09-20: 2017-03-27 | 2768 | 9868 | Up-front Payment
SCG-007297 | Single Family Residential | Domestic Hot Water | Gas | Southern California Gas Company | Incentive:Paid | 9800 | 70 |  | 1 SCG | 140 |  | 140 |  | 2016-12-28 14:07 | 2017-03-24 | TITANIUM POWER INC | Retrofit | Pacoima | Los Angeles | 91331 | Host Customer is System Owner | 5 |  | 2011141B | Heliodyne, Inc. | HELIOPAK | HPAK 016 1 410 G 80 ACD Z | Indirect Forced Circulation (IF) | 40.17 |  | 410 001 | Glycol | Advanced Controller with a Vacation or Holiday Mode | Solar Storage and Auxiliary Tanks are separate | 80 | 1 | 1 | 65 | Z09 | [18 empty] | Los Angeles | FALSE | 70.49 |  | 2011-06-01: 2016-12-26; 2011-08-03: 2016-12-28; 2011-09-20: 2017-03-24 | 2767 | 9868 | Up-front Payment
SCG-007298 | Single Family Residential | Domestic Hot Water | Gas | Southern California Gas Company | Incentive:Paid | 10238 | 70 |  | 1 SCG | 159 |  | 159 |  | 2017-03-02 10:50 | 2017-05-05 | PROGRESSIVE ENERGY SOLUTIONS INC | Retrofit | Calimesa | San Bernadino | 92320 | Host Customer is System Owner | 6 |  | 2009036H | Heliodyne, Inc. | HELIOPAK | HPAK 016 2 406 G 80 ACD Z | Indirect Forced Circulation (IF) | 53.88 |  | 406 001 | Glycol | Advanced Controller with a Thermal Cycling Function | Solar Storage and Auxiliary Tanks are separate | 80 | 1 | 1 | 75 | Z10 | [18 empty] | City of Calimesa | FALSE | 93.82 |  | 2011-06-01: 2016-12-27; 2011-08-03: 2017-03-02; 2011-09-20: 2017-05-05 | 2722 | 14918 | Up-front Payment
SCG-007299 | Single Family Residential | Domestic Hot Water | Gas | Southern California Gas Company | Incentive:Paid | 10238 | 70 |  | 1 SCG | 159 |  | 159 |  | 2017-03-02 10:50 | 2017-07-19 | PROGRESSIVE ENERGY SOLUTIONS INC | Retrofit | Fontana | San Bernadino | 92336 | Host Customer is System Owner | 6 |  | 2009036H | Heliodyne, Inc. | HELIOPAK | HPAK 016 2 406 G 80 ACD Z | Indirect Forced Circulation (IF) | 53.88 |  | 406 001 | Glycol | Advanced Controller with a Thermal Cycling Function | Solar Storage and Auxiliary Tanks are separate | 80 | 1 | 1 | 75 | Z10 | [18 empty] | City of Fontana | FALSE | 93.82 |  | 2011-06-01: 2016-12-27; 2011-08-03: 2017-03-02; 2011-09-20: 2017-07-19 | 2650 | 14918 | Up-front Payment
SCG-007300 | Single Family Residential | Domestic Hot Water | Gas | Southern California Gas Company | Incentive:Paid | 10238 | 70 |  | 1 SCG | 159 |  | 159 |  | 2017-03-02 10:49 | 2017-05-05 | PROGRESSIVE ENERGY SOLUTIONS INC | Retrofit | Yucaipa | San Bernardino | 92399 | Host Customer is System Owner | 6 |  | 2009036H | Heliodyne, Inc. | HELIOPAK | HPAK 016 2 406 G 80 ACD Z | Indirect Forced Circulation (IF) | 53.88 |  | 406 001 | Glycol | Advanced Controller with a Thermal Cycling Function | Solar Storage and Auxiliary Tanks are separate | 80 | 1 | 1 | 75 | Z10 | [18 empty] | City of Yucaipa | FALSE | 93.82 |  | 2011-06-01: 2016-12-27; 2011-08-03: 2017-03-02; 2011-09-20: 2017-05-05 | 2722 | 14918 | Up-front Payment
SCG-007301 | Single Family Residential | Domestic Hot Water | Gas | Southern California Gas Company | Incentive:Paid | 9310 | 70 |  | 1 SCG | 133 |  | 133 |  | 2017-03-02 10:48 | 2017-05-05 | PROGRESSIVE ENERGY SOLUTIONS INC | Retrofit | Rancho Cucamonga | San Bernadino | 91737 | Host Customer is System Owner | 5 |  | 2010135G | Heliodyne, Inc. | HELIOPAK | HPAK 016 1 410 G 75PD AC S Z | Indirect Forced Circulation (IF) | 40.17 |  | 410 001 | Glycol | Advanced Controller with a Thermal Cycling Function | Solar and Auxiliary Storage are the same Tank | 75 | 1 | 1 | 65 | Z10 | [18 empty] | City of Rancho Cucamonga | FALSE | 114.28 |  | 2011-06-01: 2016-12-27; 2011-08-03: 2017-03-02; 2011-09-20: 2017-05-05 | 2722 | 15199 | Up-front Payment
SCG-007302 | Single Family Residential | Domestic Hot Water | Gas | Southern California Gas Company | Incentive:Paid | 10238 | 70 |  | 1 SCG | 159 |  | 159 |  | 2017-03-02 10:47 | 2017-05-05 | PROGRESSIVE ENERGY SOLUTIONS INC | Retrofit | Fontana | San Bernadino | 92336 | Host Customer is System Owner | 6 |  | 2009036H | Heliodyne, Inc. | HELIOPAK | HPAK 016 2 406 G 80 ACD Z | Indirect Forced Circulation (IF) | 53.88 |  | 406 001 | Glycol | Advanced Controller with a Thermal Cycling Function | Solar Storage and Auxiliary Tanks are separate | 80 | 1 | 1 | 75 | Z10 | [18 empty] | City of Fontana | FALSE | 93.82 |  | 2011-06-01: 2016-12-27; 2011-08-03: 2017-03-02; 2011-09-20: 2017-05-05 | 2722 | 14918 | Up-front Payment
SCG-007303 | Single Family Residential | Domestic Hot Water | Gas | Southern California Gas Company | Incentive:Paid | 9461 | 70 |  | 1 SCG | 159 |  | 135 |  | 2017-03-02 10:46 | 2017-06-16 | PROGRESSIVE ENERGY SOLUTIONS INC | Retrofit | Yucaipa | San Bernadino | 92399 | Host Customer is System Owner | 5 |  | 2009036H | Heliodyne, Inc. | HELIOPAK | HPAK 016 2 406 G 80 ACD Z | Indirect Forced Circulation (IF) | 53.88 |  | 406 001 | Glycol | Advanced Controller with a Thermal Cycling Function | Solar Storage and Auxiliary Tanks are separate | 80 | 1 | 0.85 | 65 | Z10 | [18 empty] | City of Yucaipa | FALSE | 93.77 |  | 2011-06-01: 2016-12-27; 2011-08-03: 2017-03-02; 2011-09-20: 2017-06-16 | 2678 | 14909 | Up-front Payment
SCG-007304 | Single Family Residential | Domestic Hot Water | Gas | Southern California Gas Company | Incentive:Paid | 10238 | 70 |  | 1 SCG | 159 |  | 159 |  | 2017-03-02 10:54 | 2017-05-09 | PROGRESSIVE ENERGY SOLUTIONS INC | Retrofit | San Jacinto | Riverside | 92582 | Host Customer is System Owner | 8 |  | 2009036H | Heliodyne, Inc. | HELIOPAK | HPAK 016 2 406 G 80 ACD Z | Indirect Forced Circulation (IF) | 53.88 |  | 406 001 | Glycol | Advanced Controller with a Thermal Cycling Function | Solar Storage and Auxiliary Tanks are separate | 80 | 1 | 1 | 95 | Z10 | [18 empty] | City of San Jacinto | FALSE | 100.62 |  | 2011-06-01: 2016-12-27; 2011-08-03: 2017-03-02; 2011-09-20: 2017-05-09 | 2705 | 15999 | Up-front Payment
SCG-007305 | Single Family Residential | Domestic Hot Water | Gas | Southern California Gas Company | Incentive:Paid | 6584 | 70 |  | 1 SCG | 99 |  | 94 |  | 2016-12-29 13:33 | 2017-03-29 | TITANIUM POWER INC | Retrofit | Arleta | Los Angeles | 91331 | Host Customer is System Owner | 5 |  | 2005006K | Butler Sun Solutions, Inc. | SOLAR BUTLER | BSS-PV1-40GD | Indirect Forced Circulation (IF) | 32.84 |  | EC-32 / EC-32-0.75 | Glycol | Advanced Controller with a Vacation or Holiday Mode | Solar Storage with Tankless Auxiliary Water Heater | 40 | 1 | 0.95 | 65 | Z09 | [18 empty] | Los Angeles | FALSE | 66.76 |  | 2011-06-01: 2016-12-27; 2011-08-03: 2016-12-29; 2011-09-20: 2017-03-29 | 2760 | 6609 | Up-front Payment
SCG-007306 | Single Family Residential | Domestic Hot Water | Gas | Southern California Gas Company | Incentive:Paid | 9310 | 70 |  | 1 SCG | 133 |  | 133 |  | 2017-03-02 10:45 | 2017-05-05 | PROGRESSIVE ENERGY SOLUTIONS INC | Retrofit | Fontana | San Bernadino | 92336 | Host Customer is System Owner | 6 |  | 2010135G | Heliodyne, Inc. | HELIOPAK | HPAK 016 1 410 G 75PD AC S Z | Indirect Forced Circulation (IF) | 40.17 |  | 410 001 | Glycol | Advanced Controller with a Thermal Cycling Function | Solar and Auxiliary Storage are the same Tank | 75 | 1 | 1 | 75 | Z10 | [18 empty] | City of Fontana | FALSE | 112.17 |  | 2011-06-01: 2016-12-27; 2011-08-03: 2017-03-02; 2011-09-20: 2017-05-05 | 2722 | 14918 | Up-front Payment
SCG-007307 | Single Family Residential | Domestic Hot Water | Gas | Southern California Gas Company | Incentive:Paid | 9730 | 70 |  | 1 SCG | 139 |  | 139 |  | 2016-12-29 13:34 | 2017-03-29 | TITANIUM POWER INC | Retrofit | Los Angeles | Los Angeles | 90043 | Host Customer is System Owner | 5 |  | 2011141B | Heliodyne, Inc. | HELIOPAK | HPAK 016 1 410 G 80 ACD Z | Indirect Forced Circulation (IF) | 40.17 |  | 410 001 | Glycol | Advanced Controller with a Vacation or Holiday Mode | Solar Storage and Auxiliary Tanks are separate | 80 | 1 | 1 | 65 | Z08 | [18 empty] | Los Angeles | FALSE | 70.21 |  | 2011-06-01: 2016-12-27; 2011-08-03: 2016-12-29; 2011-09-20: 2017-03-29 | 2760 | 9759 | Up-front Payment
SCG-007308 | Single Family Residential | Domestic Hot Water | Gas | Southern California Gas Company | Incentive:Paid | 7259 | 70 |  | 1 SCG | 122 |  | 104 |  | 2017-03-02 10:44 | 2017-06-16 | PROGRESSIVE ENERGY SOLUTIONS INC | Retrofit | Fontana | San Bernadino | 92336 | Host Customer is System Owner | 6 |  | 30004222 | Solene | SOLENE DC CLOSED LOOP | SLSG40DC-75HE-G | Indirect Forced Circulation (IF) | 40.01 |  | SLSG-40 | Glycol | Advanced Controller with a Thermal Cycling Function | Solar Storage and Auxiliary Tanks are separate | 75 | 1 | 0.85 | 75 | Z10 | [18 empty] | City of Fontana | FALSE | 122.28 |  | 2011-06-01: 2016-12-27; 2011-08-03: 2017-03-02; 2011-09-20: 2017-06-16 | 2678 | 14918 | Up-front Payment
SCG-007309 | Single Family Residential | Domestic Hot Water | Gas | Southern California Gas Company | Incentive:Paid | 10238 | 70 |  | 1 SCG | 159 |  | 159 |  | 2017-03-02 10:44 | 2017-04-20 | PROGRESSIVE ENERGY SOLUTIONS INC | Retrofit | Beaumont | San Bernadino | 92223 | Host Customer is System Owner | 6 |  | 2009036H | Heliodyne, Inc. | HELIOPAK | HPAK 016 2 406 G 80 ACD Z | Indirect Forced Circulation (IF) | 53.88 |  | 406 001 | Glycol | Advanced Controller with a Thermal Cycling Function | Solar Storage and Auxiliary Tanks are separate | 80 | 1 | 1 | 75 | Z10 | [18 empty] | City of Beaumont | FALSE | 98.11 |  | 2011-06-01: 2016-12-27; 2011-08-03: 2017-03-02; 2011-09-20: 2017-04-20 | 2738 | 15599 | Up-front Payment
SCG-007310 | Single Family Residential | Domestic Hot Water | Gas | Southern California Gas Company | Incentive:Paid | 8540 | 70 |  | 1 SCG | 122 |  | 122 |  | 2017-03-02 10:43 | 2017-06-13 | PROGRESSIVE ENERGY SOLUTIONS INC | Retrofit | Fontana | San Bernadino | 92336 | Host Customer is System Owner | 5 |  | 30004222 | Solene | SOLENE DC CLOSED LOOP | SLSG40DC-75HE-G | Indirect Forced Circulation (IF) | 40.01 |  | SLSG-40 | Glycol | Advanced Controller with a Thermal Cycling Function | Solar Storage and Auxiliary Tanks are separate | 75 | 1 | 1 | 65 | Z10 | [18 empty] | City of Fontana | FALSE | 122.28 |  | 2011-06-01: 2016-12-27; 2011-08-03: 2017-03-02; 2011-09-20: 2017-06-13 | 2683 | 14918 | Up-front Payment
SCG-007311 | Single Family Residential | Domestic Hot Water | Gas | Southern California Gas Company | Incentive:Canceled | 9702 | 70 |  | 1 SCG | 140 |  | 139 |  | 2016-12-28 14:38 |  | TITANIUM POWER INC | Retrofit | Van Nuys | Los Angeles | 91405 | Host Customer is System Owner | 5 |  | 2011141B | Heliodyne, Inc. | HELIOPAK | HPAK 016 1 410 G 80 ACD Z | Indirect Forced Circulation (IF) | 40.17 |  | 410 001 | Glycol | Advanced Controller with a Vacation or Holiday Mode | Solar Storage and Auxiliary Tanks are separate | 80 | 0.99 | 1 | 65 | Z09 | [18 empty] | Los Angeles | FALSE | 69.59 |  | 2011-06-01: 2016-12-27; 2011-06-21: 2017-03-02; 2011-08-03: 2016-12-28 | 2795 | 9743 | Up-front Payment
SCG-007312 | Single Family Residential | Domestic Hot Water | Gas | Southern California Gas Company | Incentive:Paid | 10238 | 70 |  | 1 SCG | 159 |  | 159 |  | 2017-03-02 10:43 | 2017-05-10 | PROGRESSIVE ENERGY SOLUTIONS INC | Retrofit | Lake Elsinore | Riverside | 92532 | Host Customer is System Owner | 6 |  | 2009036H | Heliodyne, Inc. | HELIOPAK | HPAK 016 2 406 G 80 ACD Z | Indirect Forced Circulation (IF) | 53.88 |  | 406 001 | Glycol | Advanced Controller with a Thermal Cycling Function | Solar Storage and Auxiliary Tanks are separate | 80 | 1 | 1 | 75 | Z10 | [18 empty] | City of Lake Elsinore | FALSE | 93.82 |  | 2011-06-01: 2016-12-27; 2011-08-03: 2017-03-02; 2011-09-20: 2017-05-10 | 2705 | 14918 | Up-front Payment
SCG-007313 | Single Family Residential | Domestic Hot Water | Gas | Southern California Gas Company | Incentive:Paid | 9702 | 70 |  | 1 SCG | 140 |  | 139 |  | 2016-12-28 11:55 | 2017-03-24 | TITANIUM POWER INC | Retrofit | Van Nuys | Los Angeles | 91405 | Host Customer is System Owner | 6 |  | 2011141B | Heliodyne, Inc. | HELIOPAK | HPAK 016 1 410 G 80 ACD Z | Indirect Forced Circulation (IF) | 40.17 |  | 410 001 | Glycol | Advanced Controller with a Vacation or Holiday Mode | Solar Storage and Auxiliary Tanks are separate | 80 | 0.99 | 1 | 75 | Z09 | [18 empty] | Los Angeles | FALSE | 70.34 |  | 2011-06-01: 2016-12-27; 2011-08-03: 2016-12-28; 2011-09-20: 2017-03-24 | 2767 | 9848 | Up-front Payment
SCG-007314 | Single Family Residential | Domestic Hot Water | Gas | Southern California Gas Company | Incentive:Paid | 8348 | 70 |  | 1 SCG | 159 |  | 119 |  | 2017-03-02 10:42 | 2017-06-05 | PROGRESSIVE ENERGY SOLUTIONS INC | Retrofit | Grand Terrace | San Bernadino | 92313 | Host Customer is System Owner | 5 |  | 2009036H | Heliodyne, Inc. | HELIOPAK | HPAK 016 2 406 G 80 ACD Z | Indirect Forced Circulation (IF) | 53.88 |  | 406 001 | Glycol | Advanced Controller with a Thermal Cycling Function | Solar Storage and Auxiliary Tanks are separate | 80 | 1 | 0.75 | 65 | Z10 | [18 empty] | City of Grand Terrace | FALSE | 89.53 |  | 2011-06-01: 2016-12-27; 2011-08-03: 2017-03-02; 2011-09-20: 2017-06-05 | 2692 | 14236 | Up-front Payment
SCG-007315 | Single Family Residential | Domestic Hot Water | Gas | Southern California Gas Company | Incentive:Paid | 9800 | 70 |  | 1 SCG | 140 |  | 140 |  | 2016-12-28 14:44 | 2017-03-27 | TITANIUM POWER INC | Retrofit | Arleta | Los Angeles | 91331 | Host Customer is System Owner | 5 |  | 2011141B | Heliodyne, Inc. | HELIOPAK | HPAK 016 1 410 G 80 ACD Z | Indirect Forced Circulation (IF) | 40.17 |  | 410 001 | Glycol | Advanced Controller with a Vacation or Holiday Mode | Solar Storage and Auxiliary Tanks are separate | 80 | 1 | 1 | 65 | Z09 | [18 empty] | Los Angeles | FALSE | 70.13 |  | 2011-06-01: 2016-12-27; 2011-08-03: 2016-12-28; 2011-09-20: 2017-03-27 | 2768 | 9818 | Up-front Payment
SCG-007316 | Single Family Residential | Domestic Hot Water | Gas | Southern California Gas Company | Incentive:Paid | 9800 | 70 |  | 1 SCG | 140 |  | 140 |  | 2016-12-30 10:50 | 2017-03-29 | TITANIUM POWER INC | Retrofit | Arleta | Los Angeles | 91331 | Host Customer is System Owner | 5 |  | 2011141B | Heliodyne, Inc. | HELIOPAK | HPAK 016 1 410 G 80 ACD Z | Indirect Forced Circulation (IF) | 40.17 |  | 410 001 | Glycol | Advanced Controller with a Vacation or Holiday Mode | Solar Storage and Auxiliary Tanks are separate | 80 | 1 | 1 | 65 | Z09 | [18 empty] | Los Angeles | FALSE | 70.13 |  | 2011-06-01: 2016-12-27; 2011-08-03: 2016-12-30; 2011-09-20: 2017-03-29 | 2760 | 9818 | Up-front Payment
SCG-007317 | Single Family Residential | Domestic Hot Water | Gas | Southern California Gas Company | Incentive:Paid | 9800 | 70 |  | 1 SCG | 140 |  | 140 |  | 2016-12-31 09:33 | 2017-03-31 | TITANIUM POWER INC | Retrofit | Pacoima | Los Angeles | 91331 | Host Customer is System Owner | 5 |  | 2011141B | Heliodyne, Inc. | HELIOPAK | HPAK 016 1 410 G 80 ACD Z | Indirect Forced Circulation (IF) | 40.17 |  | 410 001 | Glycol | Advanced Controller with a Vacation or Holiday Mode | Solar Storage and Auxiliary Tanks are separate | 80 | 1 | 1 | 65 | Z09 | [18 empty] | Los Angeles | FALSE | 70.24 |  | 2011-06-01: 2016-12-27; 2011-08-03: 2016-12-31; 2011-09-20: 2017-03-31 | 2761 | 9833 | Up-front Payment
SCG-007318 | Single Family Residential | Domestic Hot Water | Gas | Southern California Gas Company | Incentive:Paid | 2746 | 29.85 |  | 1 | 115 |  | 92 |  | 2016-12-27 22:41 | 2017-05-22 | ACE MAINTENANCE & GENERAL CONTRACTOR INC | Retrofit | Northridge | Los Angeles | 91325 | Host Customer is System Owner | 2 |  | 2012012D | GREENoneTEC Solarindustrie GmbH | SOLPAL (formerly Solcrafte) | SOLPAL L-GT | Direct Integral Collector Storage (DI) | 26.11 |  | Solpal L |  |  | Solar Storage with Tankless Auxiliary Water Heater | 51 | 1 | 0.8 | 35 | Z09 | [18 empty] | Los Angeles, Ca | FALSE | 86.96 |  | 2011-06-01: 2016-12-27; 2011-08-03: 2016-12-27; 2011-09-20: 2017-05-22 | 2705 | 10000 | Up-front Payment
SCG-007319 | Single Family Residential | Domestic Hot Water | Gas | Southern California Gas Company | Incentive:Paid | 8050 | 70 |  | 1 SCG | 115 |  | 115 |  | 2016-12-29 15:27 | 2017-03-16 | DOCTOR PIPER INC | Retrofit | Westlake Village | Los Angeles | 91361 | Host Customer is System Owner | 4 |  | 2012012D | GREENoneTEC Solarindustrie GmbH | SOLPAL (formerly Solcrafte) | SOLPAL L-GT | Direct Integral Collector Storage (DI) | 26.11 |  | Solpal L |  |  | Solar Storage with Tankless Auxiliary Water Heater | 50 | 1 | 1 | 55 | Z09 | [18 empty] | City of Thousand Oaks | FALSE | 87.83 |  | 2011-06-01: 2016-12-28; 2011-08-03: 2016-12-29; 2011-09-20: 2017-03-16 | 2769 | 10100 | Up-front Payment
SCG-007320 | Single Family Residential | Domestic Hot Water | Gas | Southern California Gas Company | Incentive:Paid | 9800 | 70 |  | 1 SCG | 140 |  | 140 |  | 2016-12-29 08:50 | 2017-03-27 | ADVANCED CONSERVATION SYSTEMS INC | Retrofit | Lancaster | Los Angeles | 93535 | Host Customer is System Owner | 5 |  | 30004217 | Solene | SOLENE DRAINBACK | SLAR64DC-75DB-G | Indirect Forced Circulation (IF) | 64 |  | SLAR-32 | Automatic Drainback |  | Solar and Auxiliary Storage are the same Tank | 75 | 1 | 1 | 65 | Z14 | [18 empty] | City of Lancaster | FALSE | 73.21 |  | 2011-06-01: 2016-12-28; 2011-08-03: 2016-12-29; 2011-09-20: 2017-03-27 | 2768 | 10250 | Up-front Payment
SCG-007321 | Single Family Residential | Domestic Hot Water | Gas | Southern California Gas Company | Incentive:Paid | 9730 | 70 |  | 1 SCG | 139 |  | 139 |  | 2016-12-31 09:14 | 2017-03-29 | TITANIUM POWER INC | Retrofit | Los Angeles | Los Angeles | 90037 | Owner/Tenant | 5 |  | 2011141B | Heliodyne, Inc. | HELIOPAK | HPAK 016 1 410 G 80 ACD Z | Indirect Forced Circulation (IF) | 40.17 |  | 410 001 | Glycol | Advanced Controller with a Vacation or Holiday Mode | Solar Storage and Auxiliary Tanks are separate | 80 | 1 | 1 | 65 | Z08 | [18 empty] | Los Angeles | FALSE | 70.21 |  | 2011-06-01: 2016-12-28; 2011-08-03: 2016-12-31; 2011-09-20: 2017-03-29 | 2759 | 9759 | Up-front Payment
SCG-007322 | Single Family Residential | Domestic Hot Water | Gas | Southern California Gas Company | Incentive:Paid | 6930 | 70 |  | 1 SCG | 99 |  | 99 |  | 2016-12-31 12:53 | 2017-03-31 | TITANIUM POWER INC | Retrofit | Los Angeles | Los Angeles | 90044 | Host Customer is System Owner | 5 |  | 2005006K | Butler Sun Solutions, Inc. | SOLAR BUTLER | BSS-PV1-40GD | Indirect Forced Circulation (IF) | 32.84 |  | EC-32 / EC-32-0.75 | Glycol | Advanced Controller with a Vacation or Holiday Mode | Solar Storage with Tankless Auxiliary Water Heater | 40 | 1 | 1 | 65 | Z08 | [18 empty] | Los Angeles | FALSE | 70.49 |  | 2011-06-01: 2016-12-28; 2011-08-03: 2016-12-31; 2011-09-20: 2017-03-31 | 2760 | 6979 | Up-front Payment
SCG-007323 | Single Family Residential | Domestic Hot Water | Gas | Southern California Gas Company | Incentive:Paid | 6930 | 70 |  | 1 SCG | 99 |  | 99 |  | 2016-12-31 09:16 | 2017-03-29 | TITANIUM POWER INC | Retrofit | Pacoima | Los Angeles | 91331 | Host Customer is System Owner | 5 |  | 2005006K | Butler Sun Solutions, Inc. | SOLAR BUTLER | BSS-PV1-40GD | Indirect Forced Circulation (IF) | 32.84 |  | EC-32 / EC-32-0.75 | Glycol | Advanced Controller with a Vacation or Holiday Mode | Solar Storage with Tankless Auxiliary Water Heater | 40 | 1 | 1 | 65 | Z09 | [18 empty] | Los Angeles | FALSE | 70.6 |  | 2011-06-01: 2016-12-28; 2011-08-03: 2016-12-31; 2011-09-20: 2017-03-29 | 2759 | 6989 | Up-front Payment
SCG-007324 | Single Family Residential | Domestic Hot Water | Gas | Southern California Gas Company | Incentive:Paid | 8960 | 70 |  | 1 SCG | 128 |  | 128 |  | 2016-12-31 09:30 | 2017-03-31 | TITANIUM POWER INC | Retrofit | Pacoima | Los Angeles | 91331 | Host Customer is System Owner | 6 |  | 30004079 | GREENoneTEC Solarindustrie GmbH | Solpal Plus | Solpal Plus L-GT | Direct Integral Collector Storage (DI) | 25.66 |  | Solpal Plus L |  |  | Solar Storage with Tankless Auxiliary Water Heater | 51 | 1 | 1 | 75 | Z09 | [18 empty] | Los Angeles | FALSE | 70.38 |  | 2011-06-01: 2016-12-28; 2011-08-03: 2016-12-31; 2011-09-20: 2017-03-31 | 2761 | 9009 | Up-front Payment
SCG-007325 | Single Family Residential | Domestic Hot Water | Gas | Southern California Gas Company | Incentive:Paid | 6930 | 70 |  | 1 SCG | 99 |  | 99 |  | 2016-12-31 09:18 | 2017-03-29 | TITANIUM POWER INC | Retrofit | Pacoima | Los Angeles | 91331 | Host Customer is System Owner | 5 |  | 2005006K | Butler Sun Solutions, Inc. | SOLAR BUTLER | BSS-PV1-40GD | Indirect Forced Circulation (IF) | 32.84 |  | EC-32 / EC-32-0.75 | Glycol | Advanced Controller with a Vacation or Holiday Mode | Solar Storage with Tankless Auxiliary Water Heater | 40 | 1 | 1 | 65 | Z09 | [18 empty] | Los Angeles | FALSE | 70.49 |  | 2011-06-01: 2016-12-28; 2011-08-03: 2016-12-31; 2011-09-20: 2017-03-29 | 2759 | 6979 | Up-front Payment
SCG-007326 | Single Family Residential | Domestic Hot Water | Gas | Southern California Gas Company | Incentive:Paid | 6930 | 70 |  | 1 SCG | 99 |  | 99 |  | 2016-12-30 14:44 | 2017-03-29 | TITANIUM POWER INC | Retrofit | Pacoima | Los Angeles | 91331 | Host Customer is System Owner | 6 |  | 2005006K | Butler Sun Solutions, Inc. | SOLAR BUTLER | BSS-PV1-40GD | Indirect Forced Circulation (IF) | 32.84 |  | EC-32 / EC-32-0.75 | Glycol | Advanced Controller with a Vacation or Holiday Mode | Solar Storage with Tankless Auxiliary Water Heater | 40 | 1 | 1 | 75 | Z09 | [18 empty] | Los Angeles | FALSE | 70.6 |  | 2011-06-01: 2016-12-28; 2011-08-03: 2016-12-30; 2011-09-20: 2017-03-29 | 2760 | 6989 | Up-front Payment
SCG-007327 | Single Family Residential | Domestic Hot Water | Gas | Southern California Gas Company | Incentive:Paid | 8960 | 70 |  | 1 SCG | 128 |  | 128 |  | 2016-12-31 09:07 | 2017-03-29 | TITANIUM POWER INC | Retrofit | Pacoima | Los Angeles | 91331 | Host Customer is System Owner | 5 |  | 30004079 | GREENoneTEC Solarindustrie GmbH | Solpal Plus | Solpal Plus L-GT | Direct Integral Collector Storage (DI) | 25.66 |  | Solpal Plus L |  |  | Solar Storage with Tankless Auxiliary Water Heater | 51 | 1 | 1 | 65 | Z09 | [18 empty] | Los Angeles | FALSE | 70.38 |  | 2011-06-01: 2016-12-28; 2011-08-03: 2016-12-31; 2011-09-20: 2017-03-29 | 2760 | 9009 | Up-front Payment
SCG-007328 | Single Family Residential | Domestic Hot Water | Gas | Southern California Gas Company | Incentive:Paid | 6930 | 70 |  | 1 SCG | 99 |  | 99 |  | 2016-12-30 14:43 | 2017-03-29 | TITANIUM POWER INC | Retrofit | Pacoima | Los Angeles | 91331 | Host Customer is System Owner | 6 |  | 2005006K | Butler Sun Solutions, Inc. | SOLAR BUTLER | BSS-PV1-40GD | Indirect Forced Circulation (IF) | 32.84 |  | EC-32 / EC-32-0.75 | Glycol | Advanced Controller with a Vacation or Holiday Mode | Solar Storage with Tankless Auxiliary Water Heater | 40 | 1 | 1 | 75 | Z09 | [18 empty] | Los Angeles | FALSE | 70.44 |  | 2011-06-01: 2016-12-28; 2011-08-03: 2016-12-30; 2011-09-20: 2017-03-29 | 2762 | 6974 | Up-front Payment
SCG-007329 | Single Family Residential | Domestic Hot Water | Gas | Southern California Gas Company | Incentive:Paid | 6930 | 70 |  | 1 SCG | 99 |  | 99 |  | 2016-12-30 14:44 | 2017-03-29 | TITANIUM POWER INC | Retrofit | Pacoima | Los Angeles | 91331 | Host Customer is System Owner | 5 |  | 2005006K | Butler Sun Solutions, Inc. | SOLAR BUTLER | BSS-PV1-40GD | Indirect Forced Circulation (IF) | 32.84 |  | EC-32 / EC-32-0.75 | Glycol | Advanced Controller with a Vacation or Holiday Mode | Solar Storage with Tankless Auxiliary Water Heater | 40 | 1 | 1 | 65 | Z09 | [18 empty] | Los Angeles | FALSE | 70.52 |  | 2011-06-01: 2016-12-28; 2011-08-03: 2016-12-30; 2011-09-20: 2017-03-29 | 2760 | 6981 | Up-front Payment
SCG-007330 | Single Family Residential | Domestic Hot Water | Gas | Southern California Gas Company | Incentive:Paid | 8960 | 70 |  | 1 SCG | 128 |  | 128 |  | 2016-12-31 09:08 | 2017-03-29 | TITANIUM POWER INC | Retrofit | Pacoima | Los Angeles | 91331 | Host Customer is System Owner | 5 |  | 30004079 | GREENoneTEC Solarindustrie GmbH | Solpal Plus | Solpal Plus L-GT | Direct Integral Collector Storage (DI) | 25.66 |  | Solpal Plus L |  |  | Solar Storage with Tankless Auxiliary Water Heater | 51 | 1 | 1 | 65 | Z09 | [18 empty] | Los Angeles | FALSE | 70.42 |  | 2011-06-01: 2016-12-28; 2011-08-03: 2016-12-31; 2011-09-20: 2017-03-29 | 2760 | 9014 | Up-front Payment
SCG-007331 | Single Family Residential | Domestic Hot Water | Gas | Southern California Gas Company | Incentive:Paid | 8960 | 70 |  | 1 SCG | 128 |  | 128 |  | 2016-12-31 09:20 | 2017-03-29 | TITANIUM POWER INC | Retrofit | Pacoima | Los Angeles | 91331 | Host Customer is System Owner | 5 |  | 30004079 | GREENoneTEC Solarindustrie GmbH | Solpal Plus | Solpal Plus L-GT | Direct Integral Collector Storage (DI) | 25.66 |  | Solpal Plus L |  |  | Solar Storage with Tankless Auxiliary Water Heater | 51 | 1 | 1 | 65 | Z09 | [18 empty] | Los Angeles | FALSE | 70.38 |  | 2011-06-01: 2016-12-28; 2011-08-03: 2016-12-31; 2011-09-20: 2017-03-29 | 2761 | 9009 | Up-front Payment
SCG-007332 | Single Family Residential | Domestic Hot Water | Gas | Southern California Gas Company | Incentive:Canceled | 6930 | 70 |  | 1 SCG | 99 |  | 99 |  | 2016-12-31 09:13 |  | TITANIUM POWER INC | Retrofit | Pacoima | Los Angeles | 91331 | Host Customer is System Owner | 5 |  | 2005006K | Butler Sun Solutions, Inc. | SOLAR BUTLER | BSS-PV1-40GD | Indirect Forced Circulation (IF) | 32.84 |  | EC-32 / EC-32-0.75 | Glycol | Advanced Controller with a Vacation or Holiday Mode | Solar Storage with Tankless Auxiliary Water Heater | 40 | 1 | 1 | 65 | Z09 | [18 empty] | Los Angeles | FALSE | 70.75 |  | 2011-06-01: 2016-12-28; 2011-06-21: 2017-03-02; 2011-08-03: 2016-12-31 | 2795 | 7004 | Up-front Payment
SCG-007333 | Single Family Residential | Domestic Hot Water | Gas | Southern California Gas Company | Incentive:Paid | 6930 | 70 |  | 1 SCG | 99 |  | 99 |  | 2016-12-31 09:21 | 2017-03-29 | TITANIUM POWER INC | Retrofit | Pacoima | Los Angeles | 91331 | Host Customer is System Owner | 5 |  | 2005006K | Butler Sun Solutions, Inc. | SOLAR BUTLER | BSS-PV1-40GD | Indirect Forced Circulation (IF) | 32.84 |  | EC-32 / EC-32-0.75 | Glycol | Advanced Controller with a Vacation or Holiday Mode | Solar Storage with Tankless Auxiliary Water Heater | 40 | 1 | 1 | 65 | Z09 | [18 empty] | Los Angeles | FALSE | 70.6 |  | 2011-06-01: 2016-12-28; 2011-08-03: 2016-12-31; 2011-09-20: 2017-03-29 | 2761 | 6989 | Up-front Payment
SCG-007334 | Single Family Residential | Domestic Hot Water | Gas | Southern California Gas Company | Incentive:Paid | 6584 | 70 |  | 1 SCG | 99 |  | 94 |  | 2016-12-31 09:29 | 2017-03-31 | TITANIUM POWER INC | Retrofit | Pacoima | Los Angeles | 91331 | Host Customer is System Owner | 5 |  | 2005006K | Butler Sun Solutions, Inc. | SOLAR BUTLER | BSS-PV1-40GD | Indirect Forced Circulation (IF) | 32.84 |  | EC-32 / EC-32-0.75 | Glycol | Advanced Controller with a Vacation or Holiday Mode | Solar and Auxiliary Storage are the same Tank | 40 | 1 | 0.95 | 65 | Z09 | [18 empty] | Los Angeles | FALSE | 66.96 |  | 2011-06-01: 2016-12-28; 2011-08-03: 2016-12-31; 2011-09-20: 2017-03-31 | 2761 | 6629 | Up-front Payment
SCG-007335 | Single Family Residential | Domestic Hot Water | Gas | Southern California Gas Company | Incentive:Paid | 9800 | 70 |  | 1 SCG | 140 |  | 140 |  | 2016-12-31 12:40 | 2017-03-31 | TITANIUM POWER INC | Retrofit | Los Angeles | Los Angeles | 90065 | Host Customer is System Owner | 6 |  | 2011141B | Heliodyne, Inc. | HELIOPAK | HPAK 016 1 410 G 80 ACD Z | Indirect Forced Circulation (IF) | 40.17 |  | 410 001 | Glycol | Advanced Controller with a Vacation or Holiday Mode | Solar Storage and Auxiliary Tanks are separate | 80 | 1 | 1 | 75 | Z09 | [18 empty] | Los Angeles | FALSE | 70.31 |  | 2011-06-01: 2016-12-28; 2011-08-03: 2016-12-31; 2011-09-20: 2017-03-31 | 2760 | 9843 | Up-front Payment
SCG-007336 | Commercial/Multifamily Residential | Domestic Hot Water | Gas | Southern California Gas Company | Incentive:Paid | 131800 | 25 |  | 1 SCG | 5272 |  | 5272 |  | 2017-01-19 14:33 | 2017-02-06 | ALL VALLEY SOLAR INC | Retrofit | Orange | Orange | 92869 | Host Customer is System Owner | [7 empty] | 1269.45 | 40.95 |  | Drainback |  | Solar Storage and Auxiliary Tanks are separate |  | 1 | 1 | 6327 | Z08 | 171 |  | Other | TRB-40 | 31 | 4 | 1687 | 1 | 115 | 1 | 399000 | TRUE | 135 | 140 |  | SunEarth - SETR A503 TTR U + VFS 5-100 |  | SunEarth - SETR A503 TTR U + VFS 5-100 | City of Orange | FALSE | 27.86 |  | 2016-12-28 |  | 2017-01-19 | 2017-02-06 | 2017-02-15 | 2017-03-10 | 2783 | 146858 | Up-front Payment
SCG-007337 | Commercial/Multifamily Residential | Domestic Hot Water | Gas | Southern California Gas Company | Reservation:Canceled | 96932 | 17.16 |  | 2 | 4801 |  | 4801 |  |  |  | ALL VALLEY SOLAR INC | Retrofit | Orange | Orange | 92869 | Host Customer is System Owner | [7 empty] | 1310.4 | 40.95 |  | Drainback |  | Solar Storage and Auxiliary Tanks are separate |  | 1 | 1 | 2736 | Z08 | 72 | Units | Apartments/Condos | TRB-40 | 32 | 4 | 1687 | 1 | 115 | 1 | 399000 | TRUE | 135 | 140 | [5 empty] | FALSE | 62.19 |  | 2011-06-01: 2016-12-29 | 2859 | 298556 | Up-front Payment
SCG-007338 | Single Family Residential | Domestic Hot Water | Gas | Southern California Gas Company | Incentive:Paid | 6930 | 70 |  | 1 SCG | 99 |  | 99 |  | 2016-12-31 09:39 | 2017-03-31 | TITANIUM POWER INC | Retrofit | Los Angeles | Los Angeles | 90033 | Owner/Tenant | 7 |  | 2005006K | Butler Sun Solutions, Inc. | SOLAR BUTLER | BSS-PV1-40GD | Indirect Forced Circulation (IF) | 32.84 |  | EC-32 / EC-32-0.75 | Glycol | Advanced Controller with a Vacation or Holiday Mode | Solar and Auxiliary Storage are the same Tank | 40 | 1 | 1 | 85 | Z09 | [18 empty] | Los Angeles | FALSE | 70.39 |  | 2011-06-01: 2016-12-29; 2011-08-03: 2016-12-31; 2011-09-20: 2017-03-31 | 2761 | 6969 | Up-front Payment
SCG-007339 | Single Family Residential | Domestic Hot Water | Gas | Southern California Gas Company | Incentive:Paid | 9800 | 70 |  | 1 SCG | 140 |  | 140 |  | 2016-12-31 09:27 | 2017-03-29 | TITANIUM POWER INC | Retrofit | San Fernando | Los Angeles | 91340 | Host Customer is System Owner | 7 |  | 2011141B | Heliodyne, Inc. | HELIOPAK | HPAK 016 1 410 G 80 ACD Z | Indirect Forced Circulation (IF) | 40.17 |  | 410 001 | Glycol | Advanced Controller with a Vacation or Holiday Mode | Solar Storage and Auxiliary Tanks are separate | 80 | 1 | 1 | 85 | Z09 | [18 empty] | Los Angeles | FALSE | 70.49 |  | 2011-06-01: 2016-12-29; 2011-08-03: 2016-12-31; 2011-09-20: 2017-03-29 | 2761 | 9868 | Up-front Payment
SCG-007340 | Single Family Residential | Domestic Hot Water | Gas | Southern California Gas Company | Incentive:Paid | 9310 | 70 |  | 1 SCG | 133 |  | 133 |  | 2017-01-19 15:09 | 2017-04-04 | ADVANCED CONSERVATION SYSTEMS INC | Retrofit | Palmdale | Los Angeles | 93550 | Host Customer is System Owner | 5 |  | 30004089 | Solarhot | SolVelox Drainback | S-SV-DBUMA64-120G | Indirect Forced Circulation (IF) | 64 |  | SLAR-32 | Automatic Drainback |  | Solar and Auxiliary Storage are the same Tank | 120 | 1 | 1 | 65 | Z16 | [18 empty] | City of Palmdale | FALSE | 77.07 |  | 2011-06-01: 2016-12-29; 2011-08-03: 2017-01-19; 2011-09-20: 2017-04-04 | 2747 | 10250 | Up-front Payment
SCG-007341 | Single Family Residential | Domestic Hot Water | Gas | Southern California Gas Company | Incentive:Paid | 6584 | 70 |  | 1 SCG | 99 |  | 94 |  | 2016-12-31 09:23 | 2017-03-29 | TITANIUM POWER INC | Retrofit | San Fernando | Los Angeles | 91342 | Host Customer is System Owner | 4 |  | 2005006K | Butler Sun Solutions, Inc. | SOLAR BUTLER | BSS-PV1-40GD | Indirect Forced Circulation (IF) | 32.84 |  | EC-32 / EC-32-0.75 | Glycol | Advanced Controller with a Vacation or Holiday Mode | Solar Storage with Tankless Auxiliary Water Heater | 40 | 1 | 0.95 | 55 | Z09 | [18 empty] | Los Angeles | FALSE | 67.01 |  | 2011-06-01: 2016-12-29; 2011-08-03: 2016-12-31; 2011-09-20: 2017-03-29 | 2761 | 6634 | Up-front Payment
SCG-007342 | Single Family Residential | Domestic Hot Water | Gas | Southern California Gas Company | Incentive:Paid | 9800 | 70 |  | 1 SCG | 140 |  | 140 |  | 2016-12-31 09:11 | 2017-03-29 | TITANIUM POWER INC | Retrofit | Pacoima | Los Angeles | 91331 | Host Customer is System Owner | 5 |  | 2011141B | Heliodyne, Inc. | HELIOPAK | HPAK 016 1 410 G 80 ACD Z | Indirect Forced Circulation (IF) | 40.17 |  | 410 001 | Glycol | Advanced Controller with a Vacation or Holiday Mode | Solar Storage and Auxiliary Tanks are separate | 80 | 1 | 1 | 65 | Z09 | [18 empty] | Los Angeles | FALSE | 70.49 |  | 2011-06-01: 2016-12-29; 2011-08-03: 2016-12-31; 2011-09-20: 2017-03-29 | 2759 | 9868 | Up-front Payment
SCG-007343 | Single Family Residential | Domestic Hot Water | Gas | Southern California Gas Company | Incentive:Paid | 9730 | 70 |  | 1 SCG | 139 |  | 139 |  | 2016-12-31 12:56 | 2017-07-18 | TITANIUM POWER INC | Retrofit | Los Angeles | Los Angeles | 90044 | Host Customer is System Owner | 4 |  | 2011141B | Heliodyne, Inc. | HELIOPAK | HPAK 016 1 410 G 80 ACD Z | Indirect Forced Circulation (IF) | 40.17 |  | 410 001 | Glycol | Advanced Controller with a Vacation or Holiday Mode | Solar Storage and Auxiliary Tanks are separate | 80 | 1 | 1 | 55 | Z08 | [18 empty] | Los Angeles | FALSE | 70.57 |  | 2011-06-01: 2016-12-29; 2011-08-03: 2016-12-31; 2011-09-20: 2017-07-18 | 2650 | 9809 | Up-front Payment
SCG-007344 | Single Family Residential | Domestic Hot Water | Gas | Southern California Gas Company | Incentive:Paid | 4265 | 29.85 |  | 1 | 162 |  | 143 |  | 2017-04-28 12:50 | 2017-05-30 | SOL RELIABLE INC | Retrofit | Sun Valley | Los Angeles | 91352 | Host Customer is System Owner | 3 |  | 2009036H | Heliodyne, Inc. | HELIOPAK | HPAK 016 2 406 G 80 ACD Z | Indirect Forced Circulation (IF) | 53.88 |  | 406 001 | Forced Circulation |  | Solar Storage and Auxiliary Tanks are separate | 80 | 0.98 | 0.9 | 45 | Z09 | [18 empty] | LADBS | FALSE | 92.59 |  | 2011-06-01: 2016-12-29; 2011-08-03: 2017-04-28; 2011-09-20: 2017-05-30 | 2700 | 15000 | Up-front Payment
SCG-007345 | Single Family Residential | Domestic Hot Water | Gas | Southern California Gas Company | Incentive:Paid | 6930 | 70 |  | 1 SCG | 99 |  | 99 |  | 2016-12-31 09:29 | 2017-03-31 | TITANIUM POWER INC | Retrofit | Pacoima | Los Angeles | 91331 | Host Customer is System Owner | 6 |  | 2005006K | Butler Sun Solutions, Inc. | SOLAR BUTLER | BSS-PV1-40GD | Indirect Forced Circulation (IF) | 32.84 |  | EC-32 / EC-32-0.75 | Glycol | Advanced Controller with a Vacation or Holiday Mode | Solar Storage with Tankless Auxiliary Water Heater | 40 | 1 | 1 | 75 | Z09 | [18 empty] | Los Angeles | FALSE | 70.8 |  | 2011-06-01: 2016-12-29; 2011-08-03: 2016-12-31; 2011-09-20: 2017-03-31 | 2761 | 7009 | Up-front Payment
SCG-007346 | Single Family Residential | Domestic Hot Water | Gas | Southern California Gas Company | Incentive:Paid | 6584 | 70 |  | 1 SCG | 99 |  | 94 |  | 2016-12-31 09:26 | 2017-03-29 | TITANIUM POWER INC | Retrofit | Mission Hills | Los Angeles | 91345 | Host Customer is System Owner | 6 |  | 2005006K | Butler Sun Solutions, Inc. | SOLAR BUTLER | BSS-PV1-40GD | Indirect Forced Circulation (IF) | 32.84 |  | EC-32 / EC-32-0.75 | Glycol | Advanced Controller with a Vacation or Holiday Mode | Solar Storage with Tankless Auxiliary Water Heater | 40 | 1 | 0.95 | 75 | Z09 | [18 empty] | Los Angeles | FALSE | 67.06 |  | 2011-06-01: 2016-12-29; 2011-08-03: 2016-12-31; 2011-09-20: 2017-03-29 | 2761 | 6639 | Up-front Payment
SCG-007347 | Single Family Residential | Domestic Hot Water | Gas | Southern California Gas Company | Incentive:Paid | 9730 | 70 |  | 1 SCG | 139 |  | 139 |  | 2016-12-31 09:32 | 2017-03-31 | TITANIUM POWER INC | Retrofit | Los Angeles | Los Angeles | 90002 | Host Customer is System Owner | 7 |  | 2011141B | Heliodyne, Inc. | HELIOPAK | HPAK 016 1 410 G 80 ACD Z | Indirect Forced Circulation (IF) | 40.17 |  | 410 001 | Glycol | Advanced Controller with a Vacation or Holiday Mode | Solar Storage and Auxiliary Tanks are separate | 80 | 1 | 1 | 85 | Z08 | [18 empty] | Los Angeles | FALSE | 70.57 |  | 2011-06-01: 2016-12-29; 2011-08-03: 2016-12-31; 2011-09-20: 2017-03-31 | 2747 | 9809 | Up-front Payment
SCG-007348 | Single Family Residential | Domestic Hot Water | Gas | Southern California Gas Company | Incentive:Paid | 9800 | 70 |  | 1 SCG | 140 |  | 140 |  | 2016-12-31 09:25 | 2017-03-29 | TITANIUM POWER INC | Retrofit | North Hills | Los Angeles | 91343 | Host Customer is System Owner | 6 |  | 2011141B | Heliodyne, Inc. | HELIOPAK | HPAK 016 1 410 G 80 ACD Z | Indirect Forced Circulation (IF) | 40.17 |  | 410 001 | Glycol | Advanced Controller with a Vacation or Holiday Mode | Solar Storage and Auxiliary Tanks are separate | 80 | 1 | 1 | 75 | Z09 | [18 empty] | Los Angeles | FALSE | 70.49 |  | 2011-06-01: 2016-12-29; 2011-08-03: 2016-12-31; 2011-09-20: 2017-03-29 | 2761 | 9868 | Up-front Payment
PGE-007349 | Commercial/Multifamily Residential | Domestic Hot Water | Gas | Pacific Gas and Electric | Incentive:Paid | 323101 | 20.19 |  | 1 | 16003 |  | 16003 |  | 2017-06-28 15:45 | 2017-07-12 | BERGQUAM ENERGY SYSTEMS | New Construction | FOLSOM | Sacramento | 95630 | Host Customer is System Owner | [7 empty] | 3138.56 | 12.26 |  | Drainback |  | Solar Storage and Auxiliary Tanks are separate |  | 1 | 1 | 11425 | Z12 | 400 |  | Other | 10001807 | 256 | 1 | 3060 | 2 | 750 | 3 | 1290000 | FALSE | 140 | 110 |  | Badger - Badger 380 |  | Badger - Badger 380 | City of Folsom, CA | FALSE | 46.87 |  | 2016-12-29 | 2017-07-05 | 2017-06-28 | 2017-07-12 | 2018-05-14 | 2018-05-15 | 2334 | 750000 | Up-front Payment
SCG-007350 | Single Family Residential | Domestic Hot Water | Gas | Southern California Gas Company | Incentive:Paid | 10238 | 70 |  | 1 SCG | 162 |  | 154 |  | 2017-02-02 23:04 | 2017-04-27 | DOCTOR PIPER INC | Retrofit | Reseda | Los Angeles | 91335 | Host Customer is System Owner | 4 |  | 2009036H | Heliodyne, Inc. | HELIOPAK | HPAK 016 2 406 G 80 ACD Z | Indirect Forced Circulation (IF) | 53.88 |  | 406 001 | Glycol | Steam Back | Solar Storage and Auxiliary Tanks are separate | 80 | 1 | 0.95 | 55 | Z09 | [18 empty] | City of Los Angeles | FALSE | 63.89 |  | 2011-06-01: 2016-12-30; 2011-08-03: 2017-02-02; 2011-09-20: 2017-04-27 | 2731 | 10350 | Up-front Payment
SCG-007351 | Single Family Residential | Domestic Hot Water | Gas | Southern California Gas Company | Incentive:Paid | 6930 | 70 |  | 1 SCG | 99 |  | 99 |  | 2016-12-31 12:30 | 2017-03-31 | TITANIUM POWER INC | Retrofit | Pacoima | Los Angeles | 91331 | Host Customer is System Owner | 6 |  | 2005006K | Butler Sun Solutions, Inc. | SOLAR BUTLER | BSS-PV1-40GD | Indirect Forced Circulation (IF) | 32.84 |  | EC-32 / EC-32-0.75 | Glycol | Advanced Controller with a Vacation or Holiday Mode | Solar Storage with Tankless Auxiliary Water Heater | 40 | 1 | 1 | 75 | Z09 | [18 empty] | Los Angeles | FALSE | 70.49 |  | 2011-06-01: 2016-12-30; 2011-08-03: 2016-12-31; 2011-09-20: 2017-03-31 | 2759 | 6979 | Up-front Payment
SCG-007352 | Single Family Residential | Domestic Hot Water | Gas | Southern California Gas Company | Incentive:Paid | 6930 | 70 |  | 1 SCG | 99 |  | 99 |  | 2016-12-31 12:33 | 2017-03-31 | TITANIUM POWER INC | Retrofit | Pacoima | Los Angeles | 91331 | Host Customer is System Owner | 5 |  | 2005006K | Butler Sun Solutions, Inc. | SOLAR BUTLER | BSS-PV1-40GD | Indirect Forced Circulation (IF) | 32.84 |  | EC-32 / EC-32-0.75 | Glycol | Advanced Controller with a Vacation or Holiday Mode | Solar Storage with Tankless Auxiliary Water Heater | 40 | 1 | 1 | 65 | Z09 | [18 empty] | Los Angeles | FALSE | 70.47 |  | 2011-06-01: 2016-12-30; 2011-08-03: 2016-12-31; 2011-09-20: 2017-03-31 | 2760 | 6977 | Up-front Payment
SCG-007353 | Single Family Residential | Domestic Hot Water | Gas | Southern California Gas Company | Incentive:Paid | 10238 | 70 |  | 1 SCG | 162 |  | 162 |  | 2017-02-10 17:07 | 2017-04-27 | DOCTOR PIPER INC | Retrofit | North Hills | Los Angeles | 91343 | Host Customer is System Owner | 4 |  | 2009036H | Heliodyne, Inc. | HELIOPAK | HPAK 016 2 406 G 80 ACD Z | Indirect Forced Circulation (IF) | 53.88 |  | 406 001 | Glycol | Steam Back | Solar Storage and Auxiliary Tanks are separate | 80 | 1 | 1 | 55 | Z09 | [18 empty] | City of Los Angeles | FALSE | 63.89 |  | 2011-06-01: 2016-12-30; 2011-08-03: 2017-02-10; 2011-09-20: 2017-04-27 | 2728 | 10350 | Up-front Payment
SCG-007354 | Single Family Residential | Domestic Hot Water | Gas | Southern California Gas Company | Incentive:Paid | 10238 | 70 |  | 1 SCG | 162 |  | 162 |  | 2017-02-10 17:17 | 2017-04-27 | DOCTOR PIPER INC | Retrofit | Sherwood Forest | Los Angeles | 91325 | Host Customer is System Owner | 4 |  | 2009036H | Heliodyne, Inc. | HELIOPAK | HPAK 016 2 406 G 80 ACD Z | Indirect Forced Circulation (IF) | 53.88 |  | 406 001 | Glycol | Steam Back | Solar and Auxiliary Storage are the same Tank | 80 | 1 | 1 | 55 | Z09 | [18 empty] | City of Los Angeles | FALSE | 63.89 |  | 2011-06-01: 2016-12-30; 2011-08-03: 2017-02-10; 2011-09-20: 2017-04-27 | 2728 | 10350 | Up-front Payment
SCG-007355 | Single Family Residential | Domestic Hot Water | Gas | Southern California Gas Company | Incentive:Paid | 8960 | 70 |  | 1 SCG | 128 |  | 128 |  | 2016-12-31 12:31 | 2017-03-31 | TITANIUM POWER INC | Retrofit | Arleta | Los Angeles | 91331 | Host Customer is System Owner | 5 |  | 30004079 | GREENoneTEC Solarindustrie GmbH | Solpal Plus | Solpal Plus L-GT | Direct Integral Collector Storage (DI) | 25.66 |  | Solpal Plus L |  |  | Solar Storage with Tankless Auxiliary Water Heater | 51 | 1 | 1 | 65 | Z09 | [18 empty] | Los Angeles | FALSE | 70.42 |  | 2011-06-01: 2016-12-30; 2011-08-03: 2016-12-31; 2011-09-20: 2017-03-31 | 2760 | 9014 | Up-front Payment
SCG-007356 | Single Family Residential | Domestic Hot Water | Gas | Southern California Gas Company | Incentive:Paid | 8960 | 70 |  | 1 SCG | 128 |  | 128 |  | 2016-12-31 11:45 | 2017-03-31 | TITANIUM POWER INC | Retrofit | Pacoima | Los Angeles | 91331 | Host Customer is System Owner | 4 |  | 30004079 | GREENoneTEC Solarindustrie GmbH | Solpal Plus | Solpal Plus L-GT | Direct Integral Collector Storage (DI) | 25.66 |  | Solpal Plus L |  |  | Solar Storage with Tankless Auxiliary Water Heater | 51 | 1 | 1 | 55 | Z09 | [18 empty] | Los Angeles | FALSE | 70.5 |  | 2011-06-01: 2016-12-30; 2011-08-03: 2016-12-31; 2011-09-20: 2017-03-31 | 2761 | 9024 | Up-front Payment
SCG-007357 | Single Family Residential | Domestic Hot Water | Gas | Southern California Gas Company | Incentive:Paid | 6930 | 70 |  | 1 SCG | 99 |  | 99 |  | 2016-12-31 11:43 | 2017-03-31 | TITANIUM POWER INC | Retrofit | San Fernando | Los Angeles | 91342 | Host Customer is System Owner | 5 |  | 2005006K | Butler Sun Solutions, Inc. | SOLAR BUTLER | BSS-PV1-40GD | Indirect Forced Circulation (IF) | 32.84 |  | EC-32 / EC-32-0.75 | Glycol | Advanced Controller with a Vacation or Holiday Mode | Solar Storage with Tankless Auxiliary Water Heater | 40 | 1 | 1 | 65 | Z09 | [18 empty] | Los Angeles | FALSE | 70.44 |  | 2011-06-01: 2016-12-30; 2011-08-03: 2016-12-31; 2011-09-20: 2017-03-31 | 2761 | 6974 | Up-front Payment
SCG-007359 | Single Family Residential | Domestic Hot Water | Gas | Southern California Gas Company | Incentive:Paid | 8512 | 70 |  | 1 SCG | 128 |  | 122 |  | 2016-12-31 12:59 | 2017-04-20 | TITANIUM POWER INC | Retrofit | Pacoima | Los Angeles | 91331 | Host Customer is System Owner | 6 |  | 30004079 | GREENoneTEC Solarindustrie GmbH | Solpal Plus | Solpal Plus L-GT | Direct Integral Collector Storage (DI) | 25.66 |  | Solpal Plus L |  |  | Solar Storage with Tankless Auxiliary Water Heater | 51 | 1 | 0.95 | 75 | Z09 | [18 empty] | Los Angeles | FALSE | 66.87 |  | 2011-06-01: 2016-12-30; 2011-08-03: 2016-12-31; 2011-09-20: 2017-04-20 | 2738 | 8559 | Up-front Payment
SCG-007360 | Single Family Residential | Domestic Hot Water | Gas | Southern California Gas Company | Incentive:Paid | 9310 | 70 |  | 1 SCG | 140 |  | 133 |  | 2016-12-31 13:05 | 2017-04-03 | TITANIUM POWER INC | Retrofit | San Fernando | Los Angeles | 91342 | Host Customer is System Owner | 6 |  | 2011141B | Heliodyne, Inc. | HELIOPAK | HPAK 016 1 410 G 80 ACD Z | Indirect Forced Circulation (IF) | 40.17 |  | 410 001 | Glycol | Advanced Controller with a Vacation or Holiday Mode | Solar Storage and Auxiliary Tanks are separate | 80 | 1 | 0.95 | 75 | Z09 | [18 empty] | Los Angeles | FALSE | 66.91 |  | 2011-06-01: 2016-12-30; 2011-08-03: 2016-12-31; 2011-09-20: 2017-04-03 | 2756 | 9368 | Up-front Payment
SCG-007361 | Single Family Residential | Domestic Hot Water | Gas | Southern California Gas Company | Incentive:Paid | 6930 | 70 |  | 1 SCG | 99 |  | 99 |  | 2016-12-31 12:33 | 2017-03-31 | TITANIUM POWER INC | Retrofit | Pacoima | Los Angeles | 91331 | Host Customer is System Owner | 6 |  | 2005006K | Butler Sun Solutions, Inc. | SOLAR BUTLER | BSS-PV1-40GD | Indirect Forced Circulation (IF) | 32.84 |  | EC-32 / EC-32-0.75 | Glycol | Advanced Controller with a Vacation or Holiday Mode | Solar Storage with Tankless Auxiliary Water Heater | 40 | 1 | 1 | 75 | Z09 | [18 empty] | Los Angeles | FALSE | 70.6 |  | 2011-06-01: 2016-12-30; 2011-08-03: 2016-12-31; 2011-09-20: 2017-03-31 | 2760 | 6989 | Up-front Payment
SCG-007362 | Single Family Residential | Domestic Hot Water | Gas | Southern California Gas Company | Incentive:Paid | 8960 | 70 |  | 1 SCG | 128 |  | 128 |  | 2016-12-31 12:59 | 2017-03-31 | TITANIUM POWER INC | Retrofit | Pacoima | Los Angeles | 91331 | Host Customer is System Owner | 10 |  | 30004079 | GREENoneTEC Solarindustrie GmbH | Solpal Plus | Solpal Plus L-GT | Direct Integral Collector Storage (DI) | 25.66 |  | Solpal Plus L |  |  | Solar Storage with Tankless Auxiliary Water Heater | 51 | 1 | 1 | 115 | Z09 | [18 empty] | Los Angeles | FALSE | 70.61 |  | 2011-06-01: 2016-12-30; 2011-08-03: 2016-12-31; 2011-09-20: 2017-03-31 | 2760 | 9038 | Up-front Payment
SCG-007363 | Single Family Residential | Domestic Hot Water | Gas | Southern California Gas Company | Incentive:Paid | 8960 | 70 |  | 1 SCG | 128 |  | 128 |  | 2016-12-31 13:00 | 2017-04-03 | TITANIUM POWER INC | Retrofit | Pacoima | Los Angeles | 91331 | Host Customer is System Owner | 6 |  | 30004079 | GREENoneTEC Solarindustrie GmbH | Solpal Plus | Solpal Plus L-GT | Direct Integral Collector Storage (DI) | 25.66 |  | Solpal Plus L |  |  | Solar Storage with Tankless Auxiliary Water Heater | 51 | 1 | 1 | 75 | Z09 | [18 empty] | Los Angeles | FALSE | 70.5 |  | 2011-06-01: 2016-12-30; 2011-08-03: 2016-12-31; 2011-09-20: 2017-04-03 | 2756 | 9024 | Up-front Payment
SCG-007364 | Single Family Residential | Domestic Hot Water | Gas | Southern California Gas Company | Incentive:Paid | 6584 | 70 |  | 1 SCG | 99 |  | 94 |  | 2016-12-31 12:30 | 2017-03-31 | TITANIUM POWER INC | Retrofit | Pacoima | Los Angeles | 91331 | Host Customer is System Owner | 6 |  | 2005006K | Butler Sun Solutions, Inc. | SOLAR BUTLER | BSS-PV1-40GD | Indirect Forced Circulation (IF) | 32.84 |  | EC-32 / EC-32-0.75 |  |  | Solar and Auxiliary Storage are the same Tank | 40 | 1 | 0.95 | 75 | Z09 | [18 empty] | Los Angeles | FALSE | 67.26 |  | 2011-06-01: 2016-12-30; 2011-08-03: 2016-12-31; 2011-09-20: 2017-03-31 | 2760 | 6659 | Up-front Payment
SCG-007365 | Single Family Residential | Domestic Hot Water | Gas | Southern California Gas Company | Incentive:Paid | 6930 | 70 |  | 1 SCG | 99 |  | 99 |  | 2016-12-31 12:24 | 2017-03-31 | TITANIUM POWER INC | Retrofit | Pacoima | Los Angeles | 91331 | Host Customer is System Owner | 5 |  | 2005006K | Butler Sun Solutions, Inc. | SOLAR BUTLER | BSS-PV1-40GD | Indirect Forced Circulation (IF) | 32.84 |  | EC-32 / EC-32-0.75 | Glycol | Advanced Controller with a Vacation or Holiday Mode | Solar Storage with Tankless Auxiliary Water Heater | 40 | 1 | 1 | 65 | Z09 | [18 empty] | Los Angeles | FALSE | 70.39 |  | 2011-06-01: 2016-12-30; 2011-08-03: 2016-12-31; 2011-09-20: 2017-03-31 | 2756 | 6969 | Up-front Payment
SCG-007366 | Single Family Residential | Domestic Hot Water | Gas | Southern California Gas Company | Incentive:Canceled | 2955 | 29.85 |  | 1 | 99 |  | 99 |  | 2017-04-11 14:31 |  | TITANIUM POWER INC | Retrofit | Pacoima | Los Angeles | 91331 | Host Customer is System Owner | 5 |  | 2005006K | Butler Sun Solutions, Inc. | SOLAR BUTLER | BSS-PV1-40GD | Indirect Forced Circulation (IF) | 32.84 |  | EC-32 / EC-32-0.75 | Glycol | Advanced Controller with a Vacation or Holiday Mode | Solar Storage with Tankless Auxiliary Water Heater | 40 | 1 | 1 | 65 | Z09 | [18 empty] | Los Angeles | FALSE | 70.47 |  | 2011-06-01: 2016-12-30; 2011-06-21: 2017-05-09; 2011-08-03: 2017-04-11 | 2727 | 6977 | Up-front Payment
SCG-007367 | Single Family Residential | Domestic Hot Water | Gas | Southern California Gas Company | Incentive:Paid | 6930 | 70 |  | 1 SCG | 99 |  | 99 |  | 2016-12-31 11:48 | 2017-03-31 | TITANIUM POWER INC | Retrofit | San Fernando | Los Angeles | 91342 | Host Customer is System Owner | 5 |  | 2005006K | Butler Sun Solutions, Inc. | SOLAR BUTLER | BSS-PV1-40GD | Indirect Forced Circulation (IF) | 32.84 |  | EC-32 / EC-32-0.75 | Glycol | Advanced Controller with a Vacation or Holiday Mode | Solar Storage with Tankless Auxiliary Water Heater | 40 | 1 | 1 | 65 | Z09 | [18 empty] | Los Angeles | FALSE | 71.3 |  | 2011-06-01: 2016-12-30; 2011-08-03: 2016-12-31; 2011-09-20: 2017-03-31 | 2756 | 7059 | Up-front Payment
SCG-007368 | Single Family Residential | Domestic Hot Water | Gas | Southern California Gas Company | Incentive:Paid | 6584 | 70 |  | 1 SCG | 99 |  | 94 |  | 2016-12-31 11:46 | 2017-03-31 | TITANIUM POWER INC | Retrofit | Pacoima | Los Angeles | 91331 | Host Customer is System Owner | 6 |  | 2005006K | Butler Sun Solutions, Inc. | SOLAR BUTLER | BSS-PV1-40GD | Indirect Forced Circulation (IF) | 32.84 |  | EC-32 / EC-32-0.75 |  |  | Solar and Auxiliary Storage are the same Tank | 40 | 1 | 0.95 | 75 | Z09 | [18 empty] | Los Angeles | FALSE | 67.26 |  | 2011-06-01: 2016-12-30; 2011-08-03: 2016-12-31; 2011-09-20: 2017-03-31 | 2761 | 6659 | Up-front Payment
SCG-007369 | Single Family Residential | Domestic Hot Water | Gas | Southern California Gas Company | Incentive:Paid | 6930 | 70 |  | 1 SCG | 99 |  | 99 |  | 2016-12-31 12:29 | 2017-03-31 | TITANIUM POWER INC | Retrofit | San Fernando | Los Angeles | 91340 | Host Customer is System Owner | 9 |  | 2005006K | Butler Sun Solutions, Inc. | SOLAR BUTLER | BSS-PV1-40GD | Indirect Forced Circulation (IF) | 32.84 |  | EC-32 / EC-32-0.75 | Glycol | Advanced Controller with a Vacation or Holiday Mode | Solar Storage with Tankless Auxiliary Water Heater | 40 | 1 | 1 | 105 | Z09 | [18 empty] | Los Angeles | FALSE | 70.62 |  | 2011-06-01: 2016-12-30; 2011-08-03: 2016-12-31; 2011-09-20: 2017-03-31 | 2759 | 6991 | Up-front Payment
SCG-007370 | Single Family Residential | Domestic Hot Water | Gas | Southern California Gas Company | Incentive:Paid | 9800 | 70 |  | 1 SCG | 140 |  | 140 |  | 2016-12-31 11:47 | 2017-03-31 | TITANIUM POWER INC | Retrofit | San Fernando | Los Angeles | 91342 | Host Customer is System Owner | 4 |  | 2011141B | Heliodyne, Inc. | HELIOPAK | HPAK 016 1 410 G 80 ACD Z | Indirect Forced Circulation (IF) | 40.17 |  | 410 001 | Glycol | Advanced Controller with a Vacation or Holiday Mode | Solar Storage and Auxiliary Tanks are separate | 80 | 1 | 1 | 55 | Z09 | [18 empty] | Los Angeles | FALSE | 70.42 |  | 2011-06-01: 2016-12-30; 2011-08-03: 2016-12-31; 2011-09-20: 2017-03-31 | 2756 | 9859 | Up-front Payment
SCG-007371 | Single Family Residential | Domestic Hot Water | Gas | Southern California Gas Company | Incentive:Paid | 8960 | 70 |  | 1 SCG | 128 |  | 128 |  | 2016-12-31 11:54 | 2017-03-31 | TITANIUM POWER INC | Retrofit | Pacoima | Los Angeles | 91331 | Host Customer is System Owner | 6 |  | 30004079 | GREENoneTEC Solarindustrie GmbH | Solpal Plus | Solpal Plus L-GT | Direct Integral Collector Storage (DI) | 25.66 |  | Solpal Plus L |  |  | Solar Storage with Tankless Auxiliary Water Heater | 51 | 1 | 1 | 75 | Z09 | [18 empty] | Los Angeles | FALSE | 70.48 |  | 2011-06-01: 2016-12-30; 2011-08-03: 2016-12-31; 2011-09-20: 2017-03-31 | 2756 | 9022 | Up-front Payment
SCG-007372 | Single Family Residential | Domestic Hot Water | Gas | Southern California Gas Company | Incentive:Paid | 8512 | 70 |  | 1 SCG | 128 |  | 122 |  | 2016-12-31 12:25 | 2017-03-31 | TITANIUM POWER INC | Retrofit | Pacoima | Los Angeles | 91331 | Host Customer is System Owner | 8 |  | 30004079 | GREENoneTEC Solarindustrie GmbH | Solpal Plus | Solpal Plus L-GT | Direct Integral Collector Storage (DI) | 25.66 |  | Solpal Plus L |  |  | Solar Storage with Tankless Auxiliary Water Heater | 51 | 1 | 0.95 | 95 | Z09 | [18 empty] | Los Angeles | FALSE | 66.87 |  | 2011-06-01: 2016-12-30; 2011-08-03: 2016-12-31; 2011-09-20: 2017-03-31 | 2759 | 8559 | Up-front Payment
SCG-007373 | Single Family Residential | Domestic Hot Water | Gas | Southern California Gas Company | Incentive:Paid | 6584 | 70 |  | 1 SCG | 99 |  | 94 |  | 2016-12-31 12:57 | 2017-03-31 | TITANIUM POWER INC | Retrofit | San Fernando | Los Angeles | 91340 | Host Customer is System Owner | 5 |  | 2005006K | Butler Sun Solutions, Inc. | SOLAR BUTLER | BSS-PV1-40GD | Indirect Forced Circulation (IF) | 32.84 |  | EC-32 / EC-32-0.75 | Glycol | Advanced Controller with a Vacation or Holiday Mode | Solar Storage with Tankless Auxiliary Water Heater | 40 | 1 | 0.95 | 65 | Z09 | [18 empty] | Los Angeles | FALSE | 67.06 |  | 2011-06-01: 2016-12-30; 2011-08-03: 2016-12-31; 2011-09-20: 2017-03-31 | 2760 | 6639 | Up-front Payment
SCG-007374 | Single Family Residential | Domestic Hot Water | Gas | Southern California Gas Company | Incentive:Paid | 6930 | 70 |  | 1 SCG | 99 |  | 99 |  | 2016-12-31 13:01 | 2017-04-03 | TITANIUM POWER INC | Retrofit | Arleta | Los Angeles | 91331 | Host Customer is System Owner | 10 |  | 2005006K | Butler Sun Solutions, Inc. | SOLAR BUTLER | BSS-PV1-40GD | Indirect Forced Circulation (IF) | 32.84 |  | EC-32 / EC-32-0.75 | Glycol | Advanced Controller with a Vacation or Holiday Mode | Solar Storage with Tankless Auxiliary Water Heater | 40 | 1 | 1 | 115 | Z09 | [18 empty] | Los Angeles | FALSE | 70.44 |  | 2011-06-01: 2016-12-30; 2011-08-03: 2016-12-31; 2011-09-20: 2017-04-03 | 2756 | 6974 | Up-front Payment
SCG-007375 | Single Family Residential | Domestic Hot Water | Gas | Southern California Gas Company | Incentive:Paid | 8050 | 70 |  | 1 SCG | 115 |  | 115 |  | 2017-02-09 18:51 | 2017-04-04 | DOCTOR PIPER INC | Retrofit | Canoga Park | Los Angeles | 91303 | Host Customer is System Owner | 4 |  | 2012012D | GREENoneTEC Solarindustrie GmbH | SOLPAL (formerly Solcrafte) | SOLPAL L-GT | Direct Integral Collector Storage (DI) | 26.11 |  | Solpal L |  |  | Solar Storage with Tankless Auxiliary Water Heater | 50 | 1 | 1 | 55 | Z09 | [18 empty] | City of Los Angeles | FALSE | 90 |  | 2011-06-01: 2016-12-30; 2011-08-03: 2017-02-09; 2011-09-20: 2017-04-04 | 2749 | 10350 | Up-front Payment
SCG-007376 | Single Family Residential | Domestic Hot Water | Gas | Southern California Gas Company | Incentive:Paid | 6930 | 70 |  | 1 SCG | 99 |  | 99 |  | 2016-12-31 13:03 | 2017-04-03 | TITANIUM POWER INC | Retrofit | Pacoima | Los Angeles | 91331 | Host Customer is System Owner | 5 |  | 2005006K | Butler Sun Solutions, Inc. | SOLAR BUTLER | BSS-PV1-40GD | Indirect Forced Circulation (IF) | 32.84 |  | EC-32 / EC-32-0.75 |  |  | Solar and Auxiliary Storage are the same Tank | 40 | 1 | 1 | 65 | Z09 | [18 empty] | Los Angeles | FALSE | 70.47 |  | 2011-06-01: 2016-12-31; 2011-08-03: 2016-12-31; 2011-09-20: 2017-04-03 | 2756 | 6977 | Up-front Payment
PGE-007377 | Low Income Multifamily Residential | Domestic Hot Water | Gas | Pacific Gas and Electric | Incentive:Paid | 108033 | 24.89 |  | 1 | 4429 |  | 4340 |  | 2017-04-19 14:48 | 2017-05-16 | ADROIT ENERGY INC | Retrofit | SAN FRANCISCO | San Francisco | 94102 | Host Customer is System Owner | [7 empty] | 1514.56 | 47.33 |  | Glycol | Pressure Stagnation Protection (PSP) | Solar Storage and Auxiliary Tanks are separate |  | 0.98 | 1 | 6290 | Z03 | 170 | Units | Apartments/Condos | 10001909 | 32 | 2 | 2950 | 1 | 730 | 3 | 999300 | TRUE | 130 | 130 |  | Heliodyne - Delta-T Pro Ethernet |  | Heliodyne - Delta-T Pro Ethernet | City of San Francisco | FALSE | 43.66 |  | 2017-03-28 | 2017-04-27 | 2017-04-19 | 2017-05-16 | 2017-09-22 | 2017-10-20 | 2546 | 193350 | Up-front Payment
SCG-007378 | Commercial/Multifamily Residential | Domestic Hot Water | Gas | Southern California Gas Company | Reservation:Canceled |  | 17.16 |  | 2 | 0 |  | 0 |  |  |  | ALL VALLEY SOLAR INC | Retrofit | Orange | Orange | 92869 | Host Customer is System Owner | [7 empty] | 1269.45 | 40.95 |  | Drainback |  | Solar Storage and Auxiliary Tanks are separate |  | 1 | 1 | 6327 | Z08 |  |  | Other | TRB-40 | 31 | 4 | 1687 | 1 | 115 | 1 | 399000 | TRUE | 135 | 140 | [5 empty] | FALSE | 0 |  | 2011-06-01: 2017-01-04 | 2852 | 146859 | Up-front Payment
SCG-007379 | Commercial/Multifamily Residential | Domestic Hot Water | Gas | Southern California Gas Company | Incentive:Paid | 117600 | 25 |  | 1 SCG | 4704 |  | 4704 |  | 2017-01-19 14:47 | 2017-02-06 | ALL VALLEY SOLAR INC | Retrofit | Orange | Orange | 92869 | Host Customer is System Owner | [7 empty] | 1310.4 | 40.95 |  | Drainback |  | Solar Storage and Auxiliary Tanks are separate |  | 1 | 1 | 2735 | Z08 |  |  | Other | TRB-40 | 32 | 4 | 1687 | 1 | 115 | 1 | 399000 | TRUE | 135 | 140 |  | SunEarth - SETR A503 TTR U + VFS 5-100 |  | SunEarth - SETR A503 TTR U + VFS 5-100 | City of Orange | FALSE | 32.23 |  | 2017-01-05 |  | 2017-01-19 | 2017-02-06 | 2017-02-15 | 2017-03-10 | 2783 | 151588 | Up-front Payment
PGE-007381 | Single Family Residential | Domestic Hot Water | Gas | Pacific Gas and Electric | Incentive:Paid | 3194 | 29.85 |  | 1 | 107 |  | 107 |  | 2017-05-16 09:53 | 2017-06-13 | AZTEC SOLAR INC | Retrofit | Sacramento | Sacramento | 95811 | Host Customer is System Owner | 2 |  | 2001005E | SunEarth, Inc. | SUNSIPHON | EPGX80-42-2G | Indirect Thermosyphon (IT) | 42.22 |  | EP-21 | Glycol | Advanced Controller with a Vacation or Holiday Mode | Solar Storage and Auxiliary Tanks are separate | 80 | 1 | 1 | 35 | Z12 | [18 empty] | City of Sacramento | FALSE | 88.74 |  | 2017-01-06 | 2017-05-19 |  |  | 2017-05-16 | 2017-06-13 | 2686 | 9495 | Up-front Payment
SDG-007382 | Commercial Pools | Pool Heating | Gas | San Diego Gas and Electric | Incentive:Paid | 14238 | 5 |  | 1 | 3528 |  | 2822 |  | 2017-01-10 12:54 | 2017-01-19 | SUNX SOLAR INC | Retrofit | Chula Vista | San Diego | 91914 | Host Customer is System Owner | [7 empty] | 1050.625 | 42.025 |  | Drainback |  |  |  | 0.8 | 1 |  | Z10 |  |  |  | 10001884 | 25 | 1 | [5 empty] | FALSE |  |  |  | SunEarth - SETR A503 TTR U + VFS 20-400 |  | SunEarth - SETR A503 TTR U + VFS 20-400 | City of Chula Vista | FALSE | 9.66 |  | 2017-01-09 | 2017-07-12 | 2017-01-10 | 2017-01-19 | 2017-07-04 | 2017-09-14 | 2584 | 34070 | Up-front Payment
PGE-007383 | Commercial/Multifamily Residential | Domestic Hot Water | Gas | Pacific Gas and Electric | Incentive:Paid | 37150 | 20.19 |  | 1 | 1840 |  | 1840 |  | 2017-06-27 10:21 | 2017-07-05 | SUN LIGHT & POWER | New Construction | San Francisco | San Francisco | 94080 | Host Customer is System Owner | [7 empty] | 482.04 | 40.17 |  | Drainback | Drainback (Water) | Solar and Auxiliary Storage are the same Tank |  | 1 | 1 | 3643 | Z03 | 1518 | Full meals served | Meal Service Restaurant | 2010115A | 12 | 1 | 847 | 1 | 0 | 0 | 3600000 | TRUE | 140 | 125 |  | Heliodyne - Delta-T Pro Ethernet |  | Heliodyne - Delta-T Pro Ethernet | City of South San Francisco | FALSE | 46.24 |  | 2017-05-18 | 2018-06-29 | 2017-06-27 | 2017-07-05 | 2018-06-11 | 2018-06-29 | 2280 | 85081 | Up-front Payment
SCG-007384 | Single Family Residential | Domestic Hot Water | Gas | Southern California Gas Company | Incentive:Paid | 10238 | 70 |  | 1 SCG | 164 |  | 156 |  | 2017-01-12 17:13 | 2017-04-19 | SOLAR WATT SOLUTIONS INC | Retrofit | Murrieta | Riverside | 92562 | Host Customer is System Owner | 5 |  | 2001001E | SunEarth, Inc. | SOLARAY | TE64P-80-2G | Indirect Forced Circulation (IF) | 65.67 |  | EP-32 / EP-32-0.75 | Glycol | Advanced Controller with a Vacation or Holiday Mode | Solar Storage and Auxiliary Tanks are separate | 80 | 1 | 0.95 | 65 | Z10 | [18 empty] | Murrieta, CA | FALSE | 62.43 |  | 2011-06-01: 2017-01-11; 2011-08-03: 2017-01-12; 2011-09-20: 2017-04-19 | 2738 | 10238 | Up-front Payment
SCG-007385 | Low Income Single Family Residential | Domestic Hot Water | Gas | Southern California Gas Company | Incentive:Paid | 4987 | 36.9 |  | 1 | 159 |  | 135 |  | 2017-01-17 16:45 | 2017-04-04 | ART CRAFT BUILDING CONSTRUCTION | Retrofit | Riverside | Riverside | 92507 | Host Customer is System Owner | 6 |  | 2010017C | Alternate Energy Technologies | EAGLESUN | DBS-G2-80-64 | Indirect Forced Circulation (IF) | 65.34 |  | MSC-32 | Automatic Drainback |  | Solar Storage and Auxiliary Tanks are separate | 80 | 1 | 0.85 | 75 | Z10 | [18 empty] | City of Riverside | FALSE | 41.86 |  | 2011-06-01: 2017-01-11; 2011-08-03: 2017-01-17; 2011-09-20: 2017-04-04 | 2747 | 6655.92 | Up-front Payment
SCG-007387 | Commercial/Multifamily Residential | Domestic Hot Water | Gas | Southern California Gas Company | Incentive:Paid | 38200 | 20.19 |  | 1 | 1893 |  | 1893 |  | 2017-01-11 16:49 | 2017-01-23 | EVOLUTION ENERGY SOLUTIONS L L C | Retrofit | Los Angeles | Los Angeles | 90029 | Host Customer is System Owner | [7 empty] | 491.4 | 40.95 |  | Drainback | Drainback (Water) | Solar Storage and Auxiliary Tanks are separate |  | 1 | 1 | 1080 | Z09 | 27 | Units | Apartments/Condos | TRB-40 | 12 | 1 | 1100 | 1 | 238 | 2 | 474000 | TRUE | 140 | 140 |  | Amatis Controls - AM-JOULE |  | Amatis Controls - AM-JOULE | Los Angeles | FALSE | 20.18 |  | 2017-01-11 |  | 2017-01-11 | 2017-01-23 | 2017-04-24 | 2017-05-02 | 2711 | 38200 | Up-front Payment
SCG-007388 | Single Family Residential | Domestic Hot Water | Gas | Southern California Gas Company | Incentive:Paid | 3433 | 29.85 |  | 1 | 115 |  | 115 |  | 2017-01-18 14:56 | 2017-05-09 | ACE MAINTENANCE & GENERAL CONTRACTOR INC | Retrofit | Granada Hills | Los Angeles | 91344 | Host Customer is System Owner | 2 |  | 2012012D | GREENoneTEC Solarindustrie GmbH | SOLPAL (formerly Solcrafte) | SOLPAL L-GT | Direct Integral Collector Storage (DI) | 26.11 |  | Solpal L |  |  | Solar Storage with Tankless Auxiliary Water Heater | 51 | 1 | 1 | 35 | Z09 | [18 empty] | Los Angeles | FALSE | 86.96 |  | 2011-06-01: 2017-01-11; 2011-08-03: 2017-01-18; 2011-09-20: 2017-05-09 | 2720 | 10000 | Up-front Payment
SCG-007389 | Single Family Residential | Domestic Hot Water | Gas | Southern California Gas Company | Incentive:Paid | 3433 | 29.85 |  | 1 | 115 |  | 115 |  | 2017-02-07 20:14 | 2017-05-09 | ACE MAINTENANCE & GENERAL CONTRACTOR INC | Retrofit | Woodland Hills | Los Angeles | 91364 | Host Customer is System Owner | 2 |  | 2012012D | GREENoneTEC Solarindustrie GmbH | SOLPAL (formerly Solcrafte) | SOLPAL L-GT | Direct Integral Collector Storage (DI) | 26.11 |  | Solpal L |  |  | Solar Storage with Tankless Auxiliary Water Heater | 51 | 1 | 1 | 35 | Z09 | [18 empty] | City of Los Angeles | FALSE | 86.96 |  | 2011-06-01: 2017-01-11; 2011-08-03: 2017-02-07; 2011-09-20: 2017-05-09 | 2722 | 10000 | Up-front Payment
SCG-007390 | Single Family Residential | Domestic Hot Water | Gas | Southern California Gas Company | Incentive:Canceled | 8050 | 70 |  | 1 SCG | 115 |  | 115 |  | 2017-02-10 11:36 |  | ACE MAINTENANCE & GENERAL CONTRACTOR INC | Retrofit | Woodland Hills | Los Angeles | 91364 | Host Customer is System Owner | 2 |  | 2012012D | GREENoneTEC Solarindustrie GmbH | SOLPAL (formerly Solcrafte) | SOLPAL L-GT | Direct Integral Collector Storage (DI) | 26.11 |  | Solpal L |  |  | Solar Storage with Tankless Auxiliary Water Heater | 51 | 1 | 1 | 35 | Z09 | [18 empty] | City of Los Angeles | FALSE | 86.96 |  | 2011-06-01: 2017-01-11; 2011-06-21: 2017-03-14; 2011-08-03: 2017-02-10 | 2783 | 10000 | Up-front Payment
PGE-007391 | Commercial Pools | Pool Heating | Gas | Pacific Gas and Electric | Incentive:Paid | 10209 | 7 |  | 1 | 1585 |  | 1585 |  | 2017-04-06 19:37 | 2017-05-03 | SUNTREK INDUSTRIES INC | Retrofit | San Jose | Santa Clara | 95118 | Host Customer is System Owner | [7 empty] | 844 | 33.76 |  | Drainback |  |  |  | 1 | 1 |  | Z03 |  |  |  | 2007048A | 25 | 1 | [5 empty] | FALSE |  |  |  | SunEarth - SETR A503 TTR U + VFS 20-400 |  | SunEarth - SETR A503 TTR U + VFS 20-400 | San Jose | FALSE | 12.88 |  | 2017-01-12 | 2017-04-12 | 2017-04-06 | 2017-05-03 | 2019-01-30 | 2019-04-23 | 1996 | 20417 | Up-front Payment
SCG-007392 | Single Family Residential | Domestic Hot Water | Gas | Southern California Gas Company | Incentive:Paid | 9758 | 70 |  | 1 SCG | 164 |  | 139 |  | 2017-01-23 18:28 | 2017-04-04 | SOLAR WATT SOLUTIONS INC | Retrofit | San Jacinto | Riverside | 92583 | Host Customer is System Owner | 5 |  | 2001001E | SunEarth, Inc. | SOLARAY | TE64P-80-2G | Indirect Forced Circulation (IF) | 65.67 |  | EP-32 / EP-32-0.75 | Glycol | Advanced Controller with a Vacation or Holiday Mode | Solar Storage and Auxiliary Tanks are separate | 80 | 1 | 0.85 | 65 | Z10 | [18 empty] | San Jacinto, CA | FALSE | 59.5 |  | 2011-06-01: 2017-01-12; 2011-08-03: 2017-01-23; 2011-09-20: 2017-04-04 | 2755 | 9758 | Up-front Payment
SDG-007393 | Single Family Residential | Domestic Hot Water | Gas | San Diego Gas and Electric | Incentive:Paid | 4366 | 29.85 |  | 1 | 163 |  | 147 |  | 2017-01-23 12:19 | 2017-01-26 | CLEANTECH ENERGY SOLUTIONS INC | Retrofit | El Cajon | San Diego | 92019 | Host Customer is System Owner | 5 |  | 2001001R | SunEarth, Inc. | SOLARAY | TE64P-120-2G | Indirect Forced Circulation (IF) | 65.67 |  | EP-32 / EP-32-0.75 | Glycol | Advanced Controller with a Vacation or Holiday Mode | Solar Storage and Auxiliary Tanks are separate | 120 | 0.9 | 1 | 65 | Z10 | [18 empty] | San Diego County | FALSE | 48.29 |  | 2017-01-13 | 2017-01-25 |  |  | 2017-01-23 | 2017-01-26 | 2788 | 7872 | Up-front Payment
PGE-007394 | Commercial Pools | Pool Heating | Gas | Pacific Gas and Electric | Incentive:Paid | 14745 | 5 |  | 1 | 2949 |  | 2949 |  | 2017-01-27 13:57 | 2017-02-09 | ADROIT ENERGY INC | New Construction | Santa Clara | Santa Clara | 95051 | Host Customer is System Owner | [7 empty] | 1000 | 40 |  | Glycol | Advanced Controller with a Vacation or Holiday Mode |  |  | 1 | 1 |  | Z04 |  |  |  | 2009058C | 25 | 1 | [5 empty] | FALSE |  |  |  | SunEarth - SETR A503 TTR U + VFS 2-40 |  | SunEarth - SETR A503 TTR U + VFS 2-40 | City of Santa Clara | FALSE | 19.33 |  | 2017-01-13 | 2017-02-01 | 2017-01-27 | 2017-02-09 | 2017-02-17 | 2017-04-14 | 2732 | 57000 | Up-front Payment
SCG-007395 | Single Family Residential | Domestic Hot Water | Gas | Southern California Gas Company | Incentive:Paid | 5250 | 70 |  | 1 SCG | 89 |  | 89 |  | 2017-05-22 09:58 | 2017-07-05 | Self Installer | Retrofit | Porter Ranch | Los Angeles | 91326 | Host Customer is System Owner | 2 |  | 30004078 | GREENoneTEC Solarindustrie GmbH | Solpal Plus | Solpal Plus L-G | Direct Integral Collector Storage (DI) | 25.66 |  | Solpal Plus L |  |  | Solar Storage and Auxiliary Tanks are separate | 51 | 1 | 1 | 35 | Z09 | [18 empty] | City of Los Angeles | FALSE | 58.99 |  | 2011-06-01: 2017-01-15; 2011-08-03: 2017-05-22; 2011-09-20: 2017-07-05 | 2658 | 5250 | Up-front Payment
PGE-007396 | Commercial Pools | Pool Heating | Gas | Pacific Gas and Electric | Incentive:Paid | 5467 | 5 |  | 1 | 1151 |  | 1093 |  | 2017-03-14 10:00 | 2017-03-16 | SUNTREK INDUSTRIES INC | Retrofit | Scotts Valley | Santa Cruz | 95066 | Host Customer is System Owner | [7 empty] | 810.16 | 42.64 |  | Manual Drainback |  |  |  | 0.95 | 1 |  | Z03 |  |  |  | 10001781 | 19 | 1 | [5 empty] | FALSE |  |  |  | SunEarth - SETR A503 TTR U + VFS 20-400 |  | SunEarth - SETR A503 TTR U + VFS 20-400 | Scotts Valley | FALSE | 16.58 |  | 2017-01-16 |  | 2017-03-14 | 2017-03-16 | 2017-06-30 | 2017-08-09 | 2621 | 19080 | Up-front Payment
SCG-007397 | Single Family Residential | Domestic Hot Water | Gas | Southern California Gas Company | Incentive:Paid | 4149 | 29.85 |  | 1 | 139 |  | 139 |  | 2017-10-26 14:29 | 2017-11-17 | MOHR POWER SOLAR INC | Retrofit | Fontana | Riverside | 92337 | Host Customer is System Owner | 2 |  | 2010143B | Solene | AURORA/AO SMITH | SLAR64DC-80HE-XG | Indirect Forced Circulation (IF) | 64 |  | SLAR-32 | Glycol | Advanced Controller with a Vacation or Holiday Mode | Solar Storage and Auxiliary Tanks are separate | 80 | 1 | 1 | 35 | Z10 | [18 empty] | City of Fontana | FALSE | 71.55 |  | 2017-01-16 | 2017-11-17 |  |  | 2017-10-26 | 2017-11-17 | 2522 | 9945 | Up-front Payment
SCG-007398 | Commercial/Multifamily Residential | Domestic Hot Water | Gas | Southern California Gas Company | Incentive:Paid | 50919 | 20.19 |  | 1 | 2522 |  | 2522 |  | 2017-01-18 14:03 | 2017-01-27 | EVOLUTION ENERGY SOLUTIONS L L C | Retrofit | Los Angeles | Los Angeles | 90029 | Host Customer is System Owner | [7 empty] | 614.25 | 40.95 |  | Drainback | Advanced Controller with a Vacation or Holiday Mode | Solar Storage and Auxiliary Tanks are separate |  | 1 | 1 | 1760 | Z09 | 44 | Units | Apartments/Condos | TRB-40 | 15 | 1 | 1300 | 1 | 200 | 2 | 540000 | TRUE | 140 | 140 |  | Amatis Controls - AM-JOULE |  | Amatis Controls - AM-JOULE | Los Angeles | FALSE | 20.19 |  | 2017-01-17 |  | 2017-01-18 | 2017-01-27 | 2017-04-05 | 2017-04-06 | 2749 | 50919 | Up-front Payment
SCG-007399 | Commercial/Multifamily Residential | Domestic Hot Water | Gas | Southern California Gas Company | Reservation:Canceled |  | 17.16 |  | 2 | 2522 |  | 2522 |  |  |  | EVOLUTION ENERGY SOLUTIONS L L C | Retrofit | Torrance | Los Angeles | 90503 | [8 empty] | 614.25 | 40.95 |  | Drainback | Advanced Controller with a Vacation or Holiday Mode | Solar Storage and Auxiliary Tanks are separate |  | 1 | 1 | 1760 | Z09 | 44 | Units | Apartments/Condos | TRB-40 | 15 | 1 | 1300 | 1 | 200 | 2 | 540000 | TRUE | 140 | 140 | [5 empty] | FALSE | 0 | [7 empty] | 0 |  | Up-front Payment
SCG-007400 | Commercial/Multifamily Residential | Domestic Hot Water | Gas | Southern California Gas Company | Incentive:Paid | 93237 | 20.19 |  | 1 | 4618 |  | 4618 |  | 2017-01-20 09:57 | 2017-01-27 | EVOLUTION ENERGY SOLUTIONS L L C | Retrofit | Anaheim | Anaheim | 92801 | Host Customer is System Owner | [7 empty] | 1310.4 | 40.95 |  | Drainback | Advanced Controller with a Vacation or Holiday Mode | Solar Storage and Auxiliary Tanks are separate |  | 1 | 1 | 2394 | Z08 | 63 | Units | Apartments/Condos | TRB-40 | 32 | 1 | 2200 | 1 | 115 | 1 | 500000 | TRUE | 140 | 140 |  | Amatis Controls - AM-JOULE |  | SunEarth - SETR A503 TTR U + VFS 10-200 | Anaheim | FALSE | 20.19 |  | 2017-01-18 |  | 2017-01-20 | 2017-01-27 | 2017-07-25 | 2017-08-08 | 2628 | 93237 | Up-front Payment
SCG-007401 | Single Family Residential | Domestic Hot Water | Gas | Southern California Gas Company | Incentive:Paid | 10238 | 70 |  | 1 SCG | 186 |  | 167 |  | 2017-01-19 13:40 | 2017-04-19 | CATERSOLAR INC | Retrofit | Beverly Glen | Los Angeles | 90077 | Host Customer is System Owner | 5 |  | 2011118A | Stiebel Eltron | SOLAR HOT WATER PACKAGE | SOLKIT-2N-B | Indirect Forced Circulation (IF) | 54.81 |  | SOL 27 Premium S | Glycol | Advanced Controller with a Vacation or Holiday Mode | Solar Storage with Tankless Auxiliary Water Heater | 81.1 | 0.9 | 1 | 65 | Z09 | [18 empty] | CITY OF LOS ANGELES | FALSE | 56.24 |  | 2011-06-01: 2017-01-19; 2011-08-03: 2017-01-19; 2011-09-20: 2017-04-19 | 2738 | 10460 | Up-front Payment
SCG-007403 | Commercial/Multifamily Residential | Domestic Hot Water | Gas | Southern California Gas Company | Incentive:Paid | 78907 | 20.19 |  | 1 | 3988 |  | 3908 |  | 2017-02-08 09:11 | 2017-02-14 | ALL VALLEY SOLAR INC | Retrofit | Los Angeles | Los Angeles | 90049 | Host Customer is System Owner | [7 empty] | 1310.4 | 40.95 |  | Drainback |  | Solar Storage and Auxiliary Tanks are separate |  | 0.98 | 1 | 1800 | Z06 | 131 | Beds | Retirement/Nursing Homes | TRB-40 | 32 | 2 | 2800 | 1 | 2800 | 1 | 399000 | TRUE | 135 | 140 |  | SunEarth - SETR A503 TTR U + VFS 5-100 |  | SunEarth - SETR A503 TTR U + VFS 5-100 | LADBS | FALSE | 20.38 |  | 2017-01-19 |  | 2017-02-08 | 2017-02-14 | 2017-02-24 | 2017-03-20 | 2763 | 81260 | Up-front Payment
SCG-007405 | Single Family Residential | Domestic Hot Water | Gas | Southern California Gas Company | Incentive:Paid | 4364 | 29.85 |  | 1 | 162 |  | 146 |  | 2017-04-28 12:46 | 2017-05-30 | SOL RELIABLE INC | Retrofit | Canyon Country | Los Angeles | 91351 | Host Customer is System Owner | 3 |  | 2009036H | Heliodyne, Inc. | HELIOPAK | HPAK 016 2 406 G 80 ACD Z | Indirect Forced Circulation (IF) | 53.88 |  | 406 001 | Forced Circulation |  | Solar Storage and Auxiliary Tanks are separate | 80 | 0.95 | 0.95 | 45 | Z09 | [18 empty] | City of Santa Clarita | FALSE | 92.59 |  | 2011-06-01: 2017-01-20; 2011-08-03: 2017-04-28; 2011-09-20: 2017-05-30 | 2700 | 15000 | Up-front Payment
SCG-007407 | Low Income Multifamily Residential | Domestic Hot Water | Gas | Southern California Gas Company | Reservation:Canceled | 7600 | 24.89 |  | 1 | 552 |  | 552 |  |  |  |  | Retrofit | Lancaster | Los Angeles | 93536 | Host Customer is System Owner | [7 empty] | 131.32 | 32.83 |  | Glycol | Steam Back | Solar Storage and Auxiliary Tanks are separate |  | 1 | 1 | 420 | Z15 | 10 | Units | Apartments/Condos | TRB-32 | 4 | 1 | 240 | 2 | 100 | 1 | 199000 | TRUE | 120 | 140 | [5 empty] | FALSE | 13.77 | [7 empty] | 0 | 7600 | Up-front Payment
SCG-007408 | Low Income Multifamily Residential | Domestic Hot Water | Gas | Southern California Gas Company | Incentive:Paid | 14511 | 24.89 |  | 1 | 583 |  | 583 |  | 2017-04-03 07:32 | 2017-04-05 | CALIFORNIA SOLAR INTEGRATORS INC | Retrofit | Lancaster | Los Angeles | 93536 | Host Customer is System Owner | [7 empty] | 163.8 | 40.95 |  | Glycol | Advanced Controller with a Vacation or Holiday Mode | Solar Storage and Auxiliary Tanks are separate |  | 1 | 1 | 336 | Z15 | 8 | Units | Apartments/Condos | TRB-40 | 4 | 1 | 216 | 2 | 100 | 1 | 199000 | TRUE | 120 | 140 |  |  |  |  | Lancaster, CA DSD | FALSE | 43.99 |  | 2017-03-28 |  | 2017-04-03 | 2017-04-05 | 2017-08-04 | 2017-08-24 | 2606 | 25648.12 | Up-front Payment
SCG-007409 | Low Income Multifamily Residential | Domestic Hot Water | Gas | Southern California Gas Company | Incentive:Paid | 14511 | 24.89 |  | 1 | 583 |  | 583 |  | 2017-04-03 07:32 | 2017-04-05 | CALIFORNIA SOLAR INTEGRATORS INC | Retrofit | Lancaster | Los Angeles | 93536 | Host Customer is System Owner | [7 empty] | 163.8 | 40.95 |  | Glycol | Advanced Controller with a Vacation or Holiday Mode | Solar Storage and Auxiliary Tanks are separate |  | 1 | 1 | 336 | Z15 | 8 | Units | Apartments/Condos | TRB-40 | 4 | 1 | 216 | 2 | 100 | 1 | 199000 | TRUE | 120 | 140 |  |  |  |  | Lancaster, CA DSD | FALSE | 43.99 |  | 2017-03-28 |  | 2017-04-03 | 2017-04-05 | 2017-08-04 | 2017-08-24 | 2606 | 25648.12 | Up-front Payment
SCG-007410 | Low Income Multifamily Residential | Domestic Hot Water | Gas | Southern California Gas Company | Incentive:Paid | 14511 | 24.89 |  | 1 | 583 |  | 583 |  | 2017-04-03 07:32 | 2017-04-05 | CALIFORNIA SOLAR INTEGRATORS INC | Retrofit | Lancaster | Los Angeles | 93536 | Host Customer is System Owner | [7 empty] | 163.8 | 40.95 |  | Glycol | Advanced Controller with a Vacation or Holiday Mode | Solar Storage and Auxiliary Tanks are separate |  | 1 | 1 | 336 | Z15 | 8 | Units | Apartments/Condos | TRB-40 | 4 | 1 | 216 | 2 | 100 | 1 | 199000 | TRUE | 120 | 140 |  |  |  |  | Lancaster, CA DSD | FALSE | 43.99 |  | 2017-03-28 |  | 2017-04-03 | 2017-04-05 | 2017-08-04 | 2017-08-24 | 2606 | 25648.12 | Up-front Payment
SCG-007411 | Low Income Multifamily Residential | Domestic Hot Water | Gas | Southern California Gas Company | Incentive:Paid | 14511 | 24.89 |  | 1 | 583 |  | 583 |  | 2017-04-03 07:32 | 2017-04-05 | CALIFORNIA SOLAR INTEGRATORS INC | Retrofit | Lancaster | Los Angeles | 93536 | Host Customer is System Owner | [7 empty] | 163.8 | 40.95 |  | Glycol | Advanced Controller with a Vacation or Holiday Mode | Solar Storage and Auxiliary Tanks are separate |  | 1 | 1 | 336 | Z15 | 8 | Units | Apartments/Condos | TRB-40 | 4 | 1 | 216 | 2 | 100 | 1 | 199000 | TRUE | 120 | 140 |  |  |  |  | Lancaster, CA DSD | FALSE | 43.99 |  | 2017-03-28 |  | 2017-04-03 | 2017-04-05 | 2017-08-04 | 2017-08-24 | 2606 | 25648.12 | Up-front Payment
SCG-007412 | Low Income Multifamily Residential | Domestic Hot Water | Gas | Southern California Gas Company | Incentive:Paid | 14511 | 24.89 |  | 1 | 583 |  | 583 |  | 2017-04-03 07:33 | 2017-04-05 | CALIFORNIA SOLAR INTEGRATORS INC | Retrofit | Lancaster | Los Angeles | 93536 | Host Customer is System Owner | [7 empty] | 163.8 | 40.95 |  | Glycol | Advanced Controller with a Vacation or Holiday Mode | Solar Storage and Auxiliary Tanks are separate |  | 1 | 1 | 336 | Z15 | 8 | Units | Apartments/Condos | TRB-40 | 4 | 1 | 216 | 2 | 100 | 1 | 199000 | TRUE | 120 | 140 |  |  |  |  | Lancaster, CA DSD | FALSE | 43.99 |  | 2017-03-28 |  | 2017-04-03 | 2017-04-05 | 2017-08-04 | 2017-08-24 | 2606 | 25648.12 | Up-front Payment
SCG-007415 | Low Income Multifamily Residential | Domestic Hot Water | Gas | Southern California Gas Company | Incentive:Paid | 14511 | 24.89 |  | 1 | 583 |  | 583 |  | 2017-04-03 07:33 | 2017-04-05 | CALIFORNIA SOLAR INTEGRATORS INC | Retrofit | Lancaster | Los Angeles | 93536 | Host Customer is System Owner | [7 empty] | 163.8 | 40.95 |  | Glycol | Steam Back | Solar Storage and Auxiliary Tanks are separate |  | 1 | 1 | 336 | Z15 | 8 | Units | Apartments/Condos | TRB-40 | 4 | 1 | 216 | 2 | 100 | 1 | 199000 | TRUE | 120 | 140 |  |  |  |  | Lancaster, CA DSD | FALSE | 43.99 |  | 2017-03-28 |  | 2017-04-03 | 2017-04-05 | 2017-08-04 | 2017-08-25 | 2606 | 25648.12 | Up-front Payment
SCG-007416 | Low Income Multifamily Residential | Domestic Hot Water | Gas | Southern California Gas Company | Incentive:Paid | 14511 | 24.89 |  | 1 | 583 |  | 583 |  | 2017-04-03 07:33 | 2017-04-05 | CALIFORNIA SOLAR INTEGRATORS INC | Retrofit | Lancaster | Los Angeles | 93536 | Host Customer is System Owner | [7 empty] | 163.8 | 40.95 |  | Glycol | Advanced Controller with a Vacation or Holiday Mode | Solar Storage and Auxiliary Tanks are separate |  | 1 | 1 | 336 | Z15 | 8 | Units | Apartments/Condos | TRB-40 | 4 | 1 | 216 | 2 | 100 | 1 | 199000 | TRUE | 120 | 140 |  |  |  |  | Lancaster, CA DSD | FALSE | 45.71 |  | 2017-03-28 |  | 2017-04-03 | 2017-04-05 | 2017-08-04 | 2017-08-24 | 2606 | 26648 | Up-front Payment
SCG-007417 | Low Income Multifamily Residential | Domestic Hot Water | Gas | Southern California Gas Company | Incentive:Paid | 14511 | 24.89 |  | 1 | 583 |  | 583 |  | 2017-04-03 07:33 | 2017-04-05 | CALIFORNIA SOLAR INTEGRATORS INC | Retrofit | Lancaster | Los Angeles | 93536 | Host Customer is System Owner | [7 empty] | 163.8 | 40.95 |  | Glycol | Advanced Controller with a Vacation or Holiday Mode | Solar Storage and Auxiliary Tanks are separate |  | 1 | 1 | 336 | Z15 | 8 | Units | Apartments/Condos | TRB-40 | 4 | 1 | 216 | 2 | 100 | 1 | 199000 | TRUE | 120 | 140 |  |  |  |  | Lancaster, CA DSD | FALSE | 43.99 |  | 2017-03-28 |  | 2017-04-03 | 2017-04-05 | 2017-08-04 | 2017-08-24 | 2606 | 25648.12 | Up-front Payment
SCG-007418 | Low Income Multifamily Residential | Domestic Hot Water | Gas | Southern California Gas Company | Incentive:Paid | 14511 | 24.89 |  | 1 | 583 |  | 583 |  | 2017-04-03 07:34 | 2017-04-05 | CALIFORNIA SOLAR INTEGRATORS INC | Retrofit | Lancaster | Los Angeles | 93536 | Host Customer is System Owner | [7 empty] | 163.8 | 40.95 |  | Glycol | Advanced Controller with a Vacation or Holiday Mode | Solar Storage and Auxiliary Tanks are separate |  | 1 | 1 | 336 | Z15 | 8 | Units | Apartments/Condos | TRB-40 | 4 | 1 | 216 | 2 | 100 | 1 | 199000 | TRUE | 120 | 140 |  |  |  |  | Lancaster, CA DSD | FALSE | 43.99 |  | 2017-03-28 |  | 2017-04-03 | 2017-04-05 | 2017-08-04 | 2017-08-24 | 2606 | 25648.12 | Up-front Payment
SCG-007419 | Low Income Multifamily Residential | Domestic Hot Water | Gas | Southern California Gas Company | Incentive:Paid | 14511 | 24.89 |  | 1 | 583 |  | 583 |  | 2017-04-03 07:34 | 2017-04-05 | CALIFORNIA SOLAR INTEGRATORS INC | Retrofit | Lancaster | Los Angeles | 93536 | Host Customer is System Owner | [7 empty] | 163.8 | 40.95 |  | Glycol | Advanced Controller with a Vacation or Holiday Mode | Solar Storage and Auxiliary Tanks are separate |  | 1 | 1 | 336 | Z15 | 8 | Units | Apartments/Condos | TRB-40 | 4 | 1 | 216 | 2 | 100 | 1 | 199000 | TRUE | 120 | 140 |  |  |  |  | Lancaster, CA DSD | FALSE | 43.99 |  | 2017-03-28 |  | 2017-04-03 | 2017-04-05 | 2017-08-04 | 2017-08-24 | 2606 | 25648.12 | Up-front Payment
SCG-007420 | Low Income Multifamily Residential | Domestic Hot Water | Gas | Southern California Gas Company | Incentive:Paid | 14511 | 24.89 |  | 1 | 583 |  | 583 |  | 2017-04-03 07:34 | 2017-04-05 | CALIFORNIA SOLAR INTEGRATORS INC | Retrofit | Lancaster | Los Angeles | 93536 | Host Customer is System Owner | [7 empty] | 163.8 | 40.95 |  | Glycol | Advanced Controller with a Vacation or Holiday Mode | Solar Storage and Auxiliary Tanks are separate |  | 1 | 1 | 336 | Z15 | 8 | Units | Apartments/Condos | TRB-40 | 4 | 1 | 216 | 2 | 100 | 1 | 199000 | TRUE | 120 | 140 |  |  |  |  | Lancaster, CA DSD | FALSE | 43.99 |  | 2017-03-28 |  | 2017-04-03 | 2017-04-05 | 2017-08-04 | 2017-08-24 | 2606 | 25648.12 | Up-front Payment
SCG-007421 | Low Income Multifamily Residential | Domestic Hot Water | Gas | Southern California Gas Company | Incentive:Paid | 14511 | 24.89 |  | 1 | 583 |  | 583 |  | 2017-04-03 07:35 | 2017-04-05 | CALIFORNIA SOLAR INTEGRATORS INC | Retrofit | Lancaster | Los Angeles | 93536 | Host Customer is System Owner | [7 empty] | 163.8 | 40.95 |  | Glycol | Advanced Controller with a Vacation or Holiday Mode | Solar Storage and Auxiliary Tanks are separate |  | 1 | 1 | 336 | Z15 | 8 | Units | Apartments/Condos | TRB-40 | 4 | 1 | 216 | 2 | 100 | 1 | 199000 | TRUE | 120 | 140 |  |  |  |  | Lancaster, CA DSD | FALSE | 43.99 |  | 2017-03-28 |  | 2017-04-03 | 2017-04-05 | 2017-08-04 | 2017-08-24 | 2606 | 25648.12 | Up-front Payment
SCG-007422 | Low Income Multifamily Residential | Domestic Hot Water | Gas | Southern California Gas Company | Incentive:Paid | 14511 | 24.89 |  | 1 | 583 |  | 583 |  | 2017-04-03 07:35 | 2017-04-05 | CALIFORNIA SOLAR INTEGRATORS INC | Retrofit | Lancaster | Los Angeles | 93536 | Host Customer is System Owner | [7 empty] | 163.8 | 40.95 |  | Glycol | Advanced Controller with a Vacation or Holiday Mode | Solar Storage and Auxiliary Tanks are separate |  | 1 | 1 | 336 | Z15 | 8 | Units | Apartments/Condos | TRB-40 | 4 | 1 | 216 | 2 | 100 | 1 | 199000 | TRUE | 120 | 140 |  |  |  |  | Lancaster, CA DSD | FALSE | 43.99 |  | 2017-03-28 |  | 2017-04-03 | 2017-04-05 | 2017-08-04 | 2017-08-24 | 2606 | 25648.12 | Up-front Payment
SCG-007423 | Low Income Multifamily Residential | Domestic Hot Water | Gas | Southern California Gas Company | Incentive:Paid | 14511 | 24.89 |  | 1 | 583 |  | 583 |  | 2017-04-03 07:35 | 2017-04-05 | CALIFORNIA SOLAR INTEGRATORS INC | Retrofit | Lancaster | Los Angeles | 93536 | Host Customer is System Owner | [7 empty] | 163.8 | 40.95 |  | Glycol | Advanced Controller with a Vacation or Holiday Mode | Solar Storage and Auxiliary Tanks are separate |  | 1 | 1 | 336 | Z15 | 8 | Units | Apartments/Condos | TRB-40 | 4 | 1 | 216 | 2 | 100 | 1 | 199000 | TRUE | 120 | 140 |  |  |  |  | Lancaster, CA DSD | FALSE | 43.99 |  | 2017-03-28 |  | 2017-04-03 | 2017-04-05 | 2017-08-04 | 2017-08-24 | 2606 | 25648.12 | Up-front Payment
SCG-007424 | Low Income Multifamily Residential | Domestic Hot Water | Gas | Southern California Gas Company | Incentive:Paid | 14511 | 24.89 |  | 1 | 583 |  | 583 |  | 2017-04-03 07:35 | 2017-04-05 | CALIFORNIA SOLAR INTEGRATORS INC | Retrofit | Lancaster | Los Angeles | 93536 | Host Customer is System Owner | [7 empty] | 163.8 | 40.95 |  | Glycol | Advanced Controller with a Vacation or Holiday Mode | Solar Storage and Auxiliary Tanks are separate |  | 1 | 1 | 336 | Z15 | 8 | Units | Apartments/Condos | TRB-40 | 4 | 1 | 216 | 2 | 100 | 1 | 199000 | TRUE | 120 | 140 |  |  |  |  | Lancaster, CA DSD | FALSE | 43.99 |  | 2017-03-28 |  | 2017-04-03 | 2017-04-05 | 2017-08-04 | 2017-08-24 | 2606 | 25648.12 | Up-front Payment
PGE-007425 | Low Income Multifamily Residential | Domestic Hot Water | Gas | Pacific Gas and Electric | Incentive:Paid | 97295 | 24.89 |  | 1 | 3909 |  | 3909 |  | 2017-02-13 12:23 | 2017-02-17 | SUN LIGHT & POWER | New Construction | San Jose | Santa Clara | 95112 | Host Customer is System Owner | [7 empty] | 1044.42 | 40.17 |  | Glycol | Pressure Stagnation Protection (PSP) | Solar Storage and Auxiliary Tanks are separate |  | 1 | 1 | 4995 | Z04 | 135 | Units | Apartments/Condos | 2010115A | 26 | 2 | 1560 | 1 | 650 | 1 | 387999 | TRUE | 140 | 120 |  | Heliodyne - Delta-T Pro Ethernet |  | Heliodyne - Delta-T Pro Ethernet | City of San Jose | FALSE | 45.02 |  | 2017-02-08 | 2017-02-16 | 2017-02-13 | 2017-02-17 | 2019-02-13 | 2019-03-08 | 2046 | 175967 | Up-front Payment
PGE-007426 | Commercial/Multifamily Residential | Domestic Hot Water | Gas | Pacific Gas and Electric | Incentive:Paid | 33455 | 20.19 |  | 1 | 1657 |  | 1657 |  | 2017-02-13 17:00 | 2017-03-10 | ADROIT ENERGY INC | Retrofit | FOLSOM | Sacramento | 95630 | Host Customer is System Owner | [7 empty] | 471.2 | 47.12 |  | Glycol | Advanced Controller with a Vacation or Holiday Mode | Solar Storage and Auxiliary Tanks are separate |  | 1 | 1 | 3600 | Z12 | 1500 | Full meals served | Meal Service Restaurant | 2010126A | 10 | 1 | 900 | 1 | 200 | 2 | 798000 | TRUE | 140 | 125 |  | Heliodyne - Delta-T Pro Ethernet |  | Heliodyne - Delta-T Pro Ethernet | City of Folsom | FALSE | 78.21 |  | 2017-01-27 | 2017-02-16 | 2017-02-13 | 2017-03-10 | 2017-03-13 | 2017-04-12 | 2732 | 129600 | Up-front Payment
SCG-007427 | Commercial Pools | Pool Heating | Gas | Southern California Gas Company | Incentive:Paid | 6745 | 5 |  | 1 | 1349 |  | 1349 |  | 2017-02-13 13:52 | 2017-02-13 | ALL VALLEY SOLAR INC | Retrofit | Los Angeles | Los Angeles | 91316 | Host Customer is System Owner | [7 empty] | 456.24 | 38.02 |  | Drainback |  |  |  | 1 | 1 |  | Z09 |  |  |  | OP-40 | 12 | 1 | [5 empty] | FALSE | [6 empty] | LADBS | FALSE | 12.11 |  | 2017-01-27 |  | 2017-02-13 | 2017-02-13 | 2017-02-15 | 2017-02-21 | 2801 | 16335 | Up-front Payment
PGE-007428 | Commercial/Multifamily Residential | Domestic Hot Water | Gas | Pacific Gas and Electric | Incentive:Paid | 27438 | 20.19 |  | 1 | 1359 |  | 1359 |  | 2017-02-01 10:13 | 2017-02-02 | OXYPOWER INC | Retrofit | San Francisco | San Francisco | 94117 | Host Customer is System Owner | [7 empty] | 401.7 | 40.17 |  | Glycol | Pressure Stagnation Protection (PSP) | Solar Storage and Auxiliary Tanks are separate |  | 1 | 1 | 880 | Z03 | 22 | Units | Apartments/Condos | 2010115A | 10 | 1 | 720 | 6 | 120 | 1 | 199000 | TRUE | 130 | 130 |  |  |  |  | City and County of San Francisco | FALSE | 46.03 |  | 2017-01-30 |  | 2017-02-01 | 2017-02-02 | 2017-07-12 | 2017-07-26 | 2637 | 62552 | Up-front Payment
SCG-007429 | Low Income Single Family Residential | Domestic Hot Water | Gas | Southern California Gas Company | Incentive:Canceled | 5166 | 36.9 |  | 1 | 140 |  | 140 |  | 2017-02-07 10:12 |  | TITANIUM POWER INC | Retrofit | Pacoima | Los Angeles | 91331 | Host Customer is System Owner | 5 |  | 2011141B | Heliodyne, Inc. | HELIOPAK | HPAK 016 1 410 G 80 ACD Z | Indirect Forced Circulation (IF) | 40.17 |  | 410 001 | Glycol | Advanced Controller with a Vacation or Holiday Mode | Solar Storage and Auxiliary Tanks are separate | 80 | 1 | 1 | 65 | Z09 | [18 empty] | Los Angeles | FALSE | 37.27 |  | 2011-06-01: 2017-01-30; 2011-06-21: 2017-05-12; 2011-08-03: 2017-02-07 | 2644 | 5218 | Up-front Payment
PGE-007430 | Low Income Multifamily Residential | Domestic Hot Water | Gas | Pacific Gas and Electric | Incentive:Canceled | 61480 | 24.89 |  | 1 | 2573 |  | 2470 |  | 2017-12-06 11:21 | 2017-12-13 | SUN LIGHT & POWER | New Construction | Colma | San Mateo | 94014 | Host Customer is System Owner | [7 empty] | 723.06 | 40.17 |  | Glycol | Pressure Stagnation Protection (PSP) | Solar Storage and Auxiliary Tanks are separate |  | 0.96 | 1 | 2356 | Z03 | 62 | Units | Apartments/Condos | 2010115A | 18 | 1 | 1200 | 1 | 400 | 1 | 1000000 | TRUE | 140 | 125 |  | Heliodyne - Delta-T Pro Ethernet |  | Heliodyne - Delta-T Pro Ethernet |  | FALSE | 52.35 |  | 2017-12-05 | 2017-12-08 | 2017-12-06 | 2017-12-13 |  |  | 2509 | 134689 | Up-front Payment
PGE-007431 | Low Income Multifamily Residential | Domestic Hot Water | Gas | Pacific Gas and Electric | Incentive:Canceled | 103007 | 24.89 |  | 1 | 4450 |  | 4138 |  | 2017-06-28 14:40 | 2017-08-08 | SUN LIGHT & POWER | New Construction | San Francisco | San Francisco | 94110 | Host Customer is System Owner | [7 empty] | 1285.44 | 40.17 |  | Glycol | Pressure Stagnation Protection (PSP) | Solar Storage and Auxiliary Tanks are separate |  | 0.93 | 1 | 3572 | Z03 | 94 | Units | Apartments/Condos | 2010115A | 32 | 2 | 1950 | 1 | 400 | 1 | 1000000 | TRUE | 140 | 125 |  | Heliodyne - Delta-T Pro Ethernet |  | Heliodyne - Delta-T Pro Ethernet |  | FALSE | 60.67 |  | 2017-06-28 | 2017-07-05 | 2017-06-28 | 2017-08-08 |  |  | 2636 | 269975 | Up-front Payment
SCG-007432 | Single Family Residential | Domestic Hot Water | Gas | Southern California Gas Company | Incentive:Paid | 3791 | 29.85 |  | 1 | 127 |  | 127 |  | 2017-05-15 13:27 | 2017-06-01 | MOHR POWER SOLAR INC | Retrofit | Fontana | Riverside | 92336 | Host Customer is System Owner | 3 |  | 2010143A | Solene | AURORA/AO SMITH | SLAR40DC-80HE-XG | Indirect Forced Circulation (IF) | 40 |  | SLCO-40 | Glycol | Advanced Controller with a Vacation or Holiday Mode | Solar Storage and Auxiliary Tanks are separate | 80 | 1 | 1 | 45 | Z10 | [18 empty] | City of Fontana | FALSE | 88.5 |  | 2011-06-01: 2017-02-01; 2011-08-03: 2017-05-15; 2011-09-20: 2017-06-01 | 2700 | 11240 | Up-front Payment
SCG-007433 | Low Income Single Family Residential | Domestic Hot Water | Gas | Southern California Gas Company | Incentive:Paid | 5397 | 36.9 |  | 1 | 159 |  | 159 |  | 2017-03-13 08:27 | 2017-05-09 | ART CRAFT BUILDING CONSTRUCTION | Retrofit | Moreno Valley | Riverside | 92551 | Host Customer is System Owner | 5 |  | 2010017C | Alternate Energy Technologies | EAGLESUN | DBS-G2-80-64 | Indirect Forced Circulation (IF) | 65.34 |  | MSC-32 | Automatic Drainback |  | Solar Storage and Auxiliary Tanks are separate | 80 | 1 | 1 | 65 | Z10 | [18 empty] | City of Moreno Valley | FALSE | 44.76 |  | 2011-06-01: 2017-02-01; 2011-08-03: 2017-03-13; 2011-09-20: 2017-05-09 | 2720 | 7116.87 | Up-front Payment
SCG-007434 | Low Income Multifamily Residential | Domestic Hot Water | Gas | Southern California Gas Company | Incentive:Paid | 15681 | 24.89 |  | 1 | 630 |  | 630 |  | 2017-04-03 07:36 | 2017-04-07 | CALIFORNIA SOLAR INTEGRATORS INC | Retrofit | Lancaster | Los Angeles | 93536 | Host Customer is System Owner | [7 empty] | 163.8 | 40.95 |  | Glycol | Advanced Controller with a Vacation or Holiday Mode | Solar Storage and Auxiliary Tanks are separate |  | 1 | 1 | 420 | Z15 | 10 | Units | Apartments/Condos | TRB-40 | 4 | 1 | 216 | 2 | 100 | 1 | 199000 | TRUE | 120 | 140 |  |  |  |  | Lancaster, CA DSD | FALSE | 40.71 |  | 2017-03-28 |  | 2017-04-03 | 2017-04-07 | 2017-08-04 | 2017-08-29 | 2606 | 25648.12 | Up-front Payment
SCG-007435 | Low Income Multifamily Residential | Domestic Hot Water | Gas | Southern California Gas Company | Incentive:Paid | 148245 | 24.89 |  | 1 | 5956 |  | 5956 |  | 2017-03-15 12:25 | 2017-04-20 | PROMISE ENERGY INC | New Construction | Riverside | Riverside | 92518 | Host Customer is System Owner | [7 empty] | 2006.55 | 40.95 |  | Glycol | Steam Back | Solar Storage and Auxiliary Tanks are separate |  | 1 | 1 | 4292 | Z10 | 116 | Units | Apartments/Condos | 10001803 | 49 | 1 | 2800 | 1 | 236 | 2 | 499900 | TRUE | 120 | 140 |  | Caleffi North America - iSolar BX |  | Caleffi North America - iSolar BX | Riverside March Joint Powers Authority | FALSE | 51.02 |  | 2017-02-02 |  | 2017-03-15 | 2017-04-20 | 2018-09-17 | 2018-10-19 | 2194 | 303868.39 | Up-front Payment
SCG-007436 | Low Income Multifamily Residential | Domestic Hot Water | Gas | Southern California Gas Company | Incentive:Paid | 39550 | 24.89 |  | 1 | 1589 |  | 1589 |  | 2017-03-15 12:27 | 2017-04-20 | PROMISE ENERGY INC | New Construction | Riverside | Riverside | 92518 | Host Customer is System Owner | [7 empty] | 491.4 | 40.95 |  | Glycol | Steam Back | Solar Storage and Auxiliary Tanks are separate |  | 1 | 1 | 880 | Z10 | 22 | Units | Apartments/Condos | 10001803 | 12 | 1 | 1000 | 1 | 192 | 2 | 250000 | TRUE | 120 | 140 |  | Amatis Controls - AM-JOULE |  | Amatis Controls - AM-JOULE | March Joint Powers Authority - Riverside | FALSE | 47.81 |  | 2017-02-02 |  | 2017-03-15 | 2017-04-20 | 2018-09-17 | 2018-10-19 | 2194 | 75967.1 | Up-front Payment
SDG-007437 | Single Family Residential | Domestic Hot Water | Gas | San Diego Gas and Electric | Incentive:Paid | 3970 | 29.85 |  | 1 | 140 |  | 133 |  | 2017-02-09 11:24 | 2017-02-13 | SUNTREK INDUSTRIES INC | Retrofit | San Marcos | San Marcos | 92078 | Host Customer is System Owner | 4 |  | 2001001B | SunEarth, Inc. | SOLARAY | TE40C-80-2G | Indirect Forced Circulation (IF) | 40.86 |  | EC-40 / EC-40-0.75 | Glycol | Advanced Controller with a Vacation or Holiday Mode | Solar Storage and Auxiliary Tanks are separate | 80 | 1 | 0.95 | 55 | Z10 | [18 empty] | San Marcos | FALSE | 76.79 |  | 2017-02-02 | 2017-02-13 |  |  | 2017-02-09 | 2017-02-13 | 2797 | 10750 | Up-front Payment
SCG-007438 | Low Income Single Family Residential | Domestic Hot Water | Gas | Southern California Gas Company | Incentive:Paid | 4908 | 36.9 |  | 1 | 140 |  | 133 |  | 2017-02-07 09:20 | 2017-05-04 | TITANIUM POWER INC | Retrofit | San Fernando | Los Angeles | 91340 | Host Customer is System Owner | 5 |  | 2011141B | Heliodyne, Inc. | HELIOPAK | HPAK 016 1 410 G 80 ACD Z | Indirect Forced Circulation (IF) | 40.17 |  | 410 001 | Glycol | Advanced Controller with a Vacation or Holiday Mode | Solar Storage and Auxiliary Tanks are separate | 80 | 1 | 0.95 | 65 | Z09 | [18 empty] | Los Angeles | FALSE | 35.49 |  | 2011-06-01: 2017-02-03; 2011-08-03: 2017-02-07; 2011-09-20: 2017-05-04 | 2713 | 4968 | Up-front Payment
SCG-007439 | Single Family Residential | Domestic Hot Water | Gas | Southern California Gas Company | Incentive:Paid | 5250 | 70 |  | 1 SCG | 75 |  | 75 |  | 2017-02-10 16:36 | 2017-03-17 | SUNTREK INDUSTRIES INC | Retrofit | Los Angeles | Los Angeles | 90046 | Host Customer is System Owner | 4 |  | 2012012B | GREENoneTEC Solarindustrie GmbH | SOLPAL (formerly Solcrafte) | SOLPAL L-G | Direct Integral Collector Storage (DI) | 26.11 |  | Solpal L |  |  | Solar Storage and Auxiliary Tanks are separate | 50 | 1 | 1 | 55 | Z09 | [18 empty] | Los Angeles | FALSE | 276 |  | 2011-06-01: 2017-02-03; 2011-08-03: 2017-02-10; 2011-09-20: 2017-03-17 | 2770 | 20700 | Up-front Payment
SCG-007440 | Low Income Single Family Residential | Domestic Hot Water | Gas | Southern California Gas Company | Incentive:Canceled | 3544 | 36.9 |  | 1 | 99 |  | 96 |  | 2017-02-07 09:45 |  | TITANIUM POWER INC | Retrofit | Los Angeles | Los Angeles | 90011 | Host Customer is System Owner | 5 |  | 2005006K | Butler Sun Solutions, Inc. | SOLAR BUTLER | BSS-PV1-40GD | Indirect Forced Circulation (IF) | 32.84 |  | EC-32 / EC-32-0.75 |  |  | Solar and Auxiliary Storage are the same Tank | 40 | 0.97 | 1 | 65 | Z08 | [18 empty] | Los Angeles | FALSE | 36.45 |  | 2011-06-01: 2017-02-03; 2011-06-21: 2017-05-12; 2011-08-03: 2017-02-07 | 2644 | 3609 | Up-front Payment
SCG-007442 | Low Income Single Family Residential | Domestic Hot Water | Gas | Southern California Gas Company | Incentive:Paid | 5063 | 36.9 |  | 1 | 140 |  | 137 |  | 2017-02-06 15:18 | 2017-04-24 | TITANIUM POWER INC | Retrofit | Pacoima | Los Angeles | 91331 | Host Customer is System Owner | 5 |  | 2011141B | Heliodyne, Inc. | HELIOPAK | HPAK 016 1 410 G 80 ACD Z | Indirect Forced Circulation (IF) | 40.17 |  | 410 001 | Glycol | Advanced Controller with a Vacation or Holiday Mode | Solar Storage and Auxiliary Tanks are separate | 80 | 0.98 | 1 | 65 | Z09 | [18 empty] | Los Angeles | FALSE | 36.56 |  | 2011-06-01: 2017-02-03; 2011-08-03: 2017-02-06; 2011-09-20: 2017-04-24 | 2739 | 5118 | Up-front Payment
SCG-007443 | Low Income Single Family Residential | Domestic Hot Water | Gas | Southern California Gas Company | Incentive:Paid | 5114 | 36.9 |  | 1 | 140 |  | 139 |  | 2017-02-09 10:00 | 2017-04-24 | TITANIUM POWER INC | Retrofit | Pacoima | Los Angeles | 91331 | Host Customer is System Owner | 7 |  | 2011141B | Heliodyne, Inc. | HELIOPAK | HPAK 016 1 410 G 80 ACD Z | Indirect Forced Circulation (IF) | 40.17 |  | 410 001 | Glycol | Advanced Controller with a Vacation or Holiday Mode | Solar Storage and Auxiliary Tanks are separate | 80 | 0.99 | 1 | 85 | Z09 | [18 empty] | Los Angeles | FALSE | 36.91 |  | 2011-06-01: 2017-02-06; 2011-08-03: 2017-02-09; 2011-09-20: 2017-04-24 | 2739 | 5168 | Up-front Payment
SCG-007444 | Low Income Single Family Residential | Domestic Hot Water | Gas | Southern California Gas Company | Incentive:Paid | 5166 | 36.9 |  | 1 | 140 |  | 140 |  | 2017-02-16 11:31 | 2017-06-28 | TITANIUM POWER INC | Retrofit | Pacoima | Los Angeles | 91331 | Host Customer is System Owner | 7 |  | 2011141B | Heliodyne, Inc. | HELIOPAK | HPAK 016 1 410 G 80 ACD Z | Indirect Forced Circulation (IF) | 40.17 |  | 410 001 | Glycol | Advanced Controller with a Vacation or Holiday Mode | Solar Storage and Auxiliary Tanks are separate | 80 | 1 | 1 | 85 | Z09 | [18 empty] | Los Angeles | FALSE | 37.27 |  | 2017-02-07 | 2017-05-15 |  |  | 2017-02-16 | 2017-06-28 | 2664 | 5218 | Up-front Payment
SCG-007445 | Low Income Single Family Residential | Domestic Hot Water | Gas | Southern California Gas Company | Incentive:Paid | 5114 | 36.9 |  | 1 | 140 |  | 139 |  | 2017-02-16 11:26 | 2017-06-28 | TITANIUM POWER INC | Retrofit | Pacoima | Los Angeles | 91331 | Host Customer is System Owner | 5 |  | 2011141B | Heliodyne, Inc. | HELIOPAK | HPAK 016 1 410 G 80 ACD Z | Indirect Forced Circulation (IF) | 40.17 |  | 410 001 | Glycol | Advanced Controller with a Vacation or Holiday Mode | Solar Storage and Auxiliary Tanks are separate | 80 | 0.99 | 1 | 65 | Z09 | [18 empty] | Los Angeles | FALSE | 36.91 |  | 2017-02-07 | 2017-05-15 |  |  | 2017-02-16 | 2017-06-28 | 2664 | 5168 | Up-front Payment
SCG-007446 | Low Income Single Family Residential | Domestic Hot Water | Gas | Southern California Gas Company | Incentive:Paid | 5114 | 36.9 |  | 1 | 140 |  | 139 |  | 2017-02-16 11:23 | 2017-04-24 | TITANIUM POWER INC | Retrofit | Pacoima | Los Angeles | 91331 | Host Customer is System Owner | 6 |  | 2011141B | Heliodyne, Inc. | HELIOPAK | HPAK 016 1 410 G 80 ACD Z | Indirect Forced Circulation (IF) | 40.17 |  | 410 001 | Glycol | Advanced Controller with a Vacation or Holiday Mode | Solar Storage and Auxiliary Tanks are separate | 80 | 0.99 | 1 | 75 | Z09 | [18 empty] | Los Angeles | FALSE | 36.91 |  | 2011-06-01: 2017-02-07; 2011-08-03: 2017-02-16; 2011-09-20: 2017-04-24 | 2739 | 5168 | Up-front Payment
PGE-007447 | Single Family Residential | Domestic Hot Water | Gas | Pacific Gas and Electric | Incentive:Paid | 2591 | 29.85 |  | 1 | 124 |  | 87 |  | 2017-05-09 12:10 | 2017-06-15 | SUN FIRE PLUMBING | Retrofit | Forestville | Sonoma | 95436 | Host Customer is System Owner | 3 |  | 2010143A | Solene | AURORA/AO SMITH | SLAR40DC-80HE-XG | Indirect Forced Circulation (IF) | 40 |  | SLAR-40 | Glycol | Advanced Controller with a Thermal Cycling Function | Solar Storage with Tankless Auxiliary Water Heater | 80 | 0.7 | 1 | 45 | Z02 | [18 empty] | Sonoma County | FALSE | 85.48 |  | 2017-02-07 | 2017-05-19 |  |  | 2017-05-09 | 2017-06-15 | 2686 | 10600 | Up-front Payment
SCG-007449 | Low Income Multifamily Residential | Domestic Hot Water | Gas | Southern California Gas Company | Incentive:Paid | 29594 | 24.89 |  | 1 | 1189 |  | 1189 |  | 2017-04-18 15:58 | 2017-04-20 | PROMISE ENERGY INC | New Construction | Los Angeles | Los Angeles | 90037 | Host Customer is System Owner | [7 empty] | 327.6 | 40.95 |  | Glycol | Steam Back | Solar Storage and Auxiliary Tanks are separate |  | 1 | 1 | 1040 | Z08 | 26 | Units | Apartments/Condos | 10001803 | 8 | 1 | 500 | 1 | 235 | 1 | 300000 | TRUE | 120 | 140 |  |  |  |  | LADBS | FALSE | 53.52 |  | 2017-02-08 | 2018-08-14 | 2017-04-18 | 2017-04-20 | 2018-08-13 | 2018-08-14 | 2214 | 63631 | Up-front Payment
SCG-007450 | Low Income Single Family Residential | Domestic Hot Water | Gas | Southern California Gas Company | Incentive:Canceled | 3284 | 36.9 |  | 1 | 89 |  | 89 |  | 2017-02-16 11:22 |  | TITANIUM POWER INC | Retrofit | Pacoima | Los Angeles | 91331 | Host Customer is System Owner | 5 |  | 30004078 | GREENoneTEC Solarindustrie GmbH | Solpal Plus | Solpal Plus L-G | Direct Integral Collector Storage (DI) | 25.66 |  | Solpal Plus L |  |  | Solar Storage and Auxiliary Tanks are separate | 51 | 1 | 1 | 65 | Z09 | [18 empty] | Los Angeles | FALSE | 53.75 |  | 2011-06-01: 2017-02-09; 2011-06-21: 2017-05-12; 2011-08-03: 2017-02-16 | 2644 | 4784 | Up-front Payment
SCG-007451 | Low Income Single Family Residential | Domestic Hot Water | Gas | Southern California Gas Company | Incentive:Canceled | 4723 | 36.9 |  | 1 | 128 |  | 128 |  | 2017-03-01 13:52 |  | TITANIUM POWER INC | Retrofit | Pacoima | Los Angeles | 91331 | Host Customer is System Owner | 5 |  | 30004079 | GREENoneTEC Solarindustrie GmbH | Solpal Plus | Solpal Plus L-GT | Direct Integral Collector Storage (DI) | 25.66 |  | Solpal Plus L |  |  | Solar Storage with Tankless Auxiliary Water Heater | 51 | 1 | 1 | 65 | Z09 | [18 empty] | Los Angeles | FALSE | 37.38 |  | 2011-06-01: 2017-02-09; 2011-06-21: 2017-05-22; 2011-08-03: 2017-03-01 | 2643 | 4784 | Up-front Payment
SCG-007452 | Low Income Single Family Residential | Domestic Hot Water | Gas | Southern California Gas Company | Incentive:Paid | 4723 | 36.9 |  | 1 | 128 |  | 128 |  | 2017-03-01 13:49 | 2017-07-28 | TITANIUM POWER INC | Retrofit | Pacoima | Los Angeles | 91331 | Host Customer is System Owner | 5 |  | 30004079 | GREENoneTEC Solarindustrie GmbH | Solpal Plus | Solpal Plus L-GT | Direct Integral Collector Storage (DI) | 25.66 |  | Solpal Plus L |  |  | Solar Storage with Tankless Auxiliary Water Heater | 51 | 1 | 1 | 65 | Z09 | [18 empty] | Los Angeles | FALSE | 37.38 |  | 2011-06-01: 2017-02-09; 2011-08-03: 2017-03-01; 2011-09-20: 2017-07-28 | 2623 | 4784 | Up-front Payment
SCG-007453 | Low Income Single Family Residential | Domestic Hot Water | Gas | Southern California Gas Company | Incentive:Canceled | 4487 | 36.9 |  | 1 | 128 |  | 122 |  | 2017-03-01 13:54 |  | TITANIUM POWER INC | Retrofit | Pacoima | Los Angeles | 91331 | Host Customer is System Owner | 6 |  | 30004079 | GREENoneTEC Solarindustrie GmbH | Solpal Plus | Solpal Plus L-GT | Direct Integral Collector Storage (DI) | 25.66 |  | Solpal Plus L |  |  | Solar Storage with Tankless Auxiliary Water Heater | 51 | 1 | 0.95 | 75 | Z09 | [18 empty] | Los Angeles | FALSE | 37.38 |  | 2011-06-01: 2017-02-09; 2011-06-21: 2017-05-22; 2011-08-03: 2017-03-01 | 2643 | 4784 | Up-front Payment
SCG-007454 | Single Family Residential | Domestic Hot Water | Gas | Southern California Gas Company | Incentive:Paid | 4559 | 70 |  | 1 SCG | 128 |  | 122 |  | 2017-02-16 11:34 | 2017-05-05 | TITANIUM POWER INC | Retrofit | Pacoima | Los Angeles | 91331 | Host Customer is System Owner | 5 |  | 30004079 | GREENoneTEC Solarindustrie GmbH | Solpal Plus | Solpal Plus L-GT | Direct Integral Collector Storage (DI) | 25.66 |  | Solpal Plus L |  |  | Solar Storage with Tankless Auxiliary Water Heater | 51 | 1 | 0.95 | 65 | Z09 | [18 empty] | Los Angeles | FALSE | 35.62 |  | 2011-06-01: 2017-02-09; 2011-08-03: 2017-02-16; 2011-09-20: 2017-05-05 | 2658 | 4559 | Up-front Payment
SCG-007455 | Single Family Residential | Domestic Hot Water | Gas | Southern California Gas Company | Incentive:Paid | 4784 | 70 |  | 1 SCG | 128 |  | 128 |  | 2017-02-16 11:35 | 2017-07-12 | TITANIUM POWER INC | Retrofit | Pacoima | Los Angeles | 91331 | Host Customer is System Owner | 6 |  | 30004079 | GREENoneTEC Solarindustrie GmbH | Solpal Plus | Solpal Plus L-GT | Direct Integral Collector Storage (DI) | 25.66 |  | Solpal Plus L |  |  | Solar Storage with Tankless Auxiliary Water Heater | 51 | 1 | 1 | 75 | Z09 | [18 empty] | Los Angeles | FALSE | 37.38 |  | 2011-06-01: 2017-02-09; 2011-08-03: 2017-02-16; 2011-09-20: 2017-07-12 | 2658 | 4784 | Up-front Payment
SCG-007456 | Low Income Single Family Residential | Domestic Hot Water | Gas | Southern California Gas Company | Incentive:Paid | 3653 | 36.9 |  | 1 | 99 |  | 99 |  | 2017-02-16 11:44 | 2017-04-27 | TITANIUM POWER INC | Retrofit | Pacoima | Los Angeles | 91331 | Host Customer is System Owner | 5 |  | 2005006K | Butler Sun Solutions, Inc. | SOLAR BUTLER | BSS-PV1-40GD | Indirect Forced Circulation (IF) | 32.84 |  | EC-32 / EC-32-0.75 |  |  | Solar and Auxiliary Storage are the same Tank | 40 | 1 | 1 | 65 | Z09 | [18 empty] | Los Angeles | FALSE | 37.46 |  | 2011-06-01: 2017-02-09; 2011-08-03: 2017-02-16; 2011-09-20: 2017-04-27 | 2728 | 3709 | Up-front Payment
SCG-007457 | Low Income Multifamily Residential | Domestic Hot Water | Gas | Southern California Gas Company | Incentive:Paid | 63519 | 24.89 |  | 1 | 2552 |  | 2552 |  | 2017-07-11 08:31 | 2017-08-24 | PROMISE ENERGY INC | Retrofit | Los Angeles | Los Angeles | 90013 | Host Customer is System Owner | [7 empty] | 682.89 | 40.17 |  | Glycol | Steam Back | Solar Storage and Auxiliary Tanks are separate |  | 1 | 1 | 7400 | Z09 | 200 | Units | Apartments/Condos | 2010115A | 17 | 1 | 1000 | 1 | 500 | 1 | 400000 | TRUE | 120 | 140 |  | Amatis Controls - AM-JOULE |  | Amatis Controls - AM-JOULE | LADBS | FALSE | 52.48 |  | 2017-02-09 |  | 2017-07-11 | 2017-08-24 | 2017-11-22 | 2017-12-18 | 2495 | 133938.12 | Up-front Payment
SCG-007458 | Low Income Single Family Residential | Domestic Hot Water | Gas | Southern California Gas Company | Incentive:Paid | 5114 | 36.9 |  | 1 | 140 |  | 139 |  | 2017-02-16 11:45 | 2017-04-27 | TITANIUM POWER INC | Retrofit | Pacoima | Los Angeles | 91331 | Host Customer is System Owner | 7 |  | 2011141B | Heliodyne, Inc. | HELIOPAK | HPAK 016 1 410 G 80 ACD Z | Indirect Forced Circulation (IF) | 40.17 |  | 410 001 | Glycol | Advanced Controller with a Vacation or Holiday Mode | Solar Storage and Auxiliary Tanks are separate | 80 | 0.99 | 1 | 85 | Z09 | [18 empty] | Los Angeles | FALSE | 36.91 |  | 2011-06-01: 2017-02-10; 2011-08-03: 2017-02-16; 2011-09-20: 2017-04-27 | 2728 | 5168 | Up-front Payment
SCG-007459 | Low Income Single Family Residential | Domestic Hot Water | Gas | Southern California Gas Company | Incentive:Paid | 3653 | 36.9 |  | 1 | 99 |  | 99 |  | 2017-02-16 11:49 | 2017-05-02 | TITANIUM POWER INC | Retrofit | Los Angeles | Los Angeles | 90011 | Owner/Tenant | 5 |  | 2005006K | Butler Sun Solutions, Inc. | SOLAR BUTLER | BSS-PV1-40GD | Indirect Forced Circulation (IF) | 32.84 |  | EC-32 / EC-32-0.75 |  |  | Solar and Auxiliary Storage are the same Tank | 40 | 1 | 1 | 65 | Z08 | [18 empty] | Los Angeles | FALSE | 37.46 |  | 2011-06-01: 2017-02-10; 2011-08-03: 2017-02-16; 2011-09-20: 2017-05-02 | 2711 | 3709 | Up-front Payment
SCG-007460 | Low Income Single Family Residential | Domestic Hot Water | Gas | Southern California Gas Company | Incentive:Canceled | 3653 | 36.9 |  | 1 | 99 |  | 99 |  | 2017-02-16 11:52 |  | TITANIUM POWER INC | Retrofit | Los Angeles | Los Angeles | 90011 | Owner/Tenant | 5 |  | 2005006K | Butler Sun Solutions, Inc. | SOLAR BUTLER | BSS-PV1-40GD | Indirect Forced Circulation (IF) | 32.84 |  | EC-32 / EC-32-0.75 |  |  | Solar and Auxiliary Storage are the same Tank | 40 | 1 | 1 | 65 | Z08 | [18 empty] | Los Angeles | FALSE | 37.46 |  | 2011-06-01: 2017-02-10; 2011-06-21: 2017-05-18; 2011-08-03: 2017-02-16 | 2644 | 3709 | Up-front Payment
SCG-007462 | Commercial/Multifamily Residential | Domestic Hot Water | Gas | Southern California Gas Company | Incentive:Paid | 32708 | 20.19 |  | 1 | 1620 |  | 1620 |  | 2017-03-20 11:07 | 2017-04-10 | EVOLUTION ENERGY SOLUTIONS L L C | Retrofit | West Hollywood | Los Angeles | 90046 | Host Customer is System Owner | [7 empty] | 491.4 | 40.95 |  | Drainback | Advanced Controller with a Vacation or Holiday Mode | Solar Storage and Auxiliary Tanks are separate |  | 1 | 1 | 840 | Z09 | 20 | Units | Apartments/Condos | TRB-40 | 12 | 1 | 800 | 1 | 81 | 1 | 400000 | TRUE | 140 | 140 |  | Amatis Controls - AM-JOULE |  | Amatis Controls - AM-JOULE | West Hollywood | FALSE | 20.19 |  | 2017-02-10 |  | 2017-03-20 | 2017-04-10 | 2017-05-03 | 2017-05-11 | 2711 | 32708 | Up-front Payment
SCG-007464 | Single Family Residential | Domestic Hot Water | Gas | Southern California Gas Company | Incentive:Paid | 4779 | 70 |  | 1 SCG | 128 |  | 128 |  | 2017-02-16 11:36 | 2017-07-12 | TITANIUM POWER INC | Retrofit | Pacoima | Los Angeles | 91331 | Host Customer is System Owner | 5 |  | 30004079 | GREENoneTEC Solarindustrie GmbH | Solpal Plus | Solpal Plus L-GT | Direct Integral Collector Storage (DI) | 25.66 |  | Solpal Plus L |  |  | Solar Storage with Tankless Auxiliary Water Heater | 51 | 1 | 1 | 65 | Z09 | [18 empty] | Los Angeles | FALSE | 37.34 |  | 2011-06-01: 2017-02-13; 2011-08-03: 2017-02-16; 2011-09-20: 2017-07-12 | 2658 | 4779 | Up-front Payment
SCG-007465 | Commercial/Multifamily Residential | Domestic Hot Water | Gas | Southern California Gas Company | Incentive:Paid | 36463 | 20.19 |  | 1 | 1806 |  | 1806 |  | 2017-03-20 11:00 | 2017-04-11 | EVOLUTION ENERGY SOLUTIONS L L C | Retrofit | Los Angeles | Los Angeles | 90068 | Host Customer is System Owner | [7 empty] | 491.4 | 40.95 |  | Drainback | Advanced Controller with a Vacation or Holiday Mode | Solar Storage and Auxiliary Tanks are separate |  | 1 | 1 | 1040 | Z09 | 26 | Units | Apartments/Condos | TRB-40 | 12 | 1 | 800 | 1 | 220 | 2 | 270000 | TRUE | 140 | 140 |  | Amatis Controls - AM-JOULE |  | Amatis Controls - AM-JOULE | Los Angeles | FALSE | 20.19 |  | 2017-02-13 |  | 2017-03-20 | 2017-04-11 | 2017-05-04 | 2017-05-11 | 2711 | 36463 | Up-front Payment
SCG-007466 | Single Family Residential | Domestic Hot Water | Gas | Southern California Gas Company | Incentive:Paid | 4779 | 70 |  | 1 SCG | 89 |  | 89 |  | 2017-02-16 11:39 | 2017-07-12 | TITANIUM POWER INC | Retrofit | Pacoima | Los Angeles | 91331 | Host Customer is System Owner | 5 |  | 30004078 | GREENoneTEC Solarindustrie GmbH | Solpal Plus | Solpal Plus L-G | Direct Integral Collector Storage (DI) | 25.66 |  | Solpal Plus L |  |  | Solar Storage and Auxiliary Tanks are separate | 51 | 1 | 1 | 65 | Z09 | [18 empty] | Los Angeles | FALSE | 53.7 |  | 2011-06-01: 2017-02-13; 2011-08-03: 2017-02-16; 2011-09-20: 2017-07-12 | 2658 | 4779 | Up-front Payment
SCG-007467 | Single Family Residential | Domestic Hot Water | Gas | Southern California Gas Company | Incentive:Paid | 5218 | 70 |  | 1 SCG | 140 |  | 140 |  | 2017-02-16 11:41 | 2017-05-19 | TITANIUM POWER INC | Retrofit | Pacoima | Los Angeles | 91331 | Host Customer is System Owner | 5 |  | 2011141B | Heliodyne, Inc. | HELIOPAK | HPAK 016 1 410 G 80 ACD Z | Indirect Forced Circulation (IF) | 40.17 |  | 410 001 | Glycol | Advanced Controller with a Vacation or Holiday Mode | Solar Storage and Auxiliary Tanks are separate | 80 | 1 | 1 | 65 | Z09 | [18 empty] | Los Angeles | FALSE | 37.27 |  | 2011-06-01: 2017-02-13; 2011-08-03: 2017-02-16; 2011-09-20: 2017-05-19 | 2713 | 5218 | Up-front Payment
SCG-007468 | Single Family Residential | Domestic Hot Water | Gas | Southern California Gas Company | Incentive:Paid | 4779 | 70 |  | 1 SCG | 89 |  | 89 |  | 2017-02-16 11:42 | 2017-07-06 | TITANIUM POWER INC | Retrofit | Pacoima | Los Angeles | 91331 | Host Customer is System Owner | 5 |  | 30004078 | GREENoneTEC Solarindustrie GmbH | Solpal Plus | Solpal Plus L-G | Direct Integral Collector Storage (DI) | 25.66 |  | Solpal Plus L |  |  | Solar Storage and Auxiliary Tanks are separate | 51 | 1 | 1 | 65 | Z09 | [18 empty] | Los Angeles | FALSE | 53.7 |  | 2011-06-01: 2017-02-13; 2011-08-03: 2017-02-16; 2011-09-20: 2017-07-06 | 2658 | 4779 | Up-front Payment
SCG-007469 | Single Family Residential | Domestic Hot Water | Gas | Southern California Gas Company | Incentive:Paid | 4779 | 70 |  | 1 SCG | 128 |  | 128 |  | 2017-02-16 11:33 | 2017-07-14 | TITANIUM POWER INC | Retrofit | Pacoima | Los Angeles | 91331 | Host Customer is System Owner | 7 |  | 30004079 | GREENoneTEC Solarindustrie GmbH | Solpal Plus | Solpal Plus L-GT | Direct Integral Collector Storage (DI) | 25.66 |  | Solpal Plus L |  |  | Solar Storage with Tankless Auxiliary Water Heater | 51 | 1 | 1 | 85 | Z09 | [18 empty] | Los Angeles | FALSE | 37.34 |  | 2011-06-01: 2017-02-13; 2011-08-03: 2017-02-16; 2011-09-20: 2017-07-14 | 2650 | 4779 | Up-front Payment
SCG-007470 | Single Family Residential | Domestic Hot Water | Gas | Southern California Gas Company | Incentive:Paid | 3259 | 29.85 |  | 1 | 128 |  | 128 |  | 2017-02-15 10:43 | 2017-04-24 | TITANIUM POWER INC | Retrofit | Sylmar | Los Angeles | 91342 | Host Customer is System Owner | 6 |  | 30004079 | GREENoneTEC Solarindustrie GmbH | Solpal Plus | Solpal Plus L-GT | Direct Integral Collector Storage (DI) | 25.66 |  | Solpal Plus L |  |  | Solar Storage with Tankless Auxiliary Water Heater | 51 | 1 | 1 | 75 | Z09 | [18 empty] | Los Angeles | FALSE | 25.46 |  | 2011-06-01: 2017-02-13; 2011-08-03: 2017-02-15; 2011-09-20: 2017-04-24 | 2739 | 3259 | Up-front Payment
SCG-007471 | Single Family Residential | Domestic Hot Water | Gas | Southern California Gas Company | Incentive:Paid | 3099 | 29.85 |  | 1 | 128 |  | 122 |  | 2017-02-15 10:34 | 2017-04-24 | TITANIUM POWER INC | Retrofit | Sylmar | Los Angeles | 91342 | Host Customer is System Owner | 5 |  | 30004079 | GREENoneTEC Solarindustrie GmbH | Solpal Plus | Solpal Plus L-GT | Direct Integral Collector Storage (DI) | 25.66 |  | Solpal Plus L |  |  | Solar Storage with Tankless Auxiliary Water Heater | 51 | 1 | 0.95 | 65 | Z09 | [18 empty] | Los Angeles | FALSE | 24.21 |  | 2011-06-01: 2017-02-13; 2011-08-03: 2017-02-15; 2011-09-20: 2017-04-24 | 2738 | 3099 | Up-front Payment
SCG-007472 | Single Family Residential | Domestic Hot Water | Gas | Southern California Gas Company | Incentive:Paid | 3269 | 29.85 |  | 1 | 128 |  | 128 |  | 2017-02-15 10:33 | 2017-04-24 | TITANIUM POWER INC | Retrofit | Sylmar | Los Angeles | 91342 | Host Customer is System Owner | 6 |  | 30004079 | GREENoneTEC Solarindustrie GmbH | Solpal Plus | Solpal Plus L-GT | Direct Integral Collector Storage (DI) | 25.66 |  | Solpal Plus L |  |  | Solar Storage with Tankless Auxiliary Water Heater | 51 | 1 | 1 | 75 | Z09 | [18 empty] | Los Angeles | FALSE | 25.54 |  | 2011-06-01: 2017-02-13; 2011-08-03: 2017-02-15; 2011-09-20: 2017-04-24 | 2738 | 3269 | Up-front Payment
SCG-007473 | Single Family Residential | Domestic Hot Water | Gas | Southern California Gas Company | Incentive:Paid | 2901 | 29.85 |  | 1 | 108 |  | 97 |  | 2017-02-15 14:52 | 2017-04-10 | SUNTREK INDUSTRIES INC | Retrofit | Newport Beach | Orange | 92660 | Host Customer is System Owner | 4 |  | 2012012D | GREENoneTEC Solarindustrie GmbH | SOLPAL (formerly Solcrafte) | SOLPAL L-GT | Direct Integral Collector Storage (DI) | 26.11 |  | Solpal L |  |  | Solar Storage with Tankless Auxiliary Water Heater | 50 | 1 | 0.9 | 55 | Z06 | [18 empty] | Newport Beach | FALSE | 150.46 |  | 2011-06-01: 2017-02-13; 2011-08-03: 2017-02-15; 2011-09-20: 2017-04-10 | 2742 | 16250 | Up-front Payment
SCG-007474 | Single Family Residential | Domestic Hot Water | Gas | Southern California Gas Company | Incentive:Paid | 3588 | 29.85 |  | 1 | 140 |  | 140 |  | 2017-02-15 10:42 | 2017-04-24 | TITANIUM POWER INC | Retrofit | Panorama City | Los Angeles | 91402 | Host Customer is System Owner | 5 |  | 2011141B | Heliodyne, Inc. | HELIOPAK | HPAK 016 1 410 G 80 ACD Z | Indirect Forced Circulation (IF) | 40.17 |  | 410 001 | Glycol | Advanced Controller with a Vacation or Holiday Mode | Solar Storage and Auxiliary Tanks are separate | 80 | 1 | 1 | 65 | Z09 | [18 empty] | Los Angeles | FALSE | 25.63 |  | 2011-06-01: 2017-02-13; 2011-08-03: 2017-02-15; 2011-09-20: 2017-04-24 | 2739 | 3588 | Up-front Payment
SCG-007475 | Single Family Residential | Domestic Hot Water | Gas | Southern California Gas Company | Incentive:Paid | 3618 | 70 |  | 1 SCG | 140 |  | 140 |  | 2017-02-15 10:37 | 2017-04-11 | TITANIUM POWER INC | Retrofit | Sylmar | Los Angeles | 91342 | Host Customer is System Owner | 6 |  | 2011141B | Heliodyne, Inc. | HELIOPAK | HPAK 016 1 410 G 80 ACD Z | Indirect Forced Circulation (IF) | 40.17 |  | 410 001 | Glycol | Advanced Controller with a Vacation or Holiday Mode | Solar Storage and Auxiliary Tanks are separate | 80 | 1 | 1 | 75 | Z09 | [18 empty] | Los Angeles | FALSE | 25.84 |  | 2011-06-01: 2017-02-13; 2011-08-03: 2017-02-15; 2011-09-20: 2017-04-11 | 2742 | 3618 | Up-front Payment
SCG-007476 | Single Family Residential | Domestic Hot Water | Gas | Southern California Gas Company | Incentive:Paid | 3299 | 29.85 |  | 1 | 128 |  | 128 |  | 2017-02-15 10:32 | 2017-05-03 | TITANIUM POWER INC | Retrofit | Sylmar | Los Angeles | 91342 | Host Customer is System Owner | 7 |  | 30004079 | GREENoneTEC Solarindustrie GmbH | Solpal Plus | Solpal Plus L-GT | Direct Integral Collector Storage (DI) | 25.66 |  | Solpal Plus L |  |  | Solar Storage with Tankless Auxiliary Water Heater | 51 | 1 | 1 | 85 | Z09 | [18 empty] | Los Angeles | FALSE | 25.77 |  | 2011-06-01: 2017-02-13; 2011-08-03: 2017-02-15; 2011-09-20: 2017-05-03 | 2658 | 3299 | Up-front Payment
PGE-007477 | Low Income Single Family Residential | Domestic Hot Water | Gas | Pacific Gas and Electric | Incentive:Paid | 2376 | 36.9 |  | 1 | 147 |  | 137 |  | 2017-05-02 08:13 | 2017-05-09 | CENTRAL VALLEY OPPORTUNITY CENTER INCORPORATED | Retrofit | MODESTO | Stanislaus | 95351 | Host Customer is System Owner | 6 |  | 2010017C | Alternate Energy Technologies | EAGLESUN | DBS-G2-80-64 | Indirect Forced Circulation (IF) | 65.34 |  | MSC-32 | Automatic Drainback |  | Solar Storage and Auxiliary Tanks are separate | 80 | 0.93 | 1 | 75 | Z12 | [18 empty] | STANISLAUS | FALSE | 39.99 |  | 2011-06-01: 2017-02-13; 2011-08-03: 2017-05-02; 2011-09-20: 2017-05-09 | 2711 | 5878 | Up-front Payment
SCG-007478 | Low Income Single Family Residential | Domestic Hot Water | Gas | Southern California Gas Company | Incentive:Paid | 4487 | 36.9 |  | 1 | 128 |  | 122 |  | 2017-02-16 11:32 | 2017-05-02 | TITANIUM POWER INC | Retrofit | Pacoima | Los Angeles | 91331 | Host Customer is System Owner | 6 |  | 30004079 | GREENoneTEC Solarindustrie GmbH | Solpal Plus | Solpal Plus L-GT | Direct Integral Collector Storage (DI) | 25.66 |  | Solpal Plus L |  |  | Solar Storage with Tankless Auxiliary Water Heater | 51 | 1 | 0.95 | 75 | Z09 | [18 empty] | Los Angeles | FALSE | 35.62 |  | 2011-06-01: 2017-02-13; 2011-08-03: 2017-02-16; 2011-09-20: 2017-05-02 | 2658 | 4559 | Up-front Payment
SDG-007479 | Low Income Multifamily Residential | Domestic Hot Water | Gas | San Diego Gas and Electric | Incentive:Paid | 10404 | 24.89 |  | 1 | 418 |  | 418 |  | 2017-03-14 16:58 | 2017-04-26 | PROMISE ENERGY INC | New Construction | Oceanside | Oceanside | 92058 | Host Customer is System Owner | [7 empty] | 122.85 | 40.95 |  | Glycol | Steam Back | Solar Storage and Auxiliary Tanks are separate |  | 1 | 1 | 672 | Z07 | 16 | Units | Apartments/Condos | 10001803 | 3 | 1 | 350 | 1 | 235 | 1 | 399000 | TRUE | 140 | 120 |  |  |  |  | Oceanside | FALSE | 30.57 |  | 2017-02-13 | 2017-04-05 | 2017-03-14 | 2017-04-26 | 2019-06-25 | 2020-01-28 | 1629 | 12777.6 | Up-front Payment
SDG-007480 | Low Income Multifamily Residential | Domestic Hot Water | Gas | San Diego Gas and Electric | Incentive:Paid | 10404 | 24.89 |  | 1 | 418 |  | 418 |  | 2017-03-14 16:59 | 2017-04-26 | PROMISE ENERGY INC | New Construction | Oceanside | Oceanside | 92058 | Host Customer is System Owner | [7 empty] | 122.85 | 40.95 |  | Glycol | Steam Back | Solar Storage and Auxiliary Tanks are separate |  | 1 | 1 | 672 | Z07 | 16 | Units | Apartments/Condos | 10001803 | 3 | 1 | 350 | 1 | 235 | 1 | 399000 | TRUE | 140 | 120 |  |  |  |  | Oceanside | FALSE | 30.57 |  | 2017-02-13 | 2017-03-29 | 2017-03-14 | 2017-04-26 | 2019-06-25 | 2020-01-28 | 1629 | 12777.6 | Up-front Payment
PGE-007481 | Low Income Single Family Residential | Domestic Hot Water | Gas | Pacific Gas and Electric | Incentive:Paid | 2408 | 36.9 |  | 1 | 147 |  | 147 |  | 2017-04-19 10:46 | 2017-05-11 | CENTRAL VALLEY OPPORTUNITY CENTER INCORPORATED | Retrofit | MODESTO | Stanislaus | 95351 | Owner/Tenant | 4 |  | 2010017C | Alternate Energy Technologies | EAGLESUN | DBS-G2-80-64 | Indirect Forced Circulation (IF) | 65.34 |  | MSC-32 | Automatic Drainback |  | Solar Storage and Auxiliary Tanks are separate | 80 | 1 | 1 | 55 | Z12 | [18 empty] | STANISLAUS | FALSE | 40.2 |  | 2011-06-01: 2017-02-14; 2011-08-03: 2017-04-19; 2011-09-20: 2017-05-11 | 2711 | 5910 | Up-front Payment
SCG-007482 | Low Income Single Family Residential | Domestic Hot Water | Gas | Southern California Gas Company | Incentive:Paid | 4723 | 36.9 |  | 1 | 128 |  | 128 |  | 2017-02-16 11:46 | 2017-07-13 | TITANIUM POWER INC | Retrofit | Pacoima | Los Angeles | 91331 | Host Customer is System Owner | 5 |  | 30004079 | GREENoneTEC Solarindustrie GmbH | Solpal Plus | Solpal Plus L-GT | Direct Integral Collector Storage (DI) | 25.66 |  | Solpal Plus L |  |  | Solar Storage with Tankless Auxiliary Water Heater | 51 | 1 | 1 | 65 | Z09 | [18 empty] | Los Angeles | FALSE | 37.34 |  | 2017-02-14 | 2017-05-18 |  |  | 2017-02-16 | 2017-07-13 | 2650 | 4779 | Up-front Payment
SCG-007483 | Single Family Residential | Domestic Hot Water | Gas | Southern California Gas Company | Incentive:Paid | 5168 | 70 |  | 1 SCG | 140 |  | 139 |  | 2017-02-16 11:47 | 2017-05-19 | TITANIUM POWER INC | Retrofit | San Fernando | Los Angeles | 91340 | Host Customer is System Owner | 5 |  | 2011141B | Heliodyne, Inc. | HELIOPAK | HPAK 016 1 410 G 80 ACD Z | Indirect Forced Circulation (IF) | 40.17 |  | 410 001 | Glycol | Advanced Controller with a Vacation or Holiday Mode | Solar Storage and Auxiliary Tanks are separate | 80 | 0.99 | 1 | 65 | Z09 | [18 empty] | Los Angeles | FALSE | 36.91 |  | 2011-06-01: 2017-02-14; 2011-08-03: 2017-02-16; 2011-09-20: 2017-05-19 | 2713 | 5168 | Up-front Payment
SCG-007484 | Low Income Single Family Residential | Domestic Hot Water | Gas | Southern California Gas Company | Incentive:Paid | 4987 | 36.9 |  | 1 | 159 |  | 135 |  | 2017-04-04 16:10 | 2017-05-30 | ART CRAFT BUILDING CONSTRUCTION | Retrofit | Riverside | Riverside | 92504 | Host Customer is System Owner | 2 |  | 2010017C | Alternate Energy Technologies | EAGLESUN | DBS-G2-80-64 | Indirect Forced Circulation (IF) | 65.34 |  | MSC-32 | Automatic Drainback | Drainback (Water) | Solar Storage and Auxiliary Tanks are separate | 80 | 1 | 0.85 | 35 | Z10 | [18 empty] | City of Riverside | FALSE | 45.44 |  | 2011-06-01: 2017-02-14; 2011-08-03: 2017-04-04; 2011-09-20: 2017-05-30 | 2700 | 7224.29 | Up-front Payment
SCG-007485 | Commercial/Multifamily Residential | Domestic Hot Water | Gas | Southern California Gas Company | Incentive:Paid | 32950 | 20.19 |  | 1 | 1632 |  | 1632 |  | 2017-03-20 10:52 | 2017-03-31 | EVOLUTION ENERGY SOLUTIONS L L C | Retrofit | Torrance | Los Angeles | 90501 | Host Customer is System Owner | [7 empty] | 450.45 | 40.95 |  | Drainback | Pressure Stagnation Protection (PSP) | Solar Storage and Auxiliary Tanks are separate |  | 1 | 1 | 880 | Z06 | 22 | Units | Apartments/Condos | TRB-40 | 11 | 1 | 800 | 1 | 200 | 2 | 350000 | TRUE | 140 | 140 |  |  |  |  | Los Angeles | FALSE | 20.19 |  | 2017-02-14 |  | 2017-03-20 | 2017-03-31 | 2017-08-22 | 2017-08-29 | 2601 | 32950 | Up-front Payment
SCG-007487 | Low Income Single Family Residential | Domestic Hot Water | Gas | Southern California Gas Company | Incentive:Paid | 4723 | 36.9 |  | 1 | 128 |  | 128 |  | 2017-02-17 13:25 | 2017-07-13 | TITANIUM POWER INC | Retrofit | Pacoima | Los Angeles | 91331 | Host Customer is System Owner | 6 |  | 30004079 | GREENoneTEC Solarindustrie GmbH | Solpal Plus | Solpal Plus L-GT | Direct Integral Collector Storage (DI) | 25.66 |  | Solpal Plus L |  |  | Solar Storage with Tankless Auxiliary Water Heater | 51 | 1 | 1 | 75 | Z09 | [18 empty] | Los Angeles | FALSE | 37.06 |  | 2017-02-15 | 2017-05-18 |  |  | 2017-02-17 | 2017-07-13 | 2651 | 4744 | Up-front Payment
SCG-007488 | Low Income Single Family Residential | Domestic Hot Water | Gas | Southern California Gas Company | Incentive:Canceled | 4723 | 36.9 |  | 1 | 128 |  | 128 |  | 2017-03-10 14:25 |  | TITANIUM POWER INC | Retrofit | Pacoima | Los Angeles | 91331 | Host Customer is System Owner | 7 |  | 30004079 | GREENoneTEC Solarindustrie GmbH | Solpal Plus | Solpal Plus L-GT | Direct Integral Collector Storage (DI) | 25.66 |  | Solpal Plus L |  |  | Solar Storage with Tankless Auxiliary Water Heater | 51 | 1 | 1 | 85 | Z09 | [18 empty] | Los Angeles | FALSE | 37.02 |  | 2011-06-01: 2017-02-15; 2011-06-21: 2017-05-30; 2011-08-03: 2017-03-10 | 2643 | 4739 | Up-front Payment
SCG-007489 | Commercial Pools | Pool Heating | Gas | Southern California Gas Company | Incentive:Paid | 10641 | 5 |  | 1 | 3135 |  | 3041 |  | 2017-03-02 09:47 | 2017-03-09 | SUNTREK INDUSTRIES INC | Retrofit | Aliso Viejo | Orange | 92630 | Host Customer is System Owner | [7 empty] | 1120 | 40 |  | Drainback |  |  |  | 0.97 | 1 |  | Z08 |  |  |  | 2007048A | 28 | 1 | [5 empty] | FALSE |  |  |  | SunEarth - SETR A503 TTR U + VFS 20-400 |  | SunEarth - SETR A503 TTR U + VFS 20-400 | Lake Forest | FALSE | 6.79 |  | 2017-02-15 | 2017-04-03 | 2017-03-02 | 2017-03-09 | 2017-03-29 | 2017-04-20 | 2712 | 21281 | Up-front Payment
SCG-007490 | Commercial/Multifamily Residential | Domestic Hot Water | Gas | Southern California Gas Company | Incentive:Paid | 43409 | 20.19 |  | 1 | 2150 |  | 2150 |  | 2017-03-20 10:39 | 2017-04-07 | EVOLUTION ENERGY SOLUTIONS L L C | Retrofit | Los Angeles | Los Angeles | 90017 | Host Customer is System Owner | [7 empty] | 614.25 | 40.95 |  | Drainback | Advanced Controller with a Vacation or Holiday Mode | Solar Storage and Auxiliary Tanks are separate |  | 1 | 1 | 1160 | Z09 | 29 | Units | Apartments/Condos | TRB-40 | 15 | 1 | 1000 | 1 | 220 | 1 | 270000 | TRUE | 140 | 140 |  | Amatis Controls - AM-JOULE |  | Amatis Controls - AM-JOULE | Los Angeles | FALSE | 20.19 |  | 2017-02-16 |  | 2017-03-20 | 2017-04-07 | 2017-04-19 | 2017-04-21 | 2740 | 43409 | Up-front Payment
SCG-007491 | Commercial/Multifamily Residential | Domestic Hot Water | Gas | Southern California Gas Company | Incentive:Paid | 35736 | 20.19 |  | 1 | 1770 |  | 1770 |  | 2017-03-20 10:46 | 2017-04-07 | EVOLUTION ENERGY SOLUTIONS L L C | Retrofit | Los Angeles | Los Angeles | 90017 | Host Customer is System Owner | [7 empty] | 614.25 | 40.95 |  | Drainback | Advanced Controller with a Vacation or Holiday Mode | Solar Storage and Auxiliary Tanks are separate |  | 1 | 1 | 840 | Z09 | 20 | Units | Apartments/Condos | TRB-40 | 15 | 1 | 1000 | 1 | 120 | 1 | 200000 | TRUE | 140 | 140 |  | Amatis Controls - AM-JOULE |  | Amatis Controls - AM-JOULE | Los Angeles | FALSE | 20.19 |  | 2017-02-16 |  | 2017-03-20 | 2017-04-07 | 2017-04-19 | 2017-04-21 | 2740 | 35736 | Up-front Payment
SCG-007492 | Commercial/Multifamily Residential | Domestic Hot Water | Gas | Southern California Gas Company | Incentive:Paid | 42318 | 20.19 |  | 1 | 2101 |  | 2101 |  | 2017-03-20 10:48 | 2017-04-07 | EVOLUTION ENERGY SOLUTIONS L L C | Retrofit | Hollywood | Los Angeles | 90028 | Host Customer is System Owner | [7 empty] | 573.3 | 40.95 |  | Drainback | Advanced Controller with a Vacation or Holiday Mode | Solar Storage and Auxiliary Tanks are separate |  | 1 | 1 | 1080 | Z09 | 27 | Units | Apartments/Condos | TRB-40 | 14 | 1 | 1300 | 1 | 119 | 1 | 400000 | TRUE | 140 | 140 |  | Amatis Controls - AM-JOULE |  | Amatis Controls - AM-JOULE | Los Angeles | FALSE | 20.14 |  | 2017-02-16 |  | 2017-03-20 | 2017-04-07 | 2017-05-17 | 2017-07-13 | 2658 | 42318 | Up-front Payment
SCG-007493 | Commercial/Multifamily Residential | Domestic Hot Water | Gas | Southern California Gas Company | Incentive:Paid | 32607 | 20.19 |  | 1 | 1615 |  | 1615 |  | 2017-03-20 10:50 | 2017-04-07 | EVOLUTION ENERGY SOLUTIONS L L C | Retrofit | Hollywood | Los Angeles | 90028 | Host Customer is System Owner | [7 empty] | 491.4 | 40.95 |  | Drainback | Advanced Controller with a Vacation or Holiday Mode | Solar Storage and Auxiliary Tanks are separate |  | 1 | 1 | 840 | Z09 | 20 | Units | Apartments/Condos | TRB-40 | 12 | 1 | 800 | 1 | 100 | 1 | 270000 | TRUE | 140 | 140 |  | Amatis Controls - AM-JOULE |  | Amatis Controls - AM-JOULE | Los Angeles | FALSE | 20.19 |  | 2017-02-16 |  | 2017-03-20 | 2017-04-07 | 2017-05-31 | 2017-06-05 | 2685 | 32607 | Up-front Payment
SCG-007494 | Commercial/Multifamily Residential | Domestic Hot Water | Gas | Southern California Gas Company | Incentive:Paid | 36362 | 20.19 |  | 1 | 1801 |  | 1801 |  | 2017-03-20 09:00 | 2017-04-06 | EVOLUTION ENERGY SOLUTIONS L L C | Retrofit | Los Angeles | Los Angeles | 90033 | Host Customer is System Owner | [7 empty] | 491.4 | 40.95 |  | Drainback | Advanced Controller with a Vacation or Holiday Mode | Solar Storage and Auxiliary Tanks are separate |  | 1 | 1 | 960 | Z09 | 24 | Units | Apartments/Condos | TRB-40 | 12 | 1 | 1000 | 1 | 100 | 1 | 200000 | TRUE | 140 | 140 |  | Amatis Controls - AM-JOULE |  | Amatis Controls - AM-JOULE | Los Angeles | FALSE | 20.19 |  | 2017-02-16 |  | 2017-03-20 | 2017-04-06 | 2017-04-07 | 2017-04-18 | 2740 | 36362 | Up-front Payment
SCG-007495 | Commercial/Multifamily Residential | Domestic Hot Water | Gas | Southern California Gas Company | Incentive:Paid | 40723 | 20.19 |  | 1 | 2017 |  | 2017 |  | 2017-02-27 13:38 | 2017-03-27 | ALL VALLEY SOLAR INC | Retrofit | N Hollywood | North Hollywood | 91602 | Host Customer is System Owner | [7 empty] | 573.3 | 40.95 |  | Drainback |  | Solar Storage and Auxiliary Tanks are separate |  | 1 | 1 | 920 | Z09 | 23 | Units | Apartments/Condos | TRB-40 | 14 | 2 | 1190 | 1 | 194 | 2 | 449000 | TRUE | 135 | 140 |  | SunEarth - SETR A503 TTR U + VFS 10-200 |  | SunEarth - SETR A503 TTR U + VFS 10-200 | LADBS | FALSE | 27.79 |  | 2017-02-16 |  | 2017-02-27 | 2017-03-27 | 2017-04-05 | 2017-04-06 | 2740 | 56062 | Up-front Payment
SCG-007496 | Low Income Single Family Residential | Domestic Hot Water | Gas | Southern California Gas Company | Incentive:Paid | 4723 | 36.9 |  | 1 | 128 |  | 128 |  | 2017-02-27 13:28 | 2017-07-28 | TITANIUM POWER INC | Retrofit | Pacoima | Los Angeles | 91331 | Host Customer is System Owner | 5 |  | 30004079 | GREENoneTEC Solarindustrie GmbH | Solpal Plus | Solpal Plus L-GT | Direct Integral Collector Storage (DI) | 25.66 |  | Solpal Plus L |  |  | Solar Storage with Tankless Auxiliary Water Heater | 51 | 1 | 1 | 65 | Z09 | [18 empty] | Los Angeles | FALSE | 37.34 |  | 2011-06-01: 2017-02-16; 2011-08-03: 2017-02-27; 2011-09-20: 2017-07-28 | 2622 | 4779 | Up-front Payment
SCG-007497 | Single Family Residential | Domestic Hot Water | Gas | Southern California Gas Company | Incentive:Paid | 2239 | 29.85 |  | 1 | 75 |  | 75 |  | 2017-03-13 10:16 | 2017-05-09 | SUNTREK INDUSTRIES INC | Retrofit | Santa Clarita | Santa Clarita | 91387 | Host Customer is System Owner | 4 |  | 2012012B | GREENoneTEC Solarindustrie GmbH | SOLPAL (formerly Solcrafte) | SOLPAL L-G | Direct Integral Collector Storage (DI) | 26.11 |  | Solpal L |  |  | Solar Storage and Auxiliary Tanks are separate | 50 | 1 | 1 | 55 | Z09 | [18 empty] | Santa Clarita | FALSE | 206.67 |  | 2011-06-01: 2017-02-16; 2011-08-03: 2017-03-13; 2011-09-20: 2017-05-09 | 2711 | 15500 | Up-front Payment
SCG-007498 | Low Income Single Family Residential | Domestic Hot Water | Gas | Southern California Gas Company | Incentive:Paid | 4723 | 36.9 |  | 1 | 128 |  | 128 |  | 2017-03-01 10:55 | 2017-07-28 | TITANIUM POWER INC | Retrofit | Pacoima | Los Angeles | 91331 | Host Customer is System Owner | 8 |  | 30004079 | GREENoneTEC Solarindustrie GmbH | Solpal Plus | Solpal Plus L-GT | Direct Integral Collector Storage (DI) | 25.66 |  | Solpal Plus L |  |  | Solar Storage with Tankless Auxiliary Water Heater | 51 | 1 | 1 | 95 | Z09 | [18 empty] | Los Angeles | FALSE | 37.34 |  | 2011-06-01: 2017-02-16; 2011-08-03: 2017-03-01; 2011-09-20: 2017-07-28 | 2623 | 4779 | Up-front Payment
SCG-007499 | Low Income Single Family Residential | Domestic Hot Water | Gas | Southern California Gas Company | Incentive:Canceled | 4723 | 36.9 |  | 1 | 128 |  | 128 |  | 2017-02-27 11:48 |  | TITANIUM POWER INC | Retrofit | Pacoima | Los Angeles | 91331 | Host Customer is System Owner | 5 |  | 30004079 | GREENoneTEC Solarindustrie GmbH | Solpal Plus | Solpal Plus L-GT | Direct Integral Collector Storage (DI) | 25.66 |  | Solpal Plus L |  |  | Solar Storage with Tankless Auxiliary Water Heater | 51 | 1 | 1 | 65 | Z09 | [18 empty] | Los Angeles | FALSE | 37.34 |  | 2011-06-01: 2017-02-16; 2011-06-21: 2017-05-22; 2011-08-03: 2017-02-27 | 2644 | 4779 | Up-front Payment
SCG-007500 | Commercial/Multifamily Residential | Domestic Hot Water | Gas | Southern California Gas Company | Reservation:Canceled | 32607 | 17.16 |  | 2 | 1615 |  | 1615 |  |  |  |  | Retrofit | Canyon Country | Los Angeles | 91351 | Host Customer is System Owner | [7 empty] | 491.4 | 40.95 |  | Drainback | Advanced Controller with a Vacation or Holiday Mode | Solar Storage and Auxiliary Tanks are separate |  | 1 | 1 | 840 | Z09 | 20 | Units | Apartments/Condos | TRB-40 | 12 | 1 | 800 | 1 | 100 | 1 | 200000 | TRUE | 140 | 140 | [5 empty] | FALSE | 20.19 | [7 empty] | 0 | 32607 | Up-front Payment
SCG-007501 | Commercial/Multifamily Residential | Domestic Hot Water | Gas | Southern California Gas Company | Incentive:Paid | 32607 | 20.19 |  | 1 | 1616 |  | 1616 |  | 2017-03-20 10:31 | 2017-04-14 | EVOLUTION ENERGY SOLUTIONS L L C | Retrofit | Canyon Country | Los Angeles | 91351 | Host Customer is System Owner | [7 empty] | 491.4 | 40.95 |  | Drainback | Advanced Controller with a Vacation or Holiday Mode | Solar Storage and Auxiliary Tanks are separate |  | 1 | 1 | 840 | Z09 | 20 | Units | Apartments/Condos | TRB-40 | 12 | 1 | 800 | 1 | 100 | 1 | 200000 | TRUE | 140 | 140 |  | SunEarth - SETR A503 TTR U + VFS 10-200 |  | SunEarth - SETR A503 TTR U + VFS 10-200 | Santa Clarita | FALSE | 20.18 |  | 2017-02-17 | 2018-04-23 | 2017-03-20 | 2017-04-14 | 2018-04-05 | 2018-04-18 | 2327 | 32607 | Up-front Payment
SCG-007502 | Low Income Single Family Residential | Domestic Hot Water | Gas | Southern California Gas Company | Incentive:Paid | 5166 | 36.9 |  | 1 | 140 |  | 140 |  | 2017-02-17 13:30 | 2017-06-28 | TITANIUM POWER INC | Retrofit | Pacoima | Los Angeles | 91331 | Host Customer is System Owner | 5 |  | 2011141B | Heliodyne, Inc. | HELIOPAK | HPAK 016 1 410 G 80 ACD Z | Indirect Forced Circulation (IF) | 40.17 |  | 410 001 | Glycol | Advanced Controller with a Vacation or Holiday Mode | Solar Storage and Auxiliary Tanks are separate | 80 | 1 | 1 | 65 | Z09 | [18 empty] | Los Angeles | FALSE | 37.27 |  | 2017-02-17 | 2017-05-18 |  |  | 2017-02-17 | 2017-06-28 | 2664 | 5218 | Up-front Payment
SCG-007503 | Low Income Multifamily Residential | Domestic Hot Water | Gas | Southern California Gas Company | Incentive:Paid | 13017 | 24.89 |  | 1 | 523 |  | 523 |  | 2017-03-16 09:46 | 2017-03-23 | CALIFORNIA SOLAR INTEGRATORS INC | Retrofit | Anaheim | Los Angeles | 92804 | Host Customer is System Owner | [7 empty] | 163.8 | 40.95 |  | Glycol | Steam Back | Solar Storage and Auxiliary Tanks are separate |  | 1 | 1 | 252 | Z08 | 6 | Units | Apartments/Condos | TRB-40 | 4 | 1 | 240 | 2 | 120 | 1 | 199000 | TRUE | 120 | 140 |  |  |  |  | Anaheim | FALSE | 53.5 |  | 2017-03-09 |  | 2017-03-16 | 2017-03-23 | 2017-09-13 | 2017-09-27 | 2580 | 27980 | Up-front Payment
SCG-007504 | Low Income Multifamily Residential | Domestic Hot Water | Gas | Southern California Gas Company | Incentive:Paid | 59985 | 24.89 |  | 1 | 2410 |  | 2410 |  | 2017-03-16 09:47 | 2017-03-27 | CALIFORNIA SOLAR INTEGRATORS INC | Retrofit | Anaheim | Los Angeles | 92804 | Host Customer is System Owner | [7 empty] | 655.2 | 40.95 |  | Glycol | Steam Back | Solar Storage and Auxiliary Tanks are separate |  | 1 | 1 | 1520 | Z08 | 38 | Units | Apartments/Condos | TRB-40 | 16 | 1 | 1235 | 1 | 120 | 1 | 199000 | TRUE | 120 | 140 |  | SunEarth - SETR A503 TTR U + VFS 10-200 |  | SunEarth - SETR A503 TTR U + VFS 10-200 | City of Anaheim | FALSE | 42.78 |  | 2017-03-09 |  | 2017-03-16 | 2017-03-27 | 2017-08-31 | 2017-09-27 | 2580 | 103111 | Up-front Payment
SCG-007505 | Low Income Multifamily Residential | Domestic Hot Water | Gas | Southern California Gas Company | Incentive:Paid | 36165 | 24.89 |  | 1 | 1453 |  | 1453 |  | 2017-03-16 09:47 | 2017-03-23 | CALIFORNIA SOLAR INTEGRATORS INC | Retrofit | Anaheim | Los Angeles | 92804 | Host Customer is System Owner | [7 empty] | 409.5 | 40.95 |  | Glycol | Steam Back | Solar Storage and Auxiliary Tanks are separate |  | 1 | 1 | 840 | Z08 | 20 | Units | Apartments/Condos | TRB-40 | 10 | 1 | 798 | 1 | 120 | 1 | 199000 | TRUE | 120 | 140 |  |  |  |  | City of Anaheim | FALSE | 45.94 |  | 2017-03-09 |  | 2017-03-16 | 2017-03-23 | 2017-08-31 | 2017-09-27 | 2580 | 66756 | Up-front Payment
SCG-007506 | Low Income Multifamily Residential | Domestic Hot Water | Gas | Southern California Gas Company | Incentive:Paid | 59537 | 24.89 |  | 1 | 2392 |  | 2392 |  | 2017-03-16 09:47 | 2017-03-27 | CALIFORNIA SOLAR INTEGRATORS INC | Retrofit | Anaheim | Los Angeles | 92804 | Host Customer is System Owner | [7 empty] | 655.2 | 40.95 |  | Glycol | Steam Back | Solar Storage and Auxiliary Tanks are separate |  | 1 | 1 | 1480 | Z08 | 37 | Units | Apartments/Condos | TRB-40 | 16 | 1 | 1235 | 1 | 120 | 1 | 199000 | TRUE | 120 | 140 |  | SunEarth - SETR A503 TTR U + VFS 10-200 |  | SunEarth - SETR A503 TTR U + VFS 10-200 | City of Anaheim | FALSE | 43.11 |  | 2017-03-09 |  | 2017-03-16 | 2017-03-27 | 2017-08-31 | 2017-09-27 | 2580 | 103111 | Up-front Payment
SCG-007507 | Low Income Multifamily Residential | Domestic Hot Water | Gas | Southern California Gas Company | Incentive:Paid | 36165 | 24.89 |  | 1 | 1453 |  | 1453 |  | 2017-03-16 09:47 | 2017-03-23 | CALIFORNIA SOLAR INTEGRATORS INC | Retrofit | Anaheim | Los Angeles | 92804 | Host Customer is System Owner | [7 empty] | 409.5 | 40.95 |  | Glycol | Steam Back | Solar Storage and Auxiliary Tanks are separate |  | 1 | 1 | 840 | Z08 | 20 | Units | Apartments/Condos | TRB-40 | 10 | 1 | 798 | 1 | 120 | 1 | 199000 | TRUE | 120 | 140 |  |  |  |  | City of Anaheim | FALSE | 45.94 |  | 2017-03-09 |  | 2017-03-16 | 2017-03-23 | 2017-08-31 | 2017-09-27 | 2580 | 66756 | Up-front Payment
SCG-007508 | Low Income Multifamily Residential | Domestic Hot Water | Gas | Southern California Gas Company | Incentive:Paid | 59985 | 24.89 |  | 1 | 2410 |  | 2410 |  | 2017-03-16 09:47 | 2017-03-27 | CALIFORNIA SOLAR INTEGRATORS INC | Retrofit | Anaheim | Los Angeles | 92804 | Host Customer is System Owner | [7 empty] | 655.2 | 40.95 |  | Glycol | Steam Back | Solar Storage and Auxiliary Tanks are separate |  | 1 | 1 | 1520 | Z08 | 38 | Units | Apartments/Condos | TRB-40 | 16 | 1 | 1235 | 1 | 120 | 1 | 199000 | TRUE | 120 | 140 |  | SunEarth - SETR A503 TTR U + VFS 10-200 |  | SunEarth - SETR A503 TTR U + VFS 10-200 | City of Anaheim | FALSE | 42.78 |  | 2017-03-09 |  | 2017-03-16 | 2017-03-27 | 2017-09-05 | 2017-09-27 | 2580 | 103111 | Up-front Payment
SCG-007509 | Low Income Multifamily Residential | Domestic Hot Water | Gas | Southern California Gas Company | Incentive:Paid | 36240 | 24.89 |  | 1 | 1456 |  | 1456 |  | 2017-03-16 09:47 | 2017-03-23 | CALIFORNIA SOLAR INTEGRATORS INC | Retrofit | Anaheim | Los Angeles | 92804 | Host Customer is System Owner | [7 empty] | 409.5 | 40.95 |  | Glycol | Steam Back | Solar Storage and Auxiliary Tanks are separate |  | 1 | 1 | 840 | Z08 | 21 | Units | Apartments/Condos | TRB-40 | 10 | 1 | 798 | 1 | 120 | 1 | 199000 | TRUE | 120 | 140 |  |  |  |  | City of Anaheim | FALSE | 45.86 |  | 2017-03-09 |  | 2017-03-16 | 2017-03-23 | 2017-09-05 | 2017-09-27 | 2580 | 66768 | Up-front Payment
SCG-007510 | Single Family Residential | Domestic Hot Water | Gas | Southern California Gas Company | Incentive:Paid | 4160 | 29.85 |  | 1 | 163 |  | 139 |  | 2017-07-05 17:12 | 2017-07-10 | SOL RELIABLE INC | Retrofit | Downey | Los Angeles | 90240 | Host Customer is System Owner | 3 |  | 2009036H | Heliodyne, Inc. | HELIOPAK | HPAK 016 2 406 G 80 ACD Z | Indirect Forced Circulation (IF) | 53.88 |  | 406 001 | Forced Circulation |  | Solar Storage and Auxiliary Tanks are separate | 80 | 0.95 | 0.9 | 45 | Z08 | [18 empty] | City of Downey | FALSE | 95.09 |  | 2011-06-01: 2017-02-17; 2011-08-03: 2017-07-05; 2011-09-20: 2017-07-10 | 2658 | 15500 | Up-front Payment
SCG-007511 | Low Income Single Family Residential | Domestic Hot Water | Gas | Southern California Gas Company | Incentive:Paid | 4723 | 36.9 |  | 1 | 128 |  | 128 |  | 2017-02-27 11:29 | 2017-08-01 | TITANIUM POWER INC | Retrofit | Pacoima | Los Angeles | 91331 | Host Customer is System Owner | 7 |  | 30004079 | GREENoneTEC Solarindustrie GmbH | Solpal Plus | Solpal Plus L-GT | Direct Integral Collector Storage (DI) | 25.66 |  | Solpal Plus L |  |  | Solar Storage with Tankless Auxiliary Water Heater | 51 | 1 | 1 | 85 | Z09 | [18 empty] | Los Angeles | FALSE | 37.34 |  | 2017-02-17 | 2017-05-22 |  |  | 2017-02-27 | 2017-08-01 | 2620 | 4779 | Up-front Payment
SCG-007512 | Low Income Single Family Residential | Domestic Hot Water | Gas | Southern California Gas Company | Incentive:Canceled | 5166 | 36.9 |  | 1 | 140 |  | 140 |  | 2017-02-27 10:46 |  | TITANIUM POWER INC | Retrofit | Pacoima | Los Angeles | 91331 | Host Customer is System Owner | 5 |  | 2011141B | Heliodyne, Inc. | HELIOPAK | HPAK 016 1 410 G 80 ACD Z | Indirect Forced Circulation (IF) | 40.17 |  | 410 001 | Glycol | Advanced Controller with a Vacation or Holiday Mode | Solar Storage and Auxiliary Tanks are separate | 80 | 1 | 1 | 65 | Z09 | [18 empty] | Los Angeles | FALSE | 37.27 |  | 2011-06-01: 2017-02-17; 2011-06-21: 2017-05-22; 2011-08-03: 2017-02-27 | 2644 | 5218 | Up-front Payment
SCG-007513 | Commercial/Multifamily Residential | Domestic Hot Water | Gas | Southern California Gas Company | Reservation:Canceled |  | 17.16 |  | 2 | 1579 |  | 1579 |  |  |  | EVOLUTION ENERGY SOLUTIONS L L C | Retrofit | Los Angeles | Los Angeles | 90068 | Host Customer is System Owner | [7 empty] | 450.45 | 40.95 |  | Drainback | Pressure Stagnation Protection (PSP) | Solar Storage and Auxiliary Tanks are separate |  | 1 | 1 | 840 | Z09 | 20 | Units | Apartments/Condos | TRB-40 | 11 | 1 | 800 | 1 | 100 | 1 | 199000 | TRUE | 140 | 140 | [5 empty] | FALSE | 0 | [7 empty] | 0 |  | Up-front Payment
SCG-007514 | Low Income Single Family Residential | Domestic Hot Water | Gas | Southern California Gas Company | Incentive:Paid | 4723 | 36.9 |  | 1 | 128 |  | 128 |  | 2017-02-20 10:04 | 2017-04-28 | TITANIUM POWER INC | Retrofit | Pacoima | Los Angeles | 91331 | Host Customer is System Owner | 6 |  | 30004079 | GREENoneTEC Solarindustrie GmbH | Solpal Plus | Solpal Plus L-GT | Direct Integral Collector Storage (DI) | 25.66 |  | Solpal Plus L |  |  | Solar Storage with Tankless Auxiliary Water Heater | 51 | 1 | 1 | 75 | Z09 | [18 empty] | Los Angeles | FALSE | 37.1 |  | 2011-06-01: 2017-02-17; 2011-08-03: 2017-02-20; 2011-09-20: 2017-04-28 | 2728 | 4749 | Up-front Payment
SCG-007515 | Low Income Single Family Residential | Domestic Hot Water | Gas | Southern California Gas Company | Incentive:Paid | 5166 | 36.9 |  | 1 | 140 |  | 140 |  | 2017-02-21 13:41 | 2017-05-05 | TITANIUM POWER INC | Retrofit | Pacoima | Los Angeles | 91331 | Host Customer is System Owner | 6 |  | 2011141B | Heliodyne, Inc. | HELIOPAK | HPAK 016 1 410 G 80 ACD Z | Indirect Forced Circulation (IF) | 40.17 |  | 410 001 | Glycol | Advanced Controller with a Vacation or Holiday Mode | Solar Storage and Auxiliary Tanks are separate | 80 | 1 | 1 | 75 | Z09 | [18 empty] | Los Angeles | FALSE | 37.16 |  | 2011-06-01: 2017-02-20; 2011-08-03: 2017-02-21; 2011-09-20: 2017-05-05 | 2711 | 5203 | Up-front Payment
SCG-007516 | Low Income Single Family Residential | Domestic Hot Water | Gas | Southern California Gas Company | Incentive:Paid | 5166 | 36.9 |  | 1 | 140 |  | 140 |  | 2017-02-21 13:38 | 2017-04-28 | TITANIUM POWER INC | Retrofit | Pacoima | Los Angeles | 91331 | Host Customer is System Owner | 5 |  | 2011141B | Heliodyne, Inc. | HELIOPAK | HPAK 016 1 410 G 80 ACD Z | Indirect Forced Circulation (IF) | 40.17 |  | 410 001 | Glycol | Advanced Controller with a Vacation or Holiday Mode | Solar Storage and Auxiliary Tanks are separate | 80 | 1 | 1 | 65 | Z09 | [18 empty] | Los Angeles | FALSE | 37.27 |  | 2011-06-01: 2017-02-20; 2011-08-03: 2017-02-21; 2011-09-20: 2017-04-28 | 2728 | 5218 | Up-front Payment
SCG-007517 | Low Income Single Family Residential | Domestic Hot Water | Gas | Southern California Gas Company | Incentive:Paid | 4487 | 36.9 |  | 1 | 128 |  | 122 |  | 2017-02-21 13:39 | 2017-05-03 | TITANIUM POWER INC | Retrofit | Pacoima | Los Angeles | 91331 | Host Customer is System Owner | 6 |  | 30004079 | GREENoneTEC Solarindustrie GmbH | Solpal Plus | Solpal Plus L-GT | Direct Integral Collector Storage (DI) | 25.66 |  | Solpal Plus L |  |  | Solar Storage with Tankless Auxiliary Water Heater | 51 | 1 | 0.95 | 75 | Z09 | [18 empty] | Los Angeles | FALSE | 35.19 |  | 2011-06-01: 2017-02-20; 2011-08-03: 2017-02-21; 2011-09-20: 2017-05-03 | 2658 | 4504 | Up-front Payment
SCG-007518 | Low Income Single Family Residential | Domestic Hot Water | Gas | Southern California Gas Company | Incentive:Paid | 4723 | 36.9 |  | 1 | 128 |  | 128 |  | 2017-02-21 13:34 | 2017-07-13 | TITANIUM POWER INC | Retrofit | Pacoima | Los Angeles | 91331 | Host Customer is System Owner | 5 |  | 30004079 | GREENoneTEC Solarindustrie GmbH | Solpal Plus | Solpal Plus L-GT | Direct Integral Collector Storage (DI) | 25.66 |  | Solpal Plus L |  |  | Solar Storage with Tankless Auxiliary Water Heater | 51 | 1 | 1 | 65 | Z09 | [18 empty] | Los Angeles | FALSE | 37.14 |  | 2017-02-20 | 2017-05-19 |  |  | 2017-02-21 | 2017-07-13 | 2651 | 4754 | Up-front Payment
SDG-007519 | Single Family Residential | Domestic Hot Water | Gas | San Diego Gas and Electric | Incentive:Paid | 3865 | 29.85 |  | 1 | 145 |  | 129 |  | 2017-03-15 12:16 | 2017-03-28 | CLEANTECH ENERGY SOLUTIONS INC | Retrofit | San Diego | San Diego | 92131 | Host Customer is System Owner | 4 |  | 2001001C | SunEarth, Inc. | SOLARAY | TE48P-80-2G | Indirect Forced Circulation (IF) | 49.3 |  | EP-24 / EP-24-0.75 | Glycol | Advanced Controller with a Vacation or Holiday Mode | Solar Storage and Auxiliary Tanks are separate | 80 | 0.94 | 0.95 | 55 | Z10 | [18 empty] | City of San Diego | FALSE | 58.18 |  | 2017-02-20 | 2017-03-23 |  |  | 2017-03-15 | 2017-03-28 | 2712 | 8436 | Up-front Payment
SCG-007520 | Low Income Single Family Residential | Domestic Hot Water | Gas | Southern California Gas Company | Incentive:Paid | 4723 | 36.9 |  | 1 | 128 |  | 128 |  | 2017-02-21 13:32 | 2017-05-05 | TITANIUM POWER INC | Retrofit | Pacoima | Los Angeles | 91331 | Host Customer is System Owner | 7 |  | 30004079 | GREENoneTEC Solarindustrie GmbH | Solpal Plus | Solpal Plus L-GT | Direct Integral Collector Storage (DI) | 25.66 |  | Solpal Plus L |  |  | Solar Storage with Tankless Auxiliary Water Heater | 51 | 1 | 1 | 85 | Z09 | [18 empty] | Los Angeles | FALSE | 37.18 |  | 2011-06-01: 2017-02-20; 2011-08-03: 2017-02-21; 2011-09-20: 2017-05-05 | 2658 | 4759 | Up-front Payment
SCG-007521 | Low Income Single Family Residential | Domestic Hot Water | Gas | Southern California Gas Company | Incentive:Canceled | 3284 | 36.9 |  | 1 | 89 |  | 89 |  | 2017-02-21 13:32 |  | TITANIUM POWER INC | Retrofit | Pacoima | Los Angeles | 91331 | Host Customer is System Owner | 6 |  | 30004078 | GREENoneTEC Solarindustrie GmbH | Solpal Plus | Solpal Plus L-G | Direct Integral Collector Storage (DI) | 25.66 |  | Solpal Plus L |  |  | Solar Storage and Auxiliary Tanks are separate | 51 | 1 | 1 | 75 | Z09 | [18 empty] | Los Angeles | FALSE | 53.75 |  | 2011-06-01: 2017-02-20; 2011-06-21: 2017-05-19; 2011-08-03: 2017-02-21 | 2644 | 4784 | Up-front Payment
SCG-007522 | Low Income Single Family Residential | Domestic Hot Water | Gas | Southern California Gas Company | Incentive:Paid | 5166 | 36.9 |  | 1 | 140 |  | 140 |  | 2017-02-21 13:27 | 2017-04-28 | TITANIUM POWER INC | Retrofit | Pacoima | Los Angeles | 91331 | Host Customer is System Owner | 5 |  | 2011141B | Heliodyne, Inc. | HELIOPAK | HPAK 016 1 410 G 80 ACD Z | Indirect Forced Circulation (IF) | 40.17 |  | 410 001 | Glycol | Advanced Controller with a Vacation or Holiday Mode | Solar Storage and Auxiliary Tanks are separate | 80 | 1 | 1 | 65 | Z09 | [18 empty] | Los Angeles | FALSE | 37.2 |  | 2011-06-01: 2017-02-20; 2011-08-03: 2017-02-21; 2011-09-20: 2017-04-28 | 2728 | 5208 | Up-front Payment
SCG-007523 | Low Income Single Family Residential | Domestic Hot Water | Gas | Southern California Gas Company | Incentive:Paid | 5166 | 36.9 |  | 1 | 140 |  | 140 |  | 2017-02-21 13:31 | 2017-04-28 | TITANIUM POWER INC | Retrofit | Pacoima | Los Angeles | 91331 | Host Customer is System Owner | 6 |  | 2011141B | Heliodyne, Inc. | HELIOPAK | HPAK 016 1 410 G 80 ACD Z | Indirect Forced Circulation (IF) | 40.17 |  | 410 001 | Glycol | Advanced Controller with a Vacation or Holiday Mode | Solar Storage and Auxiliary Tanks are separate | 80 | 1 | 1 | 75 | Z09 | [18 empty] | Los Angeles | FALSE | 37.27 |  | 2011-06-01: 2017-02-20; 2011-08-03: 2017-02-21; 2011-09-20: 2017-04-28 | 2728 | 5218 | Up-front Payment
SCG-007524 | Low Income Single Family Residential | Domestic Hot Water | Gas | Southern California Gas Company | Incentive:Paid | 5166 | 36.9 |  | 1 | 140 |  | 140 |  | 2017-02-21 13:30 | 2017-05-03 | TITANIUM POWER INC | Retrofit | Pacoima | Los Angeles | 91331 | Host Customer is System Owner | 8 |  | 2011141B | Heliodyne, Inc. | HELIOPAK | HPAK 016 1 410 G 80 ACD Z | Indirect Forced Circulation (IF) | 40.17 |  | 410 001 | Glycol | Advanced Controller with a Vacation or Holiday Mode | Solar Storage and Auxiliary Tanks are separate | 80 | 1 | 1 | 95 | Z09 | [18 empty] | Los Angeles | FALSE | 37.2 |  | 2011-06-01: 2017-02-20; 2011-08-03: 2017-02-21; 2011-09-20: 2017-05-03 | 2711 | 5208 | Up-front Payment
SCG-007527 | Commercial/Multifamily Residential | Domestic Hot Water | Gas | Southern California Gas Company | Incentive:Paid | 42601 | 20.19 |  | 1 | 2110 |  | 2110 |  | 2017-03-20 10:22 | 2017-04-10 | EVOLUTION ENERGY SOLUTIONS L L C | Retrofit | Los Angeles | Los Angeles | 90036 | Host Customer is System Owner | [7 empty] | 573.3 | 40.95 |  | Drainback | Pressure Stagnation Protection (PSP) | Solar Storage and Auxiliary Tanks are separate |  | 1 | 1 | 1120 | Z09 | 28 | Units | Apartments/Condos | TRB-40 | 14 | 1 | 1100 | 1 | 340 | 3 | 85000 | TRUE | 140 | 140 |  | Amatis Controls - AM-JOULE |  | Amatis Controls - AM-JOULE | Los Angeles | FALSE | 20.19 |  | 2017-02-21 |  | 2017-03-20 | 2017-04-10 | 2017-05-03 | 2017-05-11 | 2711 | 42601 | Up-front Payment
SCG-007528 | Commercial/Multifamily Residential | Domestic Hot Water | Gas | Southern California Gas Company | Incentive:Paid | 31880 | 20.19 |  | 1 | 1579 |  | 1579 |  | 2017-03-20 10:24 | 2017-03-31 | EVOLUTION ENERGY SOLUTIONS L L C | Retrofit | Van Nuys | Los Angeles | 91405 | Host Customer is System Owner | [7 empty] | 450.45 | 40.95 |  | Drainback | Pressure Stagnation Protection (PSP) | Solar Storage and Auxiliary Tanks are separate |  | 1 | 1 | 840 | Z09 | 20 | Units | Apartments/Condos | TRB-40 | 11 | 1 | 800 | 1 | 100 | 1 | 199000 | TRUE | 140 | 140 |  |  |  |  | Los Angeles | FALSE | 20.19 |  | 2017-02-21 |  | 2017-03-20 | 2017-03-31 | 2017-07-21 | 2017-08-01 | 2628 | 31880 | Up-front Payment
SCG-007529 | Commercial/Multifamily Residential | Domestic Hot Water | Gas | Southern California Gas Company | Incentive:Paid | 20654 | 20.19 |  | 1 | 1023 |  | 1023 |  | 2017-04-26 10:54 | 2017-04-28 | ALL VALLEY SOLAR INC | Retrofit | Glendale | Glendale | 91202 | Host Customer is System Owner | [7 empty] | 286.65 | 40.95 |  | Drainback |  | Solar Storage and Auxiliary Tanks are separate |  | 1 | 1 | 546 | Z09 | 13 | Units | Apartments/Condos | TRB-40 | 7 | 1 | 381 | 3 | 100 | 1 | 199000 | TRUE | 135 | 140 |  |  |  |  | City of Glendale | FALSE | 35.62 |  | 2017-02-21 |  | 2017-04-26 | 2017-04-28 | 2017-05-01 | 2017-05-02 | 2711 | 36442 | Up-front Payment
SCG-007530 | Low Income Single Family Residential | Domestic Hot Water | Gas | Southern California Gas Company | Incentive:Paid | 3284 | 36.9 |  | 1 | 89 |  | 89 |  | 2017-02-23 09:14 | 2017-07-14 | TITANIUM POWER INC | Retrofit | Pacoima | Los Angeles | 91331 | Host Customer is System Owner | 6 |  | 30004078 | GREENoneTEC Solarindustrie GmbH | Solpal Plus | Solpal Plus L-G | Direct Integral Collector Storage (DI) | 25.66 |  | Solpal Plus L |  |  | Solar Storage and Auxiliary Tanks are separate | 51 | 1 | 1 | 75 | Z09 | [18 empty] | Los Angeles | FALSE | 53.7 |  | 2017-02-21 | 2017-05-22 |  |  | 2017-02-23 | 2017-07-14 | 2650 | 4779 | Up-front Payment
SCG-007532 | Low Income Single Family Residential | Domestic Hot Water | Gas | Southern California Gas Company | Incentive:Paid | 4709 | 36.9 |  | 1 | 128 |  | 128 |  | 2017-02-22 12:54 | 2017-06-08 | TITANIUM POWER INC | Retrofit | Pacoima | Los Angeles | 91331 | Host Customer is System Owner | 5 |  | 30004079 | GREENoneTEC Solarindustrie GmbH | Solpal Plus | Solpal Plus L-GT | Direct Integral Collector Storage (DI) | 25.66 |  | Solpal Plus L |  |  | Solar Storage with Tankless Auxiliary Water Heater | 51 | 1 | 1 | 65 | Z09 | [18 empty] | Los Angeles | FALSE | 36.79 |  | 2011-06-01: 2017-02-21; 2011-08-03: 2017-02-22; 2011-09-20: 2017-06-08 | 2685 | 4709 | Up-front Payment
SCG-007533 | Commercial/Multifamily Residential | Domestic Hot Water | Gas | Southern California Gas Company | Incentive:Paid | 3392 | 20.19 |  | 1 | 168 |  | 168 |  | 2017-03-22 10:06 | 2017-03-28 | ALL VALLEY SOLAR INC | Retrofit | Los Angeles | Los Angeles | 90038 | Host Customer is System Owner | [7 empty] | 81.9 | 40.95 |  | Drainback | Drainback (Water) | Solar Storage with Tankless Auxiliary Water Heater |  | 1 | 1 | 84 | Z09 | 2 | Units | Apartments/Condos | TRB-40 | 2 | 1 | 88 | 1 | 0 | 0 | 360000 | TRUE | 135 | 140 |  |  |  |  | LADBS | FALSE | 119.11 |  | 2017-02-21 | 2017-03-28 | 2017-03-22 | 2017-03-28 | 2017-04-06 | 2017-04-25 | 2740 | 20010 | Up-front Payment
SCG-007534 | Low Income Single Family Residential | Domestic Hot Water | Gas | Southern California Gas Company | Incentive:Canceled | 5166 | 36.9 |  | 1 | 140 |  | 140 |  | 2017-02-23 09:13 |  | TITANIUM POWER INC | Retrofit | Pacoima | Los Angeles | 91331 | Host Customer is System Owner | 6 |  | 2011141B | Heliodyne, Inc. | HELIOPAK | HPAK 016 1 410 G 80 ACD Z | Indirect Forced Circulation (IF) | 40.17 |  | 410 001 | Glycol | Advanced Controller with a Vacation or Holiday Mode | Solar Storage and Auxiliary Tanks are separate | 80 | 1 | 1 | 75 | Z09 | [18 empty] | Los Angeles | FALSE | 37.27 |  | 2011-06-01: 2017-02-21; 2011-06-21: 2017-05-22; 2011-08-03: 2017-02-23 | 2644 | 5218 | Up-front Payment
SCG-007535 | Single Family Residential | Domestic Hot Water | Gas | Southern California Gas Company | Incentive:Paid | 3269 | 29.85 |  | 1 | 128 |  | 128 |  | 2017-02-22 12:51 | 2017-04-20 | TITANIUM POWER INC | Retrofit | Mission Hills | Los Angeles | 91345 | Host Customer is System Owner | 6 |  | 30004079 | GREENoneTEC Solarindustrie GmbH | Solpal Plus | Solpal Plus L-GT | Direct Integral Collector Storage (DI) | 25.66 |  | Solpal Plus L |  |  | Solar Storage with Tankless Auxiliary Water Heater | 51 | 1 | 1 | 75 | Z09 | [18 empty] | Los Angeles | FALSE | 25.54 |  | 2011-06-01: 2017-02-21; 2011-08-03: 2017-02-22; 2011-09-20: 2017-04-20 | 2739 | 3269 | Up-front Payment
PGE-007536 | Commercial/Multifamily Residential | Domestic Hot Water | Gas | Pacific Gas and Electric | Incentive:Paid | 6299 | 20.19 |  | 1 | 312 |  | 312 |  | 2017-04-14 09:38 | 2017-05-01 | JAMES STEVEN SCHWERM INC | Retrofit | SUNNYVALE | Santa Clara | 94085 | Host Customer is System Owner | [7 empty] | 86.24 | 21.56 |  | Glycol | Pressure Stagnation Protection (PSP) | Solar Storage and Auxiliary Tanks are separate |  | 1 | 1 | 588 | Z04 | 14 | Units | Apartments/Condos | 2012020A | 4 | 1 | 160 | 2 | 100 | 1 | 250000 | TRUE | 130 | 120 |  |  |  |  | sunnyvale,santa clara,california | FALSE | 93.86 |  | 2017-02-21 | 2017-04-19 | 2017-04-14 | 2017-05-01 | 2017-07-07 | 2017-07-27 | 2637 | 29282.85 | Up-front Payment
SCG-007537 | Single Family Residential | Domestic Hot Water | Gas | Southern California Gas Company | Incentive:Paid | 3279 | 29.85 |  | 1 | 128 |  | 128 |  | 2017-02-22 12:56 | 2017-04-24 | TITANIUM POWER INC | Retrofit | Granada Hills | Los Angeles | 91344 | Host Customer is System Owner | 5 |  | 30004079 | GREENoneTEC Solarindustrie GmbH | Solpal Plus | Solpal Plus L-GT | Direct Integral Collector Storage (DI) | 25.66 |  | Solpal Plus L |  |  | Solar Storage with Tankless Auxiliary Water Heater | 51 | 1 | 1 | 65 | Z09 | [18 empty] | Los Angeles | FALSE | 25.62 |  | 2011-06-01: 2017-02-21; 2011-08-03: 2017-02-22; 2011-09-20: 2017-04-24 | 2738 | 3279 | Up-front Payment
SCG-007538 | Low Income Single Family Residential | Domestic Hot Water | Gas | Southern California Gas Company | Incentive:Paid | 4908 | 36.9 |  | 1 | 140 |  | 133 |  | 2017-02-23 09:15 | 2017-05-24 | TITANIUM POWER INC | Retrofit | Pacoima | Los Angeles | 91331 | Host Customer is System Owner | 5 |  | 2011141B | Heliodyne, Inc. | HELIOPAK | HPAK 016 1 410 G 80 ACD Z | Indirect Forced Circulation (IF) | 40.17 |  | 410 001 | Glycol | Advanced Controller with a Vacation or Holiday Mode | Solar Storage and Auxiliary Tanks are separate | 80 | 1 | 0.95 | 65 | Z09 | [18 empty] | Los Angeles | FALSE | 35.49 |  | 2011-06-01: 2017-02-21; 2011-08-03: 2017-02-23; 2011-09-20: 2017-05-24 | 2685 | 4968 | Up-front Payment
SCG-007539 | Commercial/Multifamily Residential | Domestic Hot Water | Gas | Southern California Gas Company | Incentive:Paid | 164528 | 20.19 |  | 1 | 8222 |  | 8222 |  | 2017-03-20 10:28 | 2017-04-11 | EVOLUTION ENERGY SOLUTIONS L L C | Retrofit | Reseda | Los Angeles | 91335 | Host Customer is System Owner | [7 empty] | 2129.4 | 40.95 |  | Drainback | Advanced Controller with a Vacation or Holiday Mode | Solar Storage and Auxiliary Tanks are separate |  | 1 | 1 | 4884 | Z09 | 132 | Units | Apartments/Condos | TRB-40 | 52 | 1 | 4500 | 1 | 200 | 1 | 1700000 | TRUE | 140 | 140 |  | Amatis Controls - AM-JOULE |  | SunEarth - SETR A503 TTR U + VFS 10-200 | Los Angeles | FALSE | 20.01 |  | 2017-02-21 |  | 2017-03-20 | 2017-04-11 | 2017-07-05 | 2017-08-08 | 2623 | 164528 | Up-front Payment
SCG-007540 | Low Income Single Family Residential | Domestic Hot Water | Gas | Southern California Gas Company | Incentive:Paid | 5166 | 36.9 |  | 1 | 140 |  | 140 |  | 2017-02-22 12:52 | 2017-05-23 | TITANIUM POWER INC | Retrofit | Pacoima | Los Angeles | 91331 | Host Customer is System Owner | 7 |  | 2011141B | Heliodyne, Inc. | HELIOPAK | HPAK 016 1 410 G 80 ACD Z | Indirect Forced Circulation (IF) | 40.17 |  | 410 001 | Glycol | Advanced Controller with a Vacation or Holiday Mode | Solar Storage and Auxiliary Tanks are separate | 80 | 1 | 1 | 85 | Z09 | [18 empty] | Los Angeles | FALSE | 37.27 |  | 2011-06-01: 2017-02-21; 2011-08-03: 2017-02-22; 2011-09-20: 2017-05-23 | 2689 | 5218 | Up-front Payment
SCG-007541 | Low Income Single Family Residential | Domestic Hot Water | Gas | Southern California Gas Company | Incentive:Canceled | 5166 | 36.9 |  | 1 | 140 |  | 140 |  | 2017-02-22 13:09 |  | TITANIUM POWER INC | Retrofit | Pacoima | Los Angeles | 91331 | Host Customer is System Owner | 8 |  | 2011141B | Heliodyne, Inc. | HELIOPAK | HPAK 016 1 410 G 80 ACD Z | Indirect Forced Circulation (IF) | 40.17 |  | 410 001 | Glycol | Advanced Controller with a Vacation or Holiday Mode | Solar Storage and Auxiliary Tanks are separate | 80 | 1 | 1 | 95 | Z09 | [18 empty] | Los Angeles | FALSE | 37.27 |  | 2011-06-01: 2017-02-21; 2011-06-21: 2017-05-22; 2011-08-03: 2017-02-22 | 2644 | 5218 | Up-front Payment
SCG-007542 | Low Income Single Family Residential | Domestic Hot Water | Gas | Southern California Gas Company | Incentive:Paid | 5166 | 36.9 |  | 1 | 140 |  | 140 |  | 2017-03-10 14:23 | 2017-05-22 | TITANIUM POWER INC | Retrofit | Pacoima | Los Angeles | 91331 | Host Customer is System Owner | 8 |  | 2011141B | Heliodyne, Inc. | HELIOPAK | HPAK 016 1 410 G 80 ACD Z | Indirect Forced Circulation (IF) | 40.17 |  | 410 001 | Glycol | Advanced Controller with a Vacation or Holiday Mode | Solar Storage and Auxiliary Tanks are separate | 80 | 1 | 1 | 95 | Z09 | [18 empty] | Los Angeles | FALSE | 37.27 |  | 2011-06-01: 2017-02-21; 2011-08-03: 2017-03-10; 2011-09-20: 2017-05-22 | 2705 | 5218 | Up-front Payment
SCG-007543 | Low Income Single Family Residential | Domestic Hot Water | Gas | Southern California Gas Company | Incentive:Canceled | 5114 | 36.9 |  | 1 | 140 |  | 139 |  | 2017-02-23 09:16 |  | TITANIUM POWER INC | Retrofit | Pacoima | Los Angeles | 91331 | Host Customer is System Owner | 4 |  | 2011141B | Heliodyne, Inc. | HELIOPAK | HPAK 016 1 410 G 80 ACD Z | Indirect Forced Circulation (IF) | 40.17 |  | 410 001 | Glycol | Advanced Controller with a Vacation or Holiday Mode | Solar Storage and Auxiliary Tanks are separate | 80 | 0.99 | 1 | 55 | Z09 | [18 empty] | Los Angeles | FALSE | 36.91 |  | 2011-06-01: 2017-02-21; 2011-06-21: 2017-05-22; 2011-08-03: 2017-02-23 | 2644 | 5168 | Up-front Payment
SCG-007544 | Low Income Single Family Residential | Domestic Hot Water | Gas | Southern California Gas Company | Incentive:Paid | 4723 | 36.9 |  | 1 | 128 |  | 128 |  | 2017-02-23 09:18 | 2017-07-28 | TITANIUM POWER INC | Retrofit | Pacoima | Los Angeles | 91331 | Host Customer is System Owner | 6 |  | 30004079 | GREENoneTEC Solarindustrie GmbH | Solpal Plus | Solpal Plus L-GT | Direct Integral Collector Storage (DI) | 25.66 |  | Solpal Plus L |  |  | Solar Storage with Tankless Auxiliary Water Heater | 51 | 1 | 1 | 75 | Z09 | [18 empty] | Los Angeles | FALSE | 37.34 |  | 2011-06-01: 2017-02-21; 2011-08-03: 2017-02-23; 2011-09-20: 2017-07-28 | 2608 | 4779 | Up-front Payment
SCG-007545 | Low Income Single Family Residential | Domestic Hot Water | Gas | Southern California Gas Company | Incentive:Canceled | 5166 | 36.9 |  | 1 | 140 |  | 140 |  | 2017-02-23 14:27 |  | TITANIUM POWER INC | Retrofit | Pacoima | Los Angeles | 91331 | Host Customer is System Owner | 8 |  | 2011141B | Heliodyne, Inc. | HELIOPAK | HPAK 016 1 410 G 80 ACD Z | Indirect Forced Circulation (IF) | 40.17 |  | 410 001 | Glycol | Advanced Controller with a Vacation or Holiday Mode | Solar Storage and Auxiliary Tanks are separate | 80 | 1 | 1 | 95 | Z09 | [18 empty] | Los Angeles | FALSE | 37.27 |  | 2011-06-01: 2017-02-22; 2011-06-21: 2017-05-22; 2011-08-03: 2017-02-23 | 2644 | 5218 | Up-front Payment
SCG-007546 | Low Income Single Family Residential | Domestic Hot Water | Gas | Southern California Gas Company | Incentive:Canceled | 5166 | 36.9 |  | 1 | 140 |  | 140 |  | 2017-02-23 14:31 |  | TITANIUM POWER INC | Retrofit | Pacoima | Los Angeles | 91331 | Host Customer is System Owner | 7 |  | 2011141B | Heliodyne, Inc. | HELIOPAK | HPAK 016 1 410 G 80 ACD Z | Indirect Forced Circulation (IF) | 40.17 |  | 410 001 | Glycol | Advanced Controller with a Vacation or Holiday Mode | Solar Storage and Auxiliary Tanks are separate | 80 | 1 | 1 | 85 | Z09 | [18 empty] | Los Angeles | FALSE | 37.27 |  | 2011-06-01: 2017-02-22; 2011-06-21: 2017-05-22; 2011-08-03: 2017-02-23 | 2644 | 5218 | Up-front Payment
SCG-007547 | Low Income Single Family Residential | Domestic Hot Water | Gas | Southern California Gas Company | Incentive:Paid | 5166 | 36.9 |  | 1 | 140 |  | 140 |  | 2017-02-23 14:28 | 2017-05-24 | TITANIUM POWER INC | Retrofit | Pacoima | Los Angeles | 91331 | Host Customer is System Owner | 6 |  | 2011141B | Heliodyne, Inc. | HELIOPAK | HPAK 016 1 410 G 80 ACD Z | Indirect Forced Circulation (IF) | 40.17 |  | 410 001 | Glycol | Advanced Controller with a Vacation or Holiday Mode | Solar Storage and Auxiliary Tanks are separate | 80 | 1 | 1 | 75 | Z09 | [18 empty] | Los Angeles | FALSE | 37.27 |  | 2011-06-01: 2017-02-22; 2011-08-03: 2017-02-23; 2011-09-20: 2017-05-24 | 2682 | 5218 | Up-front Payment
SCG-007548 | Low Income Single Family Residential | Domestic Hot Water | Gas | Southern California Gas Company | Incentive:Paid | 5166 | 36.9 |  | 1 | 140 |  | 140 |  | 2017-02-27 10:21 | 2017-05-24 | TITANIUM POWER INC | Retrofit | Pacoima | Los Angeles | 91331 | Host Customer is System Owner | 5 |  | 2011141B | Heliodyne, Inc. | HELIOPAK | HPAK 016 1 410 G 80 ACD Z | Indirect Forced Circulation (IF) | 40.17 |  | 410 001 | Glycol | Advanced Controller with a Vacation or Holiday Mode | Solar Storage and Auxiliary Tanks are separate | 80 | 1 | 1 | 65 | Z09 | [18 empty] | Los Angeles | FALSE | 37.27 |  | 2011-06-01: 2017-02-22; 2011-08-03: 2017-02-27; 2011-09-20: 2017-05-24 | 2690 | 5218 | Up-front Payment
SCG-007549 | Low Income Single Family Residential | Domestic Hot Water | Gas | Southern California Gas Company | Incentive:Paid | 5166 | 36.9 |  | 1 | 140 |  | 140 |  | 2017-02-23 14:36 | 2017-05-24 | TITANIUM POWER INC | Retrofit | Pacoim | Los Angeles | 91331 | Host Customer is System Owner | 6 |  | 2011141B | Heliodyne, Inc. | HELIOPAK | HPAK 016 1 410 G 80 ACD Z | Indirect Forced Circulation (IF) | 40.17 |  | 410 001 | Glycol | Advanced Controller with a Vacation or Holiday Mode | Solar Storage and Auxiliary Tanks are separate | 80 | 1 | 1 | 75 | Z09 | [18 empty] | Los Angeles | FALSE | 37.27 |  | 2011-06-01: 2017-02-22; 2011-08-03: 2017-02-23; 2011-09-20: 2017-05-24 | 2690 | 5218 | Up-front Payment
SCG-007550 | Low Income Single Family Residential | Domestic Hot Water | Gas | Southern California Gas Company | Incentive:Paid | 5166 | 36.9 |  | 1 | 140 |  | 140 |  | 2017-02-23 14:32 | 2017-05-24 | TITANIUM POWER INC | Retrofit | Pacoima | Los Angeles | 91331 | Host Customer is System Owner | 6 |  | 2011141B | Heliodyne, Inc. | HELIOPAK | HPAK 016 1 410 G 80 ACD Z | Indirect Forced Circulation (IF) | 40.17 |  | 410 001 | Glycol | Advanced Controller with a Vacation or Holiday Mode | Solar Storage and Auxiliary Tanks are separate | 80 | 1 | 1 | 75 | Z09 | [18 empty] | Los Angeles | FALSE | 37.27 |  | 2011-06-01: 2017-02-22; 2011-08-03: 2017-02-23; 2011-09-20: 2017-05-24 | 2690 | 5218 | Up-front Payment
SCG-007551 | Low Income Single Family Residential | Domestic Hot Water | Gas | Southern California Gas Company | Incentive:Paid | 5166 | 36.9 |  | 1 | 140 |  | 140 |  | 2017-02-27 10:05 | 2017-05-24 | TITANIUM POWER INC | Retrofit | Pacoima | Los Angeles | 91331 | Host Customer is System Owner | 6 |  | 2011141B | Heliodyne, Inc. | HELIOPAK | HPAK 016 1 410 G 80 ACD Z | Indirect Forced Circulation (IF) | 40.17 |  | 410 001 | Glycol | Advanced Controller with a Vacation or Holiday Mode | Solar Storage and Auxiliary Tanks are separate | 80 | 1 | 1 | 75 | Z09 | [18 empty] | Los Angeles | FALSE | 37.27 |  | 2011-06-01: 2017-02-22; 2011-08-03: 2017-02-27; 2011-09-20: 2017-05-24 | 2690 | 5218 | Up-front Payment
SCG-007552 | Low Income Single Family Residential | Domestic Hot Water | Gas | Southern California Gas Company | Incentive:Paid | 4723 | 36.9 |  | 1 | 128 |  | 128 |  | 2017-02-23 14:33 | 2017-06-08 | TITANIUM POWER INC | Retrofit | Pacoima | Los Angeles | 91331 | Host Customer is System Owner | 5 |  | 30004079 | GREENoneTEC Solarindustrie GmbH | Solpal Plus | Solpal Plus L-GT | Direct Integral Collector Storage (DI) | 25.66 |  | Solpal Plus L |  |  | Solar Storage with Tankless Auxiliary Water Heater | 51 | 1 | 1 | 65 | Z09 | [18 empty] | Los Angeles | FALSE | 37.18 |  | 2011-06-01: 2017-02-22; 2011-08-03: 2017-02-23; 2011-09-20: 2017-06-08 | 2685 | 4759 | Up-front Payment
SCG-007553 | Low Income Single Family Residential | Domestic Hot Water | Gas | Southern California Gas Company | Incentive:Paid | 5166 | 36.9 |  | 1 | 140 |  | 140 |  | 2017-02-27 09:56 | 2017-05-23 | TITANIUM POWER INC | Retrofit | Pacoima | Los Angeles | 91331 | Host Customer is System Owner | 6 |  | 2011141B | Heliodyne, Inc. | HELIOPAK | HPAK 016 1 410 G 80 ACD Z | Indirect Forced Circulation (IF) | 40.17 |  | 410 001 | Glycol | Advanced Controller with a Vacation or Holiday Mode | Solar Storage and Auxiliary Tanks are separate | 80 | 1 | 1 | 75 | Z09 | [18 empty] | Los Angeles | FALSE | 37.27 |  | 2011-06-01: 2017-02-22; 2011-08-03: 2017-02-27; 2011-09-20: 2017-05-23 | 2689 | 5218 | Up-front Payment
SDG-007554 | Low Income Multifamily Residential | Domestic Hot Water | Gas | San Diego Gas and Electric | Incentive:Paid | 10429 | 24.89 |  | 1 | 419 |  | 419 |  | 2017-03-14 17:00 | 2017-04-26 | PROMISE ENERGY INC | New Construction | Oceanside | Oceanside | 92058 | Host Customer is System Owner | [7 empty] | 122.85 | 40.95 |  | Glycol | Steam Back | Solar Storage and Auxiliary Tanks are separate |  | 1 | 1 | 672 | Z07 | 16 | Units | Apartments/Condos | 10001803 | 3 | 1 | 350 | 1 | 235 | 1 | 399000 | TRUE | 140 | 120 |  |  |  |  | Oceanside | FALSE | 30.5 |  | 2017-02-22 | 2017-03-29 | 2017-03-14 | 2017-04-26 | 2019-06-25 | 2020-01-28 | 1629 | 12777.6 | Up-front Payment
SDG-007555 | Low Income Multifamily Residential | Domestic Hot Water | Gas | San Diego Gas and Electric | Incentive:Paid | 22426 | 24.89 |  | 1 | 901 |  | 901 |  | 2017-03-14 17:00 | 2017-04-26 | PROMISE ENERGY INC | New Construction | Oceanside | Oceanside | 92058 | Host Customer is System Owner | [7 empty] | 286.65 | 40.95 |  | Glycol | Steam Back | Solar Storage and Auxiliary Tanks are separate |  | 1 | 1 | 1040 | Z07 | 26 | Units | Apartments/Condos | 10001803 | 7 | 1 | 600 | 1 | 115 | 1 | 399000 | TRUE | 140 | 120 |  |  |  |  | Oceanside | FALSE | 33.09 |  | 2017-02-22 | 2017-04-05 | 2017-03-14 | 2017-04-26 | 2019-06-25 | 2020-01-28 | 1629 | 29814.42 | Up-front Payment
SDG-007556 | Low Income Multifamily Residential | Domestic Hot Water | Gas | San Diego Gas and Electric | Incentive:Paid | 10429 | 24.89 |  | 1 | 419 |  | 419 |  | 2017-03-14 17:00 | 2017-05-03 | PROMISE ENERGY INC | New Construction | Oceanside | Oceanside | 92058 | Host Customer is System Owner | [7 empty] | 122.85 | 40.95 |  | Glycol | Steam Back | Solar Storage and Auxiliary Tanks are separate |  | 1 | 1 | 672 | Z07 | 16 | Units | Apartments/Condos | 10001803 | 3 | 1 | 350 | 1 | 235 | 1 | 399000 | TRUE | 140 | 120 |  |  |  |  | Oceanside | FALSE | 30.5 |  | 2017-02-22 | 2017-04-05 | 2017-03-14 | 2017-05-03 | 2019-06-25 | 2020-01-28 | 1629 | 12777.6 | Up-front Payment
SDG-007557 | Low Income Multifamily Residential | Domestic Hot Water | Gas | San Diego Gas and Electric | Incentive:Paid | 10429 | 24.89 |  | 1 | 419 |  | 419 |  | 2017-03-14 17:01 | 2017-04-26 | PROMISE ENERGY INC | New Construction | Oceanside | Oceanside | 92058 | Host Customer is System Owner | [7 empty] | 122.85 | 40.95 |  | Glycol | Steam Back | Solar Storage and Auxiliary Tanks are separate |  | 1 | 1 | 672 | Z07 | 16 | Units | Apartments/Condos | 10001803 | 3 | 1 | 350 | 1 | 235 | 1 | 399000 | TRUE | 140 | 120 |  |  |  |  | Oceanside | FALSE | 30.5 |  | 2017-02-22 | 2017-03-29 | 2017-03-14 | 2017-04-26 | 2019-06-25 | 2020-01-28 | 1629 | 12777.6 | Up-front Payment
SDG-007558 | Low Income Multifamily Residential | Domestic Hot Water | Gas | San Diego Gas and Electric | Incentive:Paid | 6845 | 24.89 |  | 1 | 275 |  | 275 |  | 2017-03-14 17:01 | 2017-04-26 | PROMISE ENERGY INC | New Construction | Oceanside | Oceanside | 92058 | Host Customer is System Owner | [7 empty] | 81.9 | 40.95 |  | Glycol | Steam Back | Solar Storage and Auxiliary Tanks are separate |  | 1 | 1 | 420 | Z07 | 10 | Units | Apartments/Condos | 10001803 | 2 | 1 | 350 | 1 | 115 | 1 | 299000 | TRUE | 140 | 120 |  |  |  |  | Oceanside | FALSE | 30.98 |  | 2017-02-22 | 2017-04-05 | 2017-03-14 | 2017-04-26 | 2019-06-25 | 2020-01-28 | 1629 | 8518.4 | Up-front Payment
SDG-007559 | Low Income Multifamily Residential | Domestic Hot Water | Gas | San Diego Gas and Electric | Incentive:Paid | 6845 | 24.89 |  | 1 | 275 |  | 275 |  | 2017-03-14 17:01 | 2017-04-26 | PROMISE ENERGY INC | New Construction | Oceanside | Oceanside | 92058 | Host Customer is System Owner | [7 empty] | 81.9 | 40.95 |  | Glycol | Steam Back | Solar Storage and Auxiliary Tanks are separate |  | 1 | 1 | 420 | Z07 | 10 | Units | Apartments/Condos | 10001803 | 2 | 1 | 350 | 1 | 115 | 1 | 299000 | TRUE | 140 | 120 |  |  |  |  | Oceanside | FALSE | 30.98 |  | 2017-02-22 | 2017-04-05 | 2017-03-14 | 2017-04-26 | 2019-06-25 | 2020-01-28 | 1629 | 8518.4 | Up-front Payment
SDG-007560 | Low Income Multifamily Residential | Domestic Hot Water | Gas | San Diego Gas and Electric | Incentive:Paid | 6845 | 24.89 |  | 1 | 275 |  | 275 |  | 2017-03-14 17:02 | 2017-04-26 | PROMISE ENERGY INC | New Construction | Oceanside | Oceanside | 92058 | Host Customer is System Owner | [7 empty] | 81.9 | 40.95 |  | Glycol | Steam Back | Solar Storage and Auxiliary Tanks are separate |  | 1 | 1 | 420 | Z07 | 10 | Units | Apartments/Condos | 10001803 | 2 | 1 | 350 | 1 | 115 | 1 | 299000 | TRUE | 140 | 120 |  |  |  |  | Oceanside | FALSE | 30.98 |  | 2017-02-22 | 2017-04-05 | 2017-03-14 | 2017-04-26 | 2019-06-25 | 2020-01-28 | 1629 | 8518.4 | Up-front Payment
SDG-007561 | Low Income Multifamily Residential | Domestic Hot Water | Gas | San Diego Gas and Electric | Incentive:Paid | 6223 | 24.89 |  | 1 | 250 |  | 250 |  | 2017-03-14 17:02 | 2017-04-26 | PROMISE ENERGY INC | New Construction | Oceanside | Oceanside | 92058 | Host Customer is System Owner | [7 empty] | 81.9 | 40.95 |  | Glycol | Steam Back | Solar Storage and Auxiliary Tanks are separate |  | 1 | 1 | 294 | Z07 | 7 | Units | Apartments/Condos | 10001803 | 2 | 1 | 350 | 1 | 115 | 1 | 299000 | TRUE | 140 | 120 |  |  |  |  | Oceanside | FALSE | 34.07 |  | 2017-02-22 | 2017-04-05 | 2017-03-14 | 2017-04-26 | 2019-06-25 | 2020-01-28 | 1629 | 8518.4 | Up-front Payment
SDG-007562 | Low Income Multifamily Residential | Domestic Hot Water | Gas | San Diego Gas and Electric | Incentive:Paid | 6845 | 24.89 |  | 1 | 275 |  | 275 |  | 2017-03-14 17:03 | 2017-04-26 | PROMISE ENERGY INC | New Construction | Oceanside | Oceanside | 92058 | Host Customer is System Owner | [7 empty] | 81.9 | 40.95 |  | Glycol | Steam Back | Solar Storage and Auxiliary Tanks are separate |  | 1 | 1 | 420 | Z07 | 10 | Units | Apartments/Condos | 10001803 | 2 | 1 | 350 | 1 | 115 | 1 | 299000 | TRUE | 140 | 120 |  |  |  |  | Oceanside | FALSE | 30.98 |  | 2017-02-22 | 2017-04-05 | 2017-03-14 | 2017-04-26 | 2019-06-25 | 2020-01-28 | 1627 | 8518.4 | Up-front Payment
SCG-007563 | Commercial/Multifamily Residential | Domestic Hot Water | Gas | Southern California Gas Company | Incentive:Paid | 43893 | 20.19 |  | 1 | 2174 |  | 2174 |  | 2017-03-03 13:04 | 2017-05-17 | PROMISE ENERGY INC | Retrofit | San Pedro | San Pedro | 90731 | Host Customer is System Owner | [7 empty] | 562.38 | 40.17 |  | Glycol | Steam Back | Solar Storage and Auxiliary Tanks are separate |  | 1 | 1 | 1938 | Z06 | 51 | Units | Apartments/Condos | 2010115A | 14 | 1 | 1000 | 1 | 250 | 1 | 200000 | TRUE | 120 | 140 |  | Amatis Controls - AM-JOULE |  | Amatis Controls - AM-JOULE | LADBS | FALSE | 49.94 |  | 2017-02-22 |  | 2017-03-03 | 2017-05-17 | 2017-08-08 | 2017-08-09 | 2629 | 108563.18 | Up-front Payment
SCG-007564 | Low Income Single Family Residential | Domestic Hot Water | Gas | Southern California Gas Company | Incentive:Paid | 5166 | 36.9 |  | 1 | 140 |  | 140 |  | 2017-02-25 09:30 | 2017-05-24 | TITANIUM POWER INC | Retrofit | Pacoima | Los Angeles | 91331 | Host Customer is System Owner | 7 |  | 2011141B | Heliodyne, Inc. | HELIOPAK | HPAK 016 1 410 G 80 ACD Z | Indirect Forced Circulation (IF) | 40.17 |  | 410 001 | Glycol | Advanced Controller with a Vacation or Holiday Mode | Solar Storage and Auxiliary Tanks are separate | 80 | 1 | 1 | 85 | Z09 | [18 empty] | Los Angeles | FALSE | 37.41 |  | 2011-06-01: 2017-02-23; 2011-08-03: 2017-02-25; 2011-09-20: 2017-05-24 | 2690 | 5238 | Up-front Payment
SCG-007565 | Low Income Single Family Residential | Domestic Hot Water | Gas | Southern California Gas Company | Incentive:Canceled | 5166 | 36.9 |  | 1 | 140 |  | 140 |  | 2017-02-28 10:46 |  | TITANIUM POWER INC | Retrofit | Pacoima | Los Angeles | 91331 | Host Customer is System Owner | 6 |  | 2011141B | Heliodyne, Inc. | HELIOPAK | HPAK 016 1 410 G 80 ACD Z | Indirect Forced Circulation (IF) | 40.17 |  | 410 001 | Glycol | Advanced Controller with a Vacation or Holiday Mode | Solar Storage and Auxiliary Tanks are separate | 80 | 1 | 1 | 75 | Z09 | [18 empty] | Los Angeles | FALSE | 37.41 |  | 2011-06-01: 2017-02-23; 2011-06-21: 2017-05-22; 2011-08-03: 2017-02-28 | 2644 | 5238 | Up-front Payment
SCG-007566 | Commercial Pools | Pool Heating | Gas | Southern California Gas Company | Incentive:Paid | 6340 | 5 |  | 1 | 1268 |  | 1268 |  | 2017-04-27 11:53 | 2017-04-28 | ALL VALLEY SOLAR INC | Retrofit | Los Angeles | Los Angeles | 90068 | Host Customer is System Owner | [7 empty] | 494.26 | 38.02 |  | Drainback |  |  |  | 1 | 1 |  | Z09 |  |  |  | OP-40 | 13 | 1 | [5 empty] | FALSE |  |  |  | Grundfos UPC |  | Grundfos UPC | LADBS | FALSE | 12.9 |  | 2017-02-24 |  | 2017-04-27 | 2017-04-28 | 2017-07-07 | 2017-07-14 | 2655 | 16360 | Up-front Payment
SCG-007567 | Low Income Single Family Residential | Domestic Hot Water | Gas | Southern California Gas Company | Incentive:Canceled | 5166 | 36.9 |  | 1 | 140 |  | 140 |  | 2017-02-28 10:53 |  | TITANIUM POWER INC | Retrofit | Pacoima | Los Angeles | 91331 | Host Customer is System Owner | 8 |  | 2011141B | Heliodyne, Inc. | HELIOPAK | HPAK 016 1 410 G 80 ACD Z | Indirect Forced Circulation (IF) | 40.17 |  | 410 001 | Glycol | Advanced Controller with a Vacation or Holiday Mode | Solar Storage and Auxiliary Tanks are separate | 80 | 1 | 1 | 95 | Z09 | [18 empty] | Los Angeles | FALSE | 37.27 |  | 2011-06-01: 2017-02-25; 2011-06-21: 2017-05-22; 2011-08-03: 2017-02-28 | 2644 | 5218 | Up-front Payment
SCG-007568 | Low Income Single Family Residential | Domestic Hot Water | Gas | Southern California Gas Company | Incentive:Paid | 5166 | 36.9 |  | 1 | 140 |  | 140 |  | 2017-02-28 10:52 | 2017-05-24 | TITANIUM POWER INC | Retrofit | Pacoima | Los Angeles | 91331 | Host Customer is System Owner | 6 |  | 2011141B | Heliodyne, Inc. | HELIOPAK | HPAK 016 1 410 G 80 ACD Z | Indirect Forced Circulation (IF) | 40.17 |  | 410 001 | Glycol | Advanced Controller with a Vacation or Holiday Mode | Solar Storage and Auxiliary Tanks are separate | 80 | 1 | 1 | 75 | Z09 | [18 empty] | Los Angeles | FALSE | 37.27 |  | 2011-06-01: 2017-02-25; 2011-08-03: 2017-02-28; 2011-09-20: 2017-05-24 | 2690 | 5218 | Up-front Payment
SCG-007569 | Low Income Single Family Residential | Domestic Hot Water | Gas | Southern California Gas Company | Incentive:Paid | 5166 | 36.9 |  | 1 | 140 |  | 140 |  | 2017-02-28 10:48 | 2017-05-24 | TITANIUM POWER INC | Retrofit | Pacoima | Los Angeles | 91331 | Host Customer is System Owner | 6 |  | 2011141B | Heliodyne, Inc. | HELIOPAK | HPAK 016 1 410 G 80 ACD Z | Indirect Forced Circulation (IF) | 40.17 |  | 410 001 | Glycol | Advanced Controller with a Vacation or Holiday Mode | Solar Storage and Auxiliary Tanks are separate | 80 | 1 | 1 | 75 | Z09 | [18 empty] | Los Angeles | FALSE | 37.41 |  | 2011-06-01: 2017-02-25; 2011-08-03: 2017-02-28; 2011-09-20: 2017-05-24 | 2690 | 5238 | Up-front Payment
SCG-007570 | Low Income Single Family Residential | Domestic Hot Water | Gas | Southern California Gas Company | Incentive:Paid | 5166 | 36.9 |  | 1 | 140 |  | 140 |  | 2017-02-28 10:54 | 2017-05-24 | TITANIUM POWER INC | Retrofit | Pacoima | Los Angeles | 91331 | Host Customer is System Owner | 7 |  | 2011141B | Heliodyne, Inc. | HELIOPAK | HPAK 016 1 410 G 80 ACD Z | Indirect Forced Circulation (IF) | 40.17 |  | 410 001 | Glycol | Advanced Controller with a Vacation or Holiday Mode | Solar Storage and Auxiliary Tanks are separate | 80 | 1 | 1 | 85 | Z09 | [18 empty] | Los Angeles | FALSE | 37.27 |  | 2011-06-01: 2017-02-25; 2011-08-03: 2017-02-28; 2011-09-20: 2017-05-24 | 2690 | 5218 | Up-front Payment
SCG-007571 | Low Income Single Family Residential | Domestic Hot Water | Gas | Southern California Gas Company | Incentive:Canceled | 5166 | 36.9 |  | 1 | 140 |  | 140 |  | 2017-02-28 10:55 |  | TITANIUM POWER INC | Retrofit | Pacoima | Los Angeles | 91331 | Host Customer is System Owner | 6 |  | 2011141B | Heliodyne, Inc. | HELIOPAK | HPAK 016 1 410 G 80 ACD Z | Indirect Forced Circulation (IF) | 40.17 |  | 410 001 | Glycol | Advanced Controller with a Vacation or Holiday Mode | Solar Storage and Auxiliary Tanks are separate | 80 | 1 | 1 | 75 | Z09 | [18 empty] | Los Angeles | FALSE | 37.27 |  | 2011-06-01: 2017-02-25; 2011-06-21: 2017-05-22; 2011-08-03: 2017-02-28 | 2644 | 5218 | Up-front Payment
SCG-007572 | Low Income Single Family Residential | Domestic Hot Water | Gas | Southern California Gas Company | Incentive:Canceled | 4133 | 36.9 |  | 1 | 140 |  | 112 |  | 2017-02-28 10:51 |  | TITANIUM POWER INC | Retrofit | San Fernando | Los Angeles | 91342 | Host Customer is System Owner | 6 |  | 2011141B | Heliodyne, Inc. | HELIOPAK | HPAK 016 1 410 G 80 ACD Z | Indirect Forced Circulation (IF) | 40.17 |  | 410 001 | Glycol | Advanced Controller with a Vacation or Holiday Mode | Solar Storage and Auxiliary Tanks are separate | 80 | 0.8 | 1 | 75 | Z09 | [18 empty] | Los Angeles | FALSE | 37.49 |  | 2011-06-01: 2017-02-25; 2011-06-21: 2017-05-22; 2011-08-03: 2017-02-28 | 2644 | 5248 | Up-front Payment
SCG-007573 | Low Income Single Family Residential | Domestic Hot Water | Gas | Southern California Gas Company | Incentive:Paid | 5166 | 36.9 |  | 1 | 140 |  | 140 |  | 2017-02-28 10:50 | 2017-05-24 | TITANIUM POWER INC | Retrofit | Pacoima | Los Angeles | 91331 | Host Customer is System Owner | 6 |  | 2011141B | Heliodyne, Inc. | HELIOPAK | HPAK 016 1 410 G 80 ACD Z | Indirect Forced Circulation (IF) | 40.17 |  | 410 001 | Glycol | Advanced Controller with a Vacation or Holiday Mode | Solar Storage and Auxiliary Tanks are separate | 80 | 1 | 1 | 75 | Z09 | [18 empty] | Los Angeles | FALSE | 37.49 |  | 2011-06-01: 2017-02-25; 2011-08-03: 2017-02-28; 2011-09-20: 2017-05-24 | 2690 | 5248 | Up-front Payment
SCG-007574 | Low Income Single Family Residential | Domestic Hot Water | Gas | Southern California Gas Company | Incentive:Paid | 5166 | 36.9 |  | 1 | 140 |  | 140 |  | 2017-02-28 10:56 | 2017-05-24 | TITANIUM POWER INC | Retrofit | Pacoima | Los Angeles | 91331 | Host Customer is System Owner | 6 |  | 2011141B | Heliodyne, Inc. | HELIOPAK | HPAK 016 1 410 G 80 ACD Z | Indirect Forced Circulation (IF) | 40.17 |  | 410 001 | Glycol | Advanced Controller with a Vacation or Holiday Mode | Solar Storage and Auxiliary Tanks are separate | 80 | 1 | 1 | 75 | Z09 | [18 empty] | Los Angeles | FALSE | 37.27 |  | 2011-06-01: 2017-02-25; 2011-08-03: 2017-02-28; 2011-09-20: 2017-05-24 | 2690 | 5218 | Up-front Payment
SCG-007575 | Low Income Single Family Residential | Domestic Hot Water | Gas | Southern California Gas Company | Incentive:Canceled | 4908 | 36.9 |  | 1 | 140 |  | 133 |  | 2017-03-01 13:56 |  | TITANIUM POWER INC | Retrofit | Pacoima | Los Angeles | 91331 | Host Customer is System Owner | 7 |  | 2011141B | Heliodyne, Inc. | HELIOPAK | HPAK 016 1 410 G 80 ACD Z | Indirect Forced Circulation (IF) | 40.17 |  | 410 001 | Glycol | Advanced Controller with a Vacation or Holiday Mode | Solar Storage and Auxiliary Tanks are separate | 80 | 1 | 0.95 | 85 | Z09 | [18 empty] | Los Angeles | FALSE | 35.49 |  | 2011-06-01: 2017-02-27; 2011-06-21: 2017-05-22; 2011-08-03: 2017-03-01 | 2643 | 4968 | Up-front Payment
PGE-007576 | Commercial/Multifamily Residential | Domestic Hot Water | Gas | Pacific Gas and Electric | Reservation:Canceled | 128186 | 17.16 |  | 2 | 6349 |  | 6349 |  |  |  | BERGQUAM ENERGY SYSTEMS | New Construction | Sacramento | Sacramento | 95814 | Host Customer is System Owner | [7 empty] | 2169.18 | 40.17 |  | Glycol | Pressure Stagnation Protection (PSP) | Solar Storage and Auxiliary Tanks are separate |  | 1 | 1 | 5069 | Z12 | 137 | Units | Apartments/Condos | 2010115A | 54 | 1 | 3200 | 1 | 200 | 1 | 399000 | TRUE | 130 | 110 | [5 empty] | FALSE | 52.76 |  | 2011-06-01: 2017-02-27 | 2798 | 335000 | Up-front Payment
SCG-007577 | Commercial Pools | Pool Heating | Gas | Southern California Gas Company | Incentive:Paid | 8040 | 5 |  | 1 | 1608 |  | 1608 |  | 2017-04-19 11:09 | 2017-04-20 | ALL VALLEY SOLAR INC | Retrofit | Los Angeles | Los Angeles | 90046 | Host Customer is System Owner | [7 empty] | 636.58 | 45.47 |  | Drainback |  |  |  | 1 | 1 |  | Z09 |  |  |  | OP-48 | 14 | 1 | [5 empty] | FALSE |  |  |  | Grundfos UPC |  | Grundfos UPC | LADBS | FALSE | 10.62 |  | 2017-02-27 |  | 2017-04-19 | 2017-04-20 | 2017-05-03 | 2017-06-02 | 2685 | 17078 | Up-front Payment
PGE-007578 | Low Income Multifamily Residential | Domestic Hot Water | Gas | Pacific Gas and Electric | Incentive:Paid | 124873 | 24.89 |  | 1 | 5017 |  | 5017 |  | 2018-09-25 17:57 | 2018-10-30 | BERGQUAM ENERGY SYSTEMS | New Construction | Sacramento | Sacramento | 95814 | Host Customer is System Owner |  | 137 | [5 empty] | 1285.44 | 40.17 |  | Glycol | Pressure Stagnation Protection (PSP) | Solar Storage and Auxiliary Tanks are separate |  | 1 | 1 | 5069 | Z12 | 200 | Units | Apartments/Condos | 2010115A | 32 | 1 | 2000 | 1 | 534 | 1 | 399000 | TRUE | 130 | 110 |  | Heliodyne - Delta-T Pro WiFi |  | Heliodyne - Delta-T Pro WiFi | City of Sacramento | FALSE | 39.18 |  | 2017-02-27 | 2018-10-23 | 2018-09-25 | 2018-10-30 | 2018-11-11 | 2018-12-07 | 2133 | 196573 | Up-front Payment
SCG-007579 | Low Income Single Family Residential | Domestic Hot Water | Gas | Southern California Gas Company | Incentive:Paid | 5166 | 36.9 |  | 1 | 140 |  | 140 |  | 2017-03-01 13:41 | 2017-05-24 | TITANIUM POWER INC | Retrofit | Pacoima | Los Angeles | 91331 | Host Customer is System Owner | 7 |  | 2011141B | Heliodyne, Inc. | HELIOPAK | HPAK 016 1 410 G 80 ACD Z | Indirect Forced Circulation (IF) | 40.17 |  | 410 001 | Glycol | Advanced Controller with a Vacation or Holiday Mode | Solar Storage and Auxiliary Tanks are separate | 80 | 1 | 1 | 85 | Z09 | [18 empty] | Los Angeles | FALSE | 37.27 |  | 2011-06-01: 2017-02-27; 2011-08-03: 2017-03-01; 2011-09-20: 2017-05-24 | 2690 | 5218 | Up-front Payment
PGE-007580 | Commercial/Multifamily Residential | Domestic Hot Water | Gas | Pacific Gas and Electric | Reservation:Canceled | 124875 | 17.16 |  | 2 | 6185 |  | 6185 |  |  |  | BERGQUAM ENERGY SYSTEMS | New Construction | Sacramento | Sacramento | 95814 | Host Customer is System Owner | [7 empty] | 1928.16 | 40.17 |  | Glycol | Advanced Controller with a Thermal Cycling Function | Solar Storage and Auxiliary Tanks are separate |  | 1 | 1 | 5069 | Z12 | 137 | Units | Apartments/Condos | 2010115A | 48 | 1 | 3000 | 1 | 200 | 1 | 399000 | TRUE | 127 | 110 | [5 empty] | FALSE | 51.09 | [7 empty] | 0 | 316000 | Up-front Payment
PGE-007581 | Commercial/Multifamily Residential | Domestic Hot Water | Gas | Pacific Gas and Electric | Reservation:Canceled | 141633 | 17.16 |  | 2 | 7015 |  | 7015 |  |  |  | BERGQUAM ENERGY SYSTEMS | New Construction | Sacramento | Sacramento | 95814 | Host Customer is System Owner | [7 empty] | 2169.18 | 40.17 |  | Glycol | Advanced Controller with a Thermal Cycling Function | Solar Storage and Auxiliary Tanks are separate |  | 1 | 1 | 5069 | Z12 | 137 | Units | Apartments/Condos | 2010115A | 54 | 1 | 3200 | 1 | 200 | 1 | 399000 | TRUE | 140 | 120 | [5 empty] | FALSE | 47.75 | [7 empty] | 0 | 335000 | Up-front Payment
SCG-007582 | Low Income Single Family Residential | Domestic Hot Water | Gas | Southern California Gas Company | Incentive:Paid | 5166 | 36.9 |  | 1 | 140 |  | 140 |  | 2017-03-01 14:34 | 2017-05-23 | TITANIUM POWER INC | Retrofit | Pacoima | Los Angeles | 91331 | Host Customer is System Owner | 7 |  | 2011141B | Heliodyne, Inc. | HELIOPAK | HPAK 016 1 410 G 80 ACD Z | Indirect Forced Circulation (IF) | 40.17 |  | 410 001 | Glycol | Advanced Controller with a Vacation or Holiday Mode | Solar Storage and Auxiliary Tanks are separate | 80 | 1 | 1 | 85 | Z09 | [18 empty] | Los Angeles | FALSE | 36.91 |  | 2011-06-01: 2017-02-28; 2011-08-03: 2017-03-01; 2011-09-20: 2017-05-23 | 2692 | 5168 | Up-front Payment
SCG-007583 | Low Income Single Family Residential | Domestic Hot Water | Gas | Southern California Gas Company | Incentive:Paid | 5166 | 36.9 |  | 1 | 140 |  | 140 |  | 2017-03-03 11:29 | 2017-05-24 | TITANIUM POWER INC | Retrofit | Pacoima | Los Angeles | 91331 | Host Customer is System Owner | 8 |  | 2011141B | Heliodyne, Inc. | HELIOPAK | HPAK 016 1 410 G 80 ACD Z | Indirect Forced Circulation (IF) | 40.17 |  | 410 001 | Glycol | Advanced Controller with a Vacation or Holiday Mode | Solar Storage and Auxiliary Tanks are separate | 80 | 1 | 1 | 95 | Z09 | [18 empty] | Los Angeles | FALSE | 37.27 |  | 2011-06-01: 2017-02-28; 2011-08-03: 2017-03-03; 2011-09-20: 2017-05-24 | 2690 | 5218 | Up-front Payment
SCG-007584 | Low Income Single Family Residential | Domestic Hot Water | Gas | Southern California Gas Company | Incentive:Canceled | 5166 | 36.9 |  | 1 | 140 |  | 140 |  | 2017-03-31 09:47 |  | TITANIUM POWER INC | Retrofit | Pacoima | Los Angeles | 91331 | Host Customer is System Owner | 8 |  | 2011141B | Heliodyne, Inc. | HELIOPAK | HPAK 016 1 410 G 80 ACD Z | Indirect Forced Circulation (IF) | 40.17 |  | 410 001 | Glycol | Advanced Controller with a Vacation or Holiday Mode | Solar Storage and Auxiliary Tanks are separate | 80 | 1 | 1 | 95 | Z09 | [18 empty] | Los Angeles | FALSE | 37.27 |  | 2011-06-01: 2017-02-28; 2011-06-21: 2017-06-21; 2011-08-03: 2017-03-31 | 2638 | 5218 | Up-front Payment
SCG-007585 | Low Income Single Family Residential | Domestic Hot Water | Gas | Southern California Gas Company | Incentive:Canceled | 5166 | 36.9 |  | 1 | 140 |  | 140 |  | 2017-03-01 13:26 |  | TITANIUM POWER INC | Retrofit | Pacoima | Los Angeles | 91331 | Host Customer is System Owner | 7 |  | 2011141B | Heliodyne, Inc. | HELIOPAK | HPAK 016 1 410 G 80 ACD Z | Indirect Forced Circulation (IF) | 40.17 |  | 410 001 | Glycol | Advanced Controller with a Vacation or Holiday Mode | Solar Storage and Auxiliary Tanks are separate | 80 | 1 | 1 | 85 | Z09 | [18 empty] | Los Angeles | FALSE | 37.41 |  | 2011-06-01: 2017-02-28; 2011-06-21: 2017-05-22; 2011-08-03: 2017-03-01 | 2644 | 5238 | Up-front Payment
SCG-007586 | Low Income Single Family Residential | Domestic Hot Water | Gas | Southern California Gas Company | Incentive:Paid | 5166 | 36.9 |  | 1 | 140 |  | 140 |  | 2017-03-01 13:25 | 2017-05-24 | TITANIUM POWER INC | Retrofit | Pacoima | Los Angeles | 91331 | Host Customer is System Owner | 8 |  | 2011141B | Heliodyne, Inc. | HELIOPAK | HPAK 016 1 410 G 80 ACD Z | Indirect Forced Circulation (IF) | 40.17 |  | 410 001 | Glycol | Advanced Controller with a Vacation or Holiday Mode | Solar Storage and Auxiliary Tanks are separate | 80 | 1 | 1 | 95 | Z09 | [18 empty] | Los Angeles | FALSE | 37.41 |  | 2011-06-01: 2017-02-28; 2011-08-03: 2017-03-01; 2011-09-20: 2017-05-24 | 2690 | 5238 | Up-front Payment
SCG-007587 | Low Income Single Family Residential | Domestic Hot Water | Gas | Southern California Gas Company | Incentive:Paid | 5166 | 36.9 |  | 1 | 140 |  | 140 |  | 2017-03-24 10:21 | 2017-06-08 | TITANIUM POWER INC | Retrofit | Pacoima | Los Angeles | 91331 | Host Customer is System Owner | 5 |  | 2011141B | Heliodyne, Inc. | HELIOPAK | HPAK 016 1 410 G 80 ACD Z | Indirect Forced Circulation (IF) | 40.17 |  | 410 001 | Glycol | Advanced Controller with a Vacation or Holiday Mode | Solar Storage and Auxiliary Tanks are separate | 80 | 1 | 1 | 65 | Z09 | [18 empty] | Los Angeles | FALSE | 37.27 |  | 2011-06-01: 2017-02-28; 2011-08-03: 2017-03-24; 2011-09-20: 2017-06-08 | 2685 | 5218 | Up-front Payment
SCG-007588 | Low Income Single Family Residential | Domestic Hot Water | Gas | Southern California Gas Company | Incentive:Paid | 4133 | 36.9 |  | 1 | 140 |  | 112 |  | 2017-03-01 13:27 | 2017-05-24 | TITANIUM POWER INC | Retrofit | Pacoima | Los Angeles | 91331 | Host Customer is System Owner | 6 |  | 2011141B | Heliodyne, Inc. | HELIOPAK | HPAK 016 1 410 G 80 ACD Z | Indirect Forced Circulation (IF) | 40.17 |  | 410 001 | Glycol | Advanced Controller with a Vacation or Holiday Mode | Solar Storage and Auxiliary Tanks are separate | 80 | 0.8 | 1 | 75 | Z09 | [18 empty] | Los Angeles | FALSE | 37.41 |  | 2011-06-01: 2017-02-28; 2011-08-03: 2017-03-01; 2011-09-20: 2017-05-24 | 2690 | 5238 | Up-front Payment
SCG-007589 | Low Income Single Family Residential | Domestic Hot Water | Gas | Southern California Gas Company | Incentive:Canceled | 5166 | 36.9 |  | 1 | 140 |  | 140 |  | 2017-03-01 13:26 |  | TITANIUM POWER INC | Retrofit | Pacoima | Los Angeles | 91331 | Host Customer is System Owner | 7 |  | 2011141B | Heliodyne, Inc. | HELIOPAK | HPAK 016 1 410 G 80 ACD Z | Indirect Forced Circulation (IF) | 40.17 |  | 410 001 | Glycol | Advanced Controller with a Vacation or Holiday Mode | Solar Storage and Auxiliary Tanks are separate | 80 | 1 | 1 | 85 | Z09 | [18 empty] | Los Angeles | FALSE | 37.27 |  | 2011-06-01: 2017-02-28; 2011-06-21: 2017-05-22; 2011-08-03: 2017-03-01 | 2644 | 5218 | Up-front Payment
SCG-007590 | Commercial/Multifamily Residential | Domestic Hot Water | Gas | Southern California Gas Company | Incentive:Paid | 31941 | 20.19 |  | 1 | 1582 |  | 1582 |  | 2017-03-20 08:29 | 2017-03-23 | EVOLUTION ENERGY SOLUTIONS L L C | Retrofit | Los Angeles | Los Angeles | 90015 | Host Customer is System Owner | [7 empty] | 450.45 | 40.95 |  | Drainback | Advanced Controller with a Vacation or Holiday Mode | Solar Storage and Auxiliary Tanks are separate |  | 1 | 1 | 840 | Z09 | 20 | Units | Apartments/Condos | TRB-40 | 11 | 1 | 800 | 1 | 119 | 1 | 400000 | TRUE | 140 | 140 |  |  |  |  | Los Angeles | FALSE | 20.19 |  | 2017-03-01 |  | 2017-03-20 | 2017-03-23 | 2017-05-31 | 2017-06-05 | 2685 | 31941 | Up-front Payment
SCG-007591 | Low Income Single Family Residential | Domestic Hot Water | Gas | Southern California Gas Company | Incentive:Paid | 5166 | 36.9 |  | 1 | 140 |  | 140 |  | 2017-03-03 13:56 | 2017-06-28 | TITANIUM POWER INC | Retrofit | Pacoima | Los Angeles | 91331 | Host Customer is System Owner | 6 |  | 2011141B | Heliodyne, Inc. | HELIOPAK | HPAK 016 1 410 G 80 ACD Z | Indirect Forced Circulation (IF) | 40.17 |  | 410 001 | Glycol | Advanced Controller with a Vacation or Holiday Mode | Solar Storage and Auxiliary Tanks are separate | 80 | 1 | 1 | 75 | Z09 | [18 empty] | Los Angeles | FALSE | 37.27 |  | 2017-03-01 | 2017-05-22 |  |  | 2017-03-03 | 2017-06-28 | 2664 | 5218 | Up-front Payment
SCG-007592 | Commercial/Multifamily Residential | Domestic Hot Water | Gas | Southern California Gas Company | Incentive:Paid | 43994 | 20.19 |  | 1 | 2179 |  | 2179 |  | 2017-03-20 09:18 | 2017-03-31 | EVOLUTION ENERGY SOLUTIONS L L C | Retrofit | Los Angeles | Los Angeles | 90057 | Host Customer is System Owner | [7 empty] | 614.25 | 40.95 |  | Drainback | Pressure Stagnation Protection (PSP) | Solar Storage and Auxiliary Tanks are separate |  | 1 | 1 | 1200 | Z09 | 30 | Units | Apartments/Condos | TRB-40 | 15 | 1 | 1000 | 2 | 340 | 3 | 270000 | TRUE | 140 | 140 |  | SunEarth - SETR A503 TTR U + VFS 10-200 |  | SunEarth - SETR A503 TTR U + VFS 10-200 | Los Angeles | FALSE | 20.19 |  | 2017-03-01 |  | 2017-03-20 | 2017-03-31 | 2017-10-16 | 2017-10-16 | 2554 | 43994 | Up-front Payment
SCG-007593 | Commercial/Multifamily Residential | Domestic Hot Water | Gas | Southern California Gas Company | Incentive:Paid | 32607 | 20.19 |  | 1 | 1615 |  | 1615 |  | 2017-03-20 10:06 | 2017-03-23 | EVOLUTION ENERGY SOLUTIONS L L C | Retrofit | Los Angeles | Los Angeles | 90029 | Host Customer is System Owner | [7 empty] | 450.45 | 40.95 |  | Drainback | Pressure Stagnation Protection (PSP) | Solar Storage and Auxiliary Tanks are separate |  | 1 | 1 | 880 | Z09 | 22 | Units | Apartments/Condos | TRB-40 | 11 | 1 | 800 | 1 | 100 | 1 | 270000 | TRUE | 140 | 140 |  |  |  |  | Los Angeles | FALSE | 20.19 |  | 2017-03-01 |  | 2017-03-20 | 2017-03-23 | 2017-07-05 | 2017-07-14 | 2655 | 32607 | Up-front Payment
SCG-007594 | Commercial/Multifamily Residential | Domestic Hot Water | Gas | Southern California Gas Company | Incentive:Paid | 31880 | 20.19 |  | 1 | 1579 |  | 1579 |  | 2017-03-20 10:19 | 2017-03-23 | EVOLUTION ENERGY SOLUTIONS L L C | Retrofit | Los Angeles | Los Angeles | 90006 | Host Customer is System Owner | [7 empty] | 450.45 | 40.95 |  | Drainback | Pressure Stagnation Protection (PSP) | Solar Storage and Auxiliary Tanks are separate |  | 1 | 1 | 840 | Z09 | 20 | Units | Apartments/Condos | TRB-40 | 11 | 1 | 800 | 1 | 100 | 1 | 83000 | TRUE | 140 | 140 |  |  |  |  | Los Angeles | FALSE | 20.19 |  | 2017-03-01 |  | 2017-03-20 | 2017-03-23 | 2017-07-12 | 2017-07-17 | 2654 | 31880 | Up-front Payment
SCG-007595 | Low Income Single Family Residential | Domestic Hot Water | Gas | Southern California Gas Company | Incentive:Canceled | 4723 | 36.9 |  | 1 | 128 |  | 128 |  | 2017-03-03 13:57 |  | TITANIUM POWER INC | Retrofit | Pacoima | Los Angeles | 91331 | Host Customer is System Owner | 5 |  | 30004079 | GREENoneTEC Solarindustrie GmbH | Solpal Plus | Solpal Plus L-GT | Direct Integral Collector Storage (DI) | 25.66 |  | Solpal Plus L |  |  | Solar Storage with Tankless Auxiliary Water Heater | 51 | 1 | 1 | 65 | Z09 | [18 empty] | Los Angeles | FALSE | 37.18 |  | 2011-06-01: 2017-03-01; 2011-06-21: 2017-05-22; 2011-08-03: 2017-03-03 | 2643 | 4759 | Up-front Payment
SCG-007596 | Low Income Single Family Residential | Domestic Hot Water | Gas | Southern California Gas Company | Incentive:Canceled | 5166 | 36.9 |  | 1 | 140 |  | 140 |  | 2017-03-03 13:57 |  | TITANIUM POWER INC | Retrofit | Pacoima | Los Angeles | 91331 | Host Customer is System Owner | 6 |  | 2011141B | Heliodyne, Inc. | HELIOPAK | HPAK 016 1 410 G 80 ACD Z | Indirect Forced Circulation (IF) | 40.17 |  | 410 001 | Glycol | Advanced Controller with a Vacation or Holiday Mode | Solar Storage and Auxiliary Tanks are separate | 80 | 1 | 1 | 75 | Z09 | [18 empty] | Los Angeles | FALSE | 37.27 |  | 2011-06-01: 2017-03-01; 2011-06-21: 2017-05-22; 2011-08-03: 2017-03-03 | 2643 | 5218 | Up-front Payment
SCG-007597 | Single Family Residential | Domestic Hot Water | Gas | Southern California Gas Company | Incentive:Canceled | 3821 | 29.85 |  | 1 | 128 |  | 128 |  | 2017-03-01 20:17 |  | CALIFORNIA SOLAR THERMAL INC | Retrofit | Desert Hot Springs | Riverside | 92240 | Host Customer is System Owner | 5 |  | 30004079 | GREENoneTEC Solarindustrie GmbH | Solpal Plus | Solpal Plus L-GT | Direct Integral Collector Storage (DI) | 25.66 |  | Solpal Plus L |  |  | Solar Storage with Tankless Auxiliary Water Heater | 0 | 1 | 1 | 65 | Z15 | [18 empty] | Riverside County | FALSE | 70 |  | 2011-06-01: 2017-03-01; 2011-06-21: 2017-05-02; 2011-08-03: 2017-03-01 | 2735 | 8960 | Up-front Payment
SCG-007598 | Single Family Residential | Domestic Hot Water | Gas | Southern California Gas Company | Incentive:Paid | 8960 | 70 |  | 1 SCG | 128 |  | 128 |  | 2017-03-01 20:17 | 2017-05-15 | CALIFORNIA SOLAR THERMAL INC | Retrofit | Palm Springs | Riverside | 92264 | Host Customer is System Owner | 2 |  | 30004079 | GREENoneTEC Solarindustrie GmbH | Solpal Plus | Solpal Plus L-GT | Direct Integral Collector Storage (DI) | 25.66 |  | Solpal Plus L |  |  | Solar Storage with Tankless Auxiliary Water Heater | 0 | 1 | 1 | 35 | Z15 | [18 empty] | City of Palm Springs | FALSE | 70 |  | 2011-06-01: 2017-03-01; 2011-08-03: 2017-03-01; 2011-09-20: 2017-05-15 | 2711 | 8960 | Up-front Payment
SCG-007599 | Single Family Residential | Domestic Hot Water | Gas | Southern California Gas Company | Incentive:Paid | 7616 | 70 |  | 1 SCG | 128 |  | 109 |  | 2017-03-01 20:18 | 2017-05-15 | CALIFORNIA SOLAR THERMAL INC | Retrofit | Palm Springs | Riverside | 92262 | Host Customer is System Owner | 2 |  | 30004079 | GREENoneTEC Solarindustrie GmbH | Solpal Plus | Solpal Plus L-GT | Direct Integral Collector Storage (DI) | 25.66 |  | Solpal Plus L |  |  | Solar Storage with Tankless Auxiliary Water Heater | 0 | 1 | 0.85 | 35 | Z15 | [18 empty] | City of Palm Springs | FALSE | 70 |  | 2011-06-01: 2017-03-01; 2011-08-03: 2017-03-01; 2011-09-20: 2017-05-15 | 2711 | 8960 | Up-front Payment
SCG-007600 | Single Family Residential | Domestic Hot Water | Gas | Southern California Gas Company | Incentive:Paid | 8960 | 70 |  | 1 SCG | 128 |  | 128 |  | 2017-03-01 20:18 | 2017-05-15 | CALIFORNIA SOLAR THERMAL INC | Retrofit | Palm Desert | Riverside | 92260 | Host Customer is System Owner | 4 |  | 30004079 | GREENoneTEC Solarindustrie GmbH | Solpal Plus | Solpal Plus L-GT | Direct Integral Collector Storage (DI) | 25.66 |  | Solpal Plus L |  |  | Solar Storage with Tankless Auxiliary Water Heater | 0 | 1 | 1 | 55 | Z15 | [18 empty] | City of Palm Desert | FALSE | 70 |  | 2011-06-01: 2017-03-01; 2011-08-03: 2017-03-01; 2011-09-20: 2017-05-15 | 2711 | 8960 | Up-front Payment
SCG-007601 | Commercial/Multifamily Residential | Domestic Hot Water | Gas | Southern California Gas Company | Incentive:Paid | 50717 | 20.19 |  | 1 | 2512 |  | 2512 |  | 2017-04-11 17:05 | 2017-04-20 | SUNLIGHT ENERGY SYSTEMS INC | Retrofit | tustin | Orange | 92780 | Host Customer is System Owner | [7 empty] | 1023.75 | 40.95 |  | Drainback | Drainback (Water) | Solar Storage with Tankless Auxiliary Water Heater |  | 1 | 1 | 1440 | Z08 | 36 | Units | Apartments/Condos | 10001803 | 25 | 1 | 1212 | 1 | 1 | 1 | 264000 | TRUE | 130 | 130 |  | SunEarth - SETR A503 TTR U + VFS 20-400 |  | SunEarth - SETR A503 TTR U + VFS 20-400 | TUSTIN | FALSE | 37.99 |  | 2017-03-01 |  | 2017-04-11 | 2017-04-20 | 2017-12-22 | 2017-12-29 | 2482 | 95436 | Up-front Payment
SCG-007602 | Single Family Residential | Domestic Hot Water | Gas | Southern California Gas Company | Incentive:Paid | 4366 | 29.85 |  | 1 | 162 |  | 162 |  | 2017-03-21 10:27 | 2017-04-20 | ALL VALLEY SOLAR INC | Retrofit | Mission Hills | Mission Hills | 91345 | Host Customer is System Owner | 4 |  | 2001028H | SunEarth, Inc. | CASCADE | ECRD-64-80-2G | Indirect Forced Circulation (IF) | 65.67 |  | EC-32 / EC-32-0.75 | Automatic Drainback |  | Solar Storage and Auxiliary Tanks are separate | 80 | 1 | 1 | 55 | Z09 | [18 empty] | LADBS | FALSE | 67.65 |  | 2011-06-01: 2017-03-02; 2011-08-03: 2017-03-21; 2011-09-20: 2017-04-20 | 2739 | 10960 | Up-front Payment
SCG-007603 | Low Income Single Family Residential | Domestic Hot Water | Gas | Southern California Gas Company | Incentive:Paid | 5166 | 36.9 |  | 1 | 140 |  | 140 |  | 2017-03-04 09:57 | 2017-06-28 | TITANIUM POWER INC | Retrofit | Pacoima | Los Angeles | 91331 | Host Customer is System Owner | 7 |  | 2011141B | Heliodyne, Inc. | HELIOPAK | HPAK 016 1 410 G 80 ACD Z | Indirect Forced Circulation (IF) | 40.17 |  | 410 001 | Glycol | Advanced Controller with a Vacation or Holiday Mode | Solar Storage and Auxiliary Tanks are separate | 80 | 1 | 1 | 85 | Z09 | [18 empty] | Los Angeles | FALSE | 37.27 |  | 2017-03-02 | 2017-05-22 |  |  | 2017-03-04 | 2017-06-28 | 2664 | 5218 | Up-front Payment
SCG-007604 | Low Income Single Family Residential | Domestic Hot Water | Gas | Southern California Gas Company | Incentive:Canceled | 5166 | 36.9 |  | 1 | 140 |  | 140 |  | 2017-03-04 09:52 |  | TITANIUM POWER INC | Retrofit | Pacoima | Los Angeles | 91331 | Host Customer is System Owner | 6 |  | 2011141B | Heliodyne, Inc. | HELIOPAK | HPAK 016 1 410 G 80 ACD Z | Indirect Forced Circulation (IF) | 40.17 |  | 410 001 | Glycol | Advanced Controller with a Vacation or Holiday Mode | Solar Storage and Auxiliary Tanks are separate | 80 | 1 | 1 | 75 | Z09 | [18 empty] | Los Angeles | FALSE | 37.27 |  | 2011-06-01: 2017-03-02; 2011-06-21: 2017-05-22; 2011-08-03: 2017-03-04 | 2643 | 5218 | Up-front Payment
SCG-007605 | Low Income Single Family Residential | Domestic Hot Water | Gas | Southern California Gas Company | Incentive:Canceled | 5166 | 36.9 |  | 1 | 140 |  | 140 |  | 2017-03-03 14:05 |  | TITANIUM POWER INC | Retrofit | Pacoima | Los Angeles | 91331 | Host Customer is System Owner | 6 |  | 2011141B | Heliodyne, Inc. | HELIOPAK | HPAK 016 1 410 G 80 ACD Z | Indirect Forced Circulation (IF) | 40.17 |  | 410 001 | Glycol | Advanced Controller with a Vacation or Holiday Mode | Solar Storage and Auxiliary Tanks are separate | 80 | 1 | 1 | 75 | Z09 | [18 empty] | Los Angeles | FALSE | 37.27 |  | 2011-06-01: 2017-03-02; 2011-06-21: 2017-05-22; 2011-08-03: 2017-03-03 | 2643 | 5218 | Up-front Payment
SCG-007606 | Low Income Single Family Residential | Domestic Hot Water | Gas | Southern California Gas Company | Incentive:Canceled | 5166 | 36.9 |  | 1 | 140 |  | 140 |  | 2017-03-03 14:08 |  | TITANIUM POWER INC | Retrofit | Pacoima | Los Angeles | 91331 | Host Customer is System Owner | 8 |  | 2011141B | Heliodyne, Inc. | HELIOPAK | HPAK 016 1 410 G 80 ACD Z | Indirect Forced Circulation (IF) | 40.17 |  | 410 001 | Glycol | Advanced Controller with a Vacation or Holiday Mode | Solar Storage and Auxiliary Tanks are separate | 80 | 1 | 1 | 95 | Z09 | [18 empty] | Los Angeles | FALSE | 37.41 |  | 2011-06-01: 2017-03-02; 2011-06-21: 2017-05-22; 2011-08-03: 2017-03-03 | 2643 | 5238 | Up-front Payment
SCG-007607 | Single Family Residential | Domestic Hot Water | Gas | Southern California Gas Company | Incentive:Paid | 4137 | 29.85 |  | 1 | 140 |  | 139 |  | 2017-03-04 10:01 | 2017-04-24 | TITANIUM POWER INC | Retrofit | Van Nuys | Los Angeles | 91405 | Host Customer is System Owner | 5 |  | 2011141B | Heliodyne, Inc. | HELIOPAK | HPAK 016 1 410 G 80 ACD Z | Indirect Forced Circulation (IF) | 40.17 |  | 410 001 | Glycol | Advanced Controller with a Vacation or Holiday Mode | Solar Storage and Auxiliary Tanks are separate | 80 | 0.99 | 1 | 65 | Z09 | [18 empty] | Los Angeles | FALSE | 30.13 |  | 2011-06-01: 2017-03-02; 2011-08-03: 2017-03-04; 2011-09-20: 2017-04-24 | 2739 | 4218 | Up-front Payment
SCG-007608 | Single Family Residential | Domestic Hot Water | Gas | Southern California Gas Company | Incentive:Paid | 2955 | 29.85 |  | 1 | 99 |  | 99 |  | 2017-03-04 10:06 | 2017-04-24 | TITANIUM POWER INC | Retrofit | Pacoima | Los Angeles | 91331 | Host Customer is System Owner | 5 |  | 2005006K | Butler Sun Solutions, Inc. | SOLAR BUTLER | BSS-PV1-40GD | Indirect Forced Circulation (IF) | 32.84 |  | EC-32 / EC-32-0.75 |  |  | Solar and Auxiliary Storage are the same Tank | 40 | 1 | 1 | 65 | Z09 | [18 empty] | Los Angeles | FALSE | 30.39 |  | 2011-06-01: 2017-03-02; 2011-08-03: 2017-03-04; 2011-09-20: 2017-04-24 | 2739 | 3009 | Up-front Payment
SCG-007609 | Low Income Single Family Residential | Domestic Hot Water | Gas | Southern California Gas Company | Incentive:Paid | 5166 | 36.9 |  | 1 | 140 |  | 140 |  | 2017-03-03 14:09 | 2017-05-24 | TITANIUM POWER INC | Retrofit | Pacoima | Los Angeles | 91331 | Host Customer is System Owner | 7 |  | 2011141B | Heliodyne, Inc. | HELIOPAK | HPAK 016 1 410 G 80 ACD Z | Indirect Forced Circulation (IF) | 40.17 |  | 410 001 | Glycol | Advanced Controller with a Vacation or Holiday Mode | Solar Storage and Auxiliary Tanks are separate | 80 | 1 | 1 | 85 | Z09 | [18 empty] | Los Angeles | FALSE | 37.41 |  | 2011-06-01: 2017-03-02; 2011-08-03: 2017-03-03; 2011-09-20: 2017-05-24 | 2690 | 5238 | Up-front Payment
SCG-007610 | Low Income Single Family Residential | Domestic Hot Water | Gas | Southern California Gas Company | Incentive:Paid | 5166 | 36.9 |  | 1 | 140 |  | 140 |  | 2017-03-03 13:58 | 2017-07-26 | TITANIUM POWER INC | Retrofit | Pacoima | Los Angeles | 91331 | Host Customer is System Owner | 6 |  | 2011141B | Heliodyne, Inc. | HELIOPAK | HPAK 016 1 410 G 80 ACD Z | Indirect Forced Circulation (IF) | 40.17 |  | 410 001 | Glycol | Advanced Controller with a Vacation or Holiday Mode | Solar Storage and Auxiliary Tanks are separate | 80 | 1 | 1 | 75 | Z09 | [18 empty] | Los Angeles | FALSE | 37.41 |  | 2011-06-01: 2017-03-02; 2011-08-03: 2017-03-03; 2011-09-20: 2017-07-26 | 2627 | 5238 | Up-front Payment
SCG-007611 | Low Income Single Family Residential | Domestic Hot Water | Gas | Southern California Gas Company | Incentive:Paid | 5166 | 36.9 |  | 1 | 140 |  | 140 |  | 2017-03-04 10:06 | 2017-05-23 | TITANIUM POWER INC | Retrofit | Pacoima | Los Angeles | 91331 | Host Customer is System Owner | 7 |  | 2011141B | Heliodyne, Inc. | HELIOPAK | HPAK 016 1 410 G 80 ACD Z | Indirect Forced Circulation (IF) | 40.17 |  | 410 001 | Glycol | Advanced Controller with a Vacation or Holiday Mode | Solar Storage and Auxiliary Tanks are separate | 80 | 1 | 1 | 85 | Z09 | [18 empty] | Los Angeles | FALSE | 37.27 |  | 2011-06-01: 2017-03-02; 2011-08-03: 2017-03-04; 2011-09-20: 2017-05-23 | 2692 | 5218 | Up-front Payment
SCG-007612 | Low Income Single Family Residential | Domestic Hot Water | Gas | Southern California Gas Company | Incentive:Paid | 5166 | 36.9 |  | 1 | 140 |  | 140 |  | 2017-03-04 10:11 | 2017-05-23 | TITANIUM POWER INC | Retrofit | Pacoima | Los Angeles | 91331 | Owner/Tenant | 6 |  | 2011141B | Heliodyne, Inc. | HELIOPAK | HPAK 016 1 410 G 80 ACD Z | Indirect Forced Circulation (IF) | 40.17 |  | 410 001 | Glycol | Advanced Controller with a Vacation or Holiday Mode | Solar Storage and Auxiliary Tanks are separate | 80 | 1 | 1 | 75 | Z09 | [18 empty] | Los Angeles | FALSE | 37.27 |  | 2011-06-01: 2017-03-02; 2011-08-03: 2017-03-04; 2011-09-20: 2017-05-23 | 2692 | 5218 | Up-front Payment
SCG-007613 | Low Income Single Family Residential | Domestic Hot Water | Gas | Southern California Gas Company | Incentive:Paid | 5166 | 36.9 |  | 1 | 140 |  | 140 |  | 2017-03-07 14:49 | 2017-05-23 | TITANIUM POWER INC | Retrofit | Pacoima | Los Angeles | 91331 | Host Customer is System Owner | 6 |  | 2011141B | Heliodyne, Inc. | HELIOPAK | HPAK 016 1 410 G 80 ACD Z | Indirect Forced Circulation (IF) | 40.17 |  | 410 001 | Glycol | Advanced Controller with a Vacation or Holiday Mode | Solar Storage and Auxiliary Tanks are separate | 80 | 1 | 1 | 75 | Z09 | [18 empty] | Los Angeles | FALSE | 37.27 |  | 2011-06-01: 2017-03-04; 2011-08-03: 2017-03-07; 2011-09-20: 2017-05-23 | 2692 | 5218 | Up-front Payment
SCG-007614 | Single Family Residential | Domestic Hot Water | Gas | Southern California Gas Company | Incentive:Paid | 3821 | 29.85 |  | 1 | 128 |  | 128 |  | 2017-03-07 14:45 | 2017-04-24 | TITANIUM POWER INC | Retrofit | Arleta | Los Angeles | 91331 | Host Customer is System Owner | 5 |  | 30004079 | GREENoneTEC Solarindustrie GmbH | Solpal Plus | Solpal Plus L-GT | Direct Integral Collector Storage (DI) | 25.66 |  | Solpal Plus L |  |  | Solar Storage with Tankless Auxiliary Water Heater | 51 | 1 | 1 | 65 | Z09 | [18 empty] | Los Angeles | FALSE | 30.34 |  | 2011-06-01: 2017-03-04; 2011-08-03: 2017-03-07; 2011-09-20: 2017-04-24 | 2739 | 3884 | Up-front Payment
SCG-007615 | Low Income Single Family Residential | Domestic Hot Water | Gas | Southern California Gas Company | Incentive:Paid | 5166 | 36.9 |  | 1 | 140 |  | 140 |  | 2017-03-09 10:09 | 2017-05-23 | TITANIUM POWER INC | Retrofit | Pacoima | Los Angeles | 91331 | Host Customer is System Owner | 6 |  | 2011141B | Heliodyne, Inc. | HELIOPAK | HPAK 016 1 410 G 80 ACD Z | Indirect Forced Circulation (IF) | 40.17 |  | 410 001 | Glycol | Advanced Controller with a Vacation or Holiday Mode | Solar Storage and Auxiliary Tanks are separate | 80 | 1 | 1 | 75 | Z09 | [18 empty] | Los Angeles | FALSE | 37.27 |  | 2011-06-01: 2017-03-04; 2011-08-03: 2017-03-09; 2011-09-20: 2017-05-23 | 2692 | 5218 | Up-front Payment
SCG-007616 | Single Family Residential | Domestic Hot Water | Gas | Southern California Gas Company | Incentive:Paid | 3821 | 29.85 |  | 1 | 128 |  | 128 |  | 2017-03-07 14:44 | 2017-05-02 | TITANIUM POWER INC | Retrofit | Arleta | Los Angeles | 91331 | Host Customer is System Owner | 7 |  | 30004079 | GREENoneTEC Solarindustrie GmbH | Solpal Plus | Solpal Plus L-GT | Direct Integral Collector Storage (DI) | 25.66 |  | Solpal Plus L |  |  | Solar Storage with Tankless Auxiliary Water Heater | 51 | 1 | 1 | 85 | Z09 | [18 empty] | Los Angeles | FALSE | 30.15 |  | 2011-06-01: 2017-03-04; 2011-08-03: 2017-03-07; 2011-09-20: 2017-05-02 | 2658 | 3859 | Up-front Payment
SCG-007617 | Low Income Single Family Residential | Domestic Hot Water | Gas | Southern California Gas Company | Incentive:Paid | 5166 | 36.9 |  | 1 | 140 |  | 140 |  | 2017-03-08 11:40 | 2017-06-28 | TITANIUM POWER INC | Retrofit | Pacoima | Los Angeles | 91331 | Host Customer is System Owner | 6 |  | 2011141B | Heliodyne, Inc. | HELIOPAK | HPAK 016 1 410 G 80 ACD Z | Indirect Forced Circulation (IF) | 40.17 |  | 410 001 | Glycol | Advanced Controller with a Vacation or Holiday Mode | Solar Storage and Auxiliary Tanks are separate | 80 | 1 | 1 | 75 | Z09 | [18 empty] | Los Angeles | FALSE | 37.27 |  | 2017-03-04 | 2017-05-22 |  |  | 2017-03-08 | 2017-06-28 | 2661 | 5218 | Up-front Payment
SCG-007618 | Low Income Single Family Residential | Domestic Hot Water | Gas | Southern California Gas Company | Incentive:Canceled | 5166 | 36.9 |  | 1 | 140 |  | 140 |  | 2017-03-07 14:50 |  | TITANIUM POWER INC | Retrofit | Pacoima | Los Angeles | 91331 | Host Customer is System Owner | 6 |  | 2011141B | Heliodyne, Inc. | HELIOPAK | HPAK 016 1 410 G 80 ACD Z | Indirect Forced Circulation (IF) | 40.17 |  | 410 001 | Glycol | Advanced Controller with a Vacation or Holiday Mode | Solar Storage and Auxiliary Tanks are separate | 80 | 1 | 1 | 75 | Z09 | [18 empty] | Los Angeles | FALSE | 37.27 |  | 2011-06-01: 2017-03-04; 2011-06-21: 2017-05-22; 2011-08-03: 2017-03-07 | 2643 | 5218 | Up-front Payment
SCG-007621 | Low Income Single Family Residential | Domestic Hot Water | Gas | Southern California Gas Company | Incentive:Canceled | 5166 | 36.9 |  | 1 | 140 |  | 140 |  | 2017-03-08 13:02 |  | TITANIUM POWER INC | Retrofit | San Fernando | Los Angeles | 91340 | Host Customer is System Owner | 6 |  | 2011141B | Heliodyne, Inc. | HELIOPAK | HPAK 016 1 410 G 80 ACD Z | Indirect Forced Circulation (IF) | 40.17 |  | 410 001 | Glycol | Advanced Controller with a Vacation or Holiday Mode | Solar Storage and Auxiliary Tanks are separate | 80 | 1 | 1 | 75 | Z09 | [18 empty] | Los Angeles | FALSE | 37.27 |  | 2011-06-01: 2017-03-06; 2011-06-21: 2017-05-22; 2011-08-03: 2017-03-08 | 2643 | 5218 | Up-front Payment
SCG-007622 | Low Income Single Family Residential | Domestic Hot Water | Gas | Southern California Gas Company | Incentive:Paid | 5166 | 36.9 |  | 1 | 140 |  | 140 |  | 2017-03-10 09:46 | 2017-05-22 | TITANIUM POWER INC | Retrofit | Pacoima | Los Angeles | 91331 | Host Customer is System Owner | 5 |  | 2011141B | Heliodyne, Inc. | HELIOPAK | HPAK 016 1 410 G 80 ACD Z | Indirect Forced Circulation (IF) | 40.17 |  | 410 001 | Glycol | Advanced Controller with a Vacation or Holiday Mode | Solar Storage and Auxiliary Tanks are separate | 80 | 1 | 1 | 65 | Z09 | [18 empty] | Los Angeles | FALSE | 37.27 |  | 2011-06-01: 2017-03-06; 2011-08-03: 2017-03-10; 2011-09-20: 2017-05-22 | 2705 | 5218 | Up-front Payment
SCG-007623 | Low Income Single Family Residential | Domestic Hot Water | Gas | Southern California Gas Company | Incentive:Paid | 5166 | 36.9 |  | 1 | 140 |  | 140 |  | 2017-03-07 11:35 | 2017-05-23 | TITANIUM POWER INC | Retrofit | Pacoima | Los Angeles | 91331 | Host Customer is System Owner | 6 |  | 2011141B | Heliodyne, Inc. | HELIOPAK | HPAK 016 1 410 G 80 ACD Z | Indirect Forced Circulation (IF) | 40.17 |  | 410 001 | Glycol | Advanced Controller with a Vacation or Holiday Mode | Solar Storage and Auxiliary Tanks are separate | 80 | 1 | 1 | 75 | Z09 | [18 empty] | Los Angeles | FALSE | 37.27 |  | 2011-06-01: 2017-03-06; 2011-08-03: 2017-03-07; 2011-09-20: 2017-05-23 | 2692 | 5218 | Up-front Payment
SCG-007624 | Low Income Single Family Residential | Domestic Hot Water | Gas | Southern California Gas Company | Incentive:Paid | 5166 | 36.9 |  | 1 | 140 |  | 140 |  | 2017-03-10 09:49 | 2017-05-22 | TITANIUM POWER INC | Retrofit | Pacoima | Los Angeles | 91331 | Host Customer is System Owner | 7 |  | 2011141B | Heliodyne, Inc. | HELIOPAK | HPAK 016 1 410 G 80 ACD Z | Indirect Forced Circulation (IF) | 40.17 |  | 410 001 | Glycol | Advanced Controller with a Vacation or Holiday Mode | Solar Storage and Auxiliary Tanks are separate | 80 | 1 | 1 | 85 | Z09 | [18 empty] | Los Angeles | FALSE | 37.27 |  | 2011-06-01: 2017-03-06; 2011-08-03: 2017-03-10; 2011-09-20: 2017-05-22 | 2711 | 5218 | Up-front Payment
SCG-007625 | Low Income Single Family Residential | Domestic Hot Water | Gas | Southern California Gas Company | Incentive:Paid | 4723 | 36.9 |  | 1 | 128 |  | 128 |  | 2017-03-07 11:36 | 2017-05-23 | TITANIUM POWER INC | New Construction | Pacoima | Los Angeles | 91331 | Host Customer is System Owner | 5 |  | 30004079 | GREENoneTEC Solarindustrie GmbH | Solpal Plus | Solpal Plus L-GT | Direct Integral Collector Storage (DI) | 25.66 |  | Solpal Plus L |  |  | Solar Storage with Tankless Auxiliary Water Heater | 51 | 1 | 1 | 65 | Z09 | [18 empty] | Los Angeles | FALSE | 37.34 |  | 2017-03-06 | 2017-05-23 |  |  | 2017-03-07 | 2017-05-23 | 2689 | 4779 | Up-front Payment
SCG-007626 | Low Income Single Family Residential | Domestic Hot Water | Gas | Southern California Gas Company | Incentive:Paid | 5166 | 36.9 |  | 1 | 140 |  | 140 |  | 2017-03-10 09:47 | 2017-05-22 | TITANIUM POWER INC | Retrofit | Pacoima | Los Angeles | 91331 | Host Customer is System Owner | 6 |  | 2011141B | Heliodyne, Inc. | HELIOPAK | HPAK 016 1 410 G 80 ACD Z | Indirect Forced Circulation (IF) | 40.17 |  | 410 001 | Glycol | Advanced Controller with a Vacation or Holiday Mode | Solar Storage and Auxiliary Tanks are separate | 80 | 1 | 1 | 75 | Z09 | [18 empty] | Los Angeles | FALSE | 37.27 |  | 2011-06-01: 2017-03-06; 2011-08-03: 2017-03-10; 2011-09-20: 2017-05-22 | 2711 | 5218 | Up-front Payment
SCG-007627 | Low Income Single Family Residential | Domestic Hot Water | Gas | Southern California Gas Company | Incentive:Paid | 5166 | 36.9 |  | 1 | 140 |  | 140 |  | 2017-03-10 14:26 | 2017-05-22 | TITANIUM POWER INC | Retrofit | Pacoima | Los Angeles | 91331 | Host Customer is System Owner | 5 |  | 2011141B | Heliodyne, Inc. | HELIOPAK | HPAK 016 1 410 G 80 ACD Z | Indirect Forced Circulation (IF) | 40.17 |  | 410 001 | Glycol | Advanced Controller with a Vacation or Holiday Mode | Solar Storage and Auxiliary Tanks are separate | 80 | 1 | 1 | 65 | Z09 | [18 empty] | Los Angeles | FALSE | 37.27 |  | 2011-06-01: 2017-03-08; 2011-08-03: 2017-03-10; 2011-09-20: 2017-05-22 | 2711 | 5218 | Up-front Payment
SCG-007628 | Low Income Single Family Residential | Domestic Hot Water | Gas | Southern California Gas Company | Incentive:Canceled | 5166 | 36.9 |  | 1 | 140 |  | 140 |  | 2017-03-10 14:27 |  | TITANIUM POWER INC | Retrofit | San Fernando | Los Angeles | 91340 | Host Customer is System Owner | 6 |  | 2011141B | Heliodyne, Inc. | HELIOPAK | HPAK 016 1 410 G 80 ACD Z | Indirect Forced Circulation (IF) | 40.17 |  | 410 001 | Glycol | Advanced Controller with a Vacation or Holiday Mode | Solar Storage and Auxiliary Tanks are separate | 80 | 1 | 1 | 75 | Z09 | [18 empty] | Los Angeles | FALSE | 37.27 |  | 2011-06-01: 2017-03-09; 2011-06-21: 2017-05-30; 2011-08-03: 2017-03-10 | 2643 | 5218 | Up-front Payment
PGE-007629 | Commercial Pools | Pool Heating | Gas | Pacific Gas and Electric | Incentive:Canceled | 3788 | 3.5 |  | 1 | 758 |  | 758 |  | 2017-04-11 22:48 | 2017-06-15 | Self Installer | New Construction | BAKERSFIELD | Kern | 93312 | Host Customer is System Owner | [7 empty] | 709.8 | 16.9 |  | Glycol | Steam Back |  |  | 1 | 1 |  | Z13 |  |  |  | 2007044A | 42 | 2 | [5 empty] | FALSE |  |  |  | ISTEC Corporation 5202S | Sundrum Solar | ISTEC Corporation 5202S | City of Bakersfield | FALSE | 146.11 |  | 2017-03-09 | 2017-04-19 | 2017-04-11 | 2017-06-15 | 2018-01-19 |  | 2375 | 110675 | Performance-Based Incentive
PGE-007630 | Commercial/Multifamily Residential | Domestic Hot Water | Gas | Pacific Gas and Electric | Incentive:Canceled | 16059 | 10.1 |  | 1 | 795 |  | 795 |  | 2017-04-11 22:42 | 2017-05-18 | Self Installer | New Construction | BAKERSFIELD | Kern | 93312 | Host Customer is System Owner | [7 empty] | 709.8 | 16.9 |  | Glycol | Steam Back | Solar Storage and Auxiliary Tanks are separate |  | 1 | 1 | 1425 | Z13 | 95 | Units | Hotels/Motels | 2007044A | 42 | 2 | 750 | 1 | 600 | 3 | 600 | FALSE | 140 | 120 |  | Thermal Grid DL-2 |  | Thermal Grid DL-2 | City of Bakersfield | FALSE | 144.25 |  | 2017-03-09 | 2017-04-19 | 2017-04-11 | 2017-05-18 | 2018-01-19 | 2018-03-13 | 2375 | 114675 | Performance-Based Incentive
SCG-007631 | Low Income Multifamily Residential | Domestic Hot Water | Gas | Southern California Gas Company | Incentive:Paid | 26931 | 24.89 |  | 1 | 1082 |  | 1082 |  | 2017-05-10 10:06 | 2017-05-18 | CALIFORNIA SOLAR INTEGRATORS INC | Retrofit | Van Nuys | Los Angeles | 91401 | Host Customer is System Owner | [7 empty] | 286.65 | 40.95 |  | Glycol | Steam Back | Solar Storage and Auxiliary Tanks are separate |  | 1 | 1 | 840 | Z09 | 20 | Units | Apartments/Condos | TRB-40 | 7 | 1 | 480 | 4 | 100 | 1 | 199000 | TRUE | 120 | 140 |  |  |  |  | LADBS | FALSE | 62.3 |  | 2017-04-19 |  | 2017-05-10 | 2017-05-18 | 2017-07-11 | 2017-07-17 | 2651 | 67409 | Up-front Payment
SCG-007632 | Low Income Multifamily Residential | Domestic Hot Water | Gas | Southern California Gas Company | Incentive:Paid | 26931 | 24.89 |  | 1 | 1082 |  | 1082 |  | 2017-05-10 10:07 | 2017-05-18 | CALIFORNIA SOLAR INTEGRATORS INC | Retrofit | Reseda | Los Angeles | 91335 | Host Customer is System Owner | [7 empty] | 286.65 | 40.95 |  | Glycol | Steam Back | Solar Storage and Auxiliary Tanks are separate |  | 1 | 1 | 840 | Z09 | 21 | Units | Apartments/Condos | TRB-40 | 7 | 1 | 480 | 4 | 100 | 1 | 199000 | TRUE | 120 | 140 |  |  |  |  | Los Angeles | FALSE | 62.08 |  | 2017-04-19 |  | 2017-05-10 | 2017-05-18 | 2017-10-27 | 2017-11-22 | 2511 | 67172 | Up-front Payment
SCG-007633 | Low Income Multifamily Residential | Domestic Hot Water | Gas | Southern California Gas Company | Incentive:Paid | 26931 | 24.89 |  | 1 | 1082 |  | 1082 |  | 2017-05-10 10:07 | 2017-05-18 | CALIFORNIA SOLAR INTEGRATORS INC | Retrofit | Van Nuys | Los Angeles | 91401 | Host Customer is System Owner | [7 empty] | 286.65 | 40.95 |  | Glycol | Steam Back | Solar Storage and Auxiliary Tanks are separate |  | 1 | 1 | 840 | Z09 | 20 | Units | Apartments/Condos | TRB-40 | 7 | 1 | 480 | 4 | 100 | 1 | 199000 | TRUE | 120 | 140 |  |  |  |  | LADBS | FALSE | 62.3 |  | 2017-04-21 |  | 2017-05-10 | 2017-05-18 | 2017-07-11 | 2017-07-17 | 2655 | 67409 | Up-front Payment
SCG-007634 | Low Income Multifamily Residential | Domestic Hot Water | Gas | Southern California Gas Company | Incentive:Paid | 26931 | 24.89 |  | 1 | 1082 |  | 1082 |  | 2017-05-10 10:07 | 2017-05-19 | CALIFORNIA SOLAR INTEGRATORS INC | Retrofit | Reseda | Los Angeles | 91335 | Host Customer is System Owner | [7 empty] | 286.65 | 40.95 |  | Glycol | Steam Back | Solar Storage and Auxiliary Tanks are separate |  | 1 | 1 | 840 | Z09 | 21 | Units | Apartments/Condos | TRB-40 | 7 | 1 | 480 | 4 | 100 | 1 | 199000 | TRUE | 120 | 140 |  |  |  |  | Los Angeles | FALSE | 62.08 |  | 2017-04-21 |  | 2017-05-10 | 2017-05-19 | 2017-10-27 | 2017-11-22 | 2511 | 67173 | Up-front Payment
SCG-007635 | Low Income Single Family Residential | Domestic Hot Water | Gas | Southern California Gas Company | Incentive:Paid | 4723 | 36.9 |  | 1 | 128 |  | 128 |  | 2017-03-10 13:14 | 2017-06-01 | TITANIUM POWER INC | Retrofit | Pacoima | Los Angeles | 91331 | Host Customer is System Owner | 6 |  | 30004079 | GREENoneTEC Solarindustrie GmbH | Solpal Plus | Solpal Plus L-GT | Direct Integral Collector Storage (DI) | 25.66 |  | Solpal Plus L |  |  | Solar Storage with Tankless Auxiliary Water Heater | 51 | 1 | 1 | 75 | Z09 | [18 empty] | Los Angeles | FALSE | 37.18 |  | 2011-06-01: 2017-03-09; 2011-08-03: 2017-03-10; 2011-09-20: 2017-06-01 | 2700 | 4759 | Up-front Payment
SCG-007636 | Low Income Single Family Residential | Domestic Hot Water | Gas | Southern California Gas Company | Incentive:Paid | 4391 | 36.9 |  | 1 | 140 |  | 119 |  | 2017-03-13 13:49 | 2017-05-22 | TITANIUM POWER INC | Retrofit | Pacoima | Los Angeles | 91331 | Host Customer is System Owner | 8 |  | 2011141B | Heliodyne, Inc. | HELIOPAK | HPAK 016 1 410 G 80 ACD Z | Indirect Forced Circulation (IF) | 40.17 |  | 410 001 | Glycol | Advanced Controller with a Vacation or Holiday Mode | Solar Storage and Auxiliary Tanks are separate | 80 | 1 | 0.85 | 95 | Z09 | [18 empty] | Los Angeles | FALSE | 37.27 |  | 2011-06-01: 2017-03-10; 2011-08-03: 2017-03-13; 2011-09-20: 2017-05-22 | 2705 | 5218 | Up-front Payment
SCG-007637 | Low Income Single Family Residential | Domestic Hot Water | Gas | Southern California Gas Company | Incentive:Paid | 4723 | 36.9 |  | 1 | 128 |  | 128 |  | 2017-03-15 09:38 | 2017-07-12 | TITANIUM POWER INC | Retrofit | Pacoima | Los Angeles | 91331 | Host Customer is System Owner | 7 |  | 30004079 | GREENoneTEC Solarindustrie GmbH | Solpal Plus | Solpal Plus L-GT | Direct Integral Collector Storage (DI) | 25.66 |  | Solpal Plus L |  |  | Solar Storage with Tankless Auxiliary Water Heater | 51 | 1 | 1 | 85 | Z09 | [18 empty] | Los Angeles | FALSE | 37.18 |  | 2011-06-01: 2017-03-10; 2011-08-03: 2017-03-15; 2011-09-20: 2017-07-12 | 2658 | 4759 | Up-front Payment
SCG-007638 | Commercial/Multifamily Residential | Domestic Hot Water | Gas | Southern California Gas Company | Incentive:Paid | 32728 | 20.19 |  | 1 | 1621 |  | 1621 |  | 2017-03-23 11:05 | 2017-03-31 | INTELLIGENT GREEN SOLUTIONS CA | Retrofit | Visalia | Tulare | 93291 | Lease | [7 empty] | 589.8 | 29.49 |  | Glycol | Steam Back | Solar Storage and Auxiliary Tanks are separate |  | 1 | 1 | 880 | Z13 |  |  | Other | 10002034 | 20 | 1 | 1200 | 1 | 100 | 1 | 250000 | FALSE | 180 | 180 |  | SunMaxx Solar - SmartMaxx-EMETER1000 |  | SunMaxx Solar - SmartMaxx-EMETER1000 | Tulare County | FALSE | 47.3 |  | 2017-03-10 |  | 2017-03-23 | 2017-03-31 | 2017-05-02 | 2017-06-01 | 2692 | 76674 | Up-front Payment
SCG-007639 | Low Income Single Family Residential | Domestic Hot Water | Gas | Southern California Gas Company | Incentive:Paid | 4723 | 36.9 |  | 1 | 128 |  | 128 |  | 2017-03-15 09:40 | 2017-05-31 | TITANIUM POWER INC | Retrofit | Pacoima | Los Angeles | 91331 | Host Customer is System Owner | 8 |  | 30004079 | GREENoneTEC Solarindustrie GmbH | Solpal Plus | Solpal Plus L-GT | Direct Integral Collector Storage (DI) | 25.66 |  | Solpal Plus L |  |  | Solar Storage with Tankless Auxiliary Water Heater | 51 | 1 | 1 | 95 | Z09 | [18 empty] | Los Angeles | FALSE | 37.18 |  | 2011-06-01: 2017-03-10; 2011-08-03: 2017-03-15; 2011-09-20: 2017-05-31 | 2700 | 4759 | Up-front Payment
SCG-007640 | Low Income Single Family Residential | Domestic Hot Water | Gas | Southern California Gas Company | Incentive:Paid | 4723 | 36.9 |  | 1 | 128 |  | 128 |  | 2017-03-13 15:33 | 2017-05-31 | TITANIUM POWER INC | Retrofit | Pacoima | Los Angeles | 91331 | Host Customer is System Owner | 6 |  | 30004079 | GREENoneTEC Solarindustrie GmbH | Solpal Plus | Solpal Plus L-GT | Direct Integral Collector Storage (DI) | 25.66 |  | Solpal Plus L |  |  | Solar Storage with Tankless Auxiliary Water Heater | 51 | 1 | 1 | 75 | Z09 | [18 empty] | Los Angeles | FALSE | 37.38 |  | 2011-06-01: 2017-03-10; 2011-08-03: 2017-03-13; 2011-09-20: 2017-05-31 | 2700 | 4784 | Up-front Payment
SCG-007641 | Low Income Single Family Residential | Domestic Hot Water | Gas | Southern California Gas Company | Incentive:Paid | 4487 | 36.9 |  | 1 | 128 |  | 122 |  | 2017-03-14 14:49 | 2017-06-26 | TITANIUM POWER INC | Retrofit | Pacoima | Los Angeles | 91331 | Host Customer is System Owner | 5 |  | 30004079 | GREENoneTEC Solarindustrie GmbH | Solpal Plus | Solpal Plus L-GT | Direct Integral Collector Storage (DI) | 25.66 |  | Solpal Plus L |  |  | Solar Storage with Tankless Auxiliary Water Heater | 51 | 1 | 0.95 | 65 | Z09 | [18 empty] | Los Angeles | FALSE | 37.18 |  | 2011-06-01: 2017-03-13; 2011-08-03: 2017-03-14; 2011-09-20: 2017-06-26 | 2664 | 4759 | Up-front Payment
SCG-007642 | Low Income Single Family Residential | Domestic Hot Water | Gas | Southern California Gas Company | Incentive:Paid | 4723 | 36.9 |  | 1 | 128 |  | 128 |  | 2017-03-14 14:48 | 2017-06-23 | TITANIUM POWER INC | Retrofit | Pacoima | Los Angeles | 91331 | Host Customer is System Owner | 6 |  | 30004079 | GREENoneTEC Solarindustrie GmbH | Solpal Plus | Solpal Plus L-GT | Direct Integral Collector Storage (DI) | 25.66 |  | Solpal Plus L |  |  | Solar Storage with Tankless Auxiliary Water Heater | 51 | 1 | 1 | 75 | Z09 | [18 empty] | Los Angeles | FALSE | 37.18 |  | 2011-06-01: 2017-03-13; 2011-08-03: 2017-03-14; 2011-09-20: 2017-06-23 | 2658 | 4759 | Up-front Payment
SCG-007643 | Low Income Single Family Residential | Domestic Hot Water | Gas | Southern California Gas Company | Incentive:Canceled | 4723 | 36.9 |  | 1 | 128 |  | 128 |  | 2017-03-15 10:09 |  | TITANIUM POWER INC | Retrofit | Pacoima | Los Angeles | 91331 | Host Customer is System Owner | 8 |  | 30004079 | GREENoneTEC Solarindustrie GmbH | Solpal Plus | Solpal Plus L-GT | Direct Integral Collector Storage (DI) | 25.66 |  | Solpal Plus L |  |  | Solar Storage with Tankless Auxiliary Water Heater | 51 | 1 | 1 | 95 | Z09 | [18 empty] | Los Angeles | FALSE | 37.18 |  | 2011-06-01: 2017-03-13; 2011-06-21: 2017-06-01; 2011-08-03: 2017-03-15 | 2643 | 4759 | Up-front Payment
SCG-007645 | Low Income Single Family Residential | Domestic Hot Water | Gas | Southern California Gas Company | Incentive:Paid | 5166 | 36.9 |  | 1 | 140 |  | 140 |  | 2017-03-15 10:06 | 2017-05-22 | TITANIUM POWER INC | Retrofit | Pacoima | Los Angeles | 91331 | Host Customer is System Owner | 7 |  | 2011141B | Heliodyne, Inc. | HELIOPAK | HPAK 016 1 410 G 80 ACD Z | Indirect Forced Circulation (IF) | 40.17 |  | 410 001 | Glycol | Advanced Controller with a Vacation or Holiday Mode | Solar Storage and Auxiliary Tanks are separate | 80 | 1 | 1 | 85 | Z09 | [18 empty] | Los Angeles | FALSE | 37.27 |  | 2011-06-01: 2017-03-13; 2011-08-03: 2017-03-15; 2011-09-20: 2017-05-22 | 2711 | 5218 | Up-front Payment
SCG-007646 | Low Income Single Family Residential | Domestic Hot Water | Gas | Southern California Gas Company | Incentive:Paid | 5166 | 36.9 |  | 1 | 140 |  | 140 |  | 2017-03-15 10:05 | 2017-05-22 | TITANIUM POWER INC | Retrofit | Pacoima | Los Angeles | 91331 | Host Customer is System Owner | 7 |  | 2011141B | Heliodyne, Inc. | HELIOPAK | HPAK 016 1 410 G 80 ACD Z | Indirect Forced Circulation (IF) | 40.17 |  | 410 001 | Glycol | Advanced Controller with a Vacation or Holiday Mode | Solar Storage and Auxiliary Tanks are separate | 80 | 1 | 1 | 85 | Z09 | [18 empty] | Los Angeles | FALSE | 37.27 |  | 2011-06-01: 2017-03-13; 2011-08-03: 2017-03-15; 2011-09-20: 2017-05-22 | 2711 | 5218 | Up-front Payment
SCG-007647 | Low Income Single Family Residential | Domestic Hot Water | Gas | Southern California Gas Company | Incentive:Paid | 5166 | 36.9 |  | 1 | 140 |  | 140 |  | 2017-03-15 10:04 | 2017-05-22 | TITANIUM POWER INC | Retrofit | Pacoima | Los Angeles | 91331 | Host Customer is System Owner | 7 |  | 2011141B | Heliodyne, Inc. | HELIOPAK | HPAK 016 1 410 G 80 ACD Z | Indirect Forced Circulation (IF) | 40.17 |  | 410 001 | Glycol | Advanced Controller with a Vacation or Holiday Mode | Solar Storage and Auxiliary Tanks are separate | 80 | 1 | 1 | 85 | Z09 | [18 empty] | Los Angeles | FALSE | 37.27 |  | 2011-06-01: 2017-03-13; 2011-08-03: 2017-03-15; 2011-09-20: 2017-05-22 | 2711 | 5218 | Up-front Payment
SCG-007648 | Low Income Single Family Residential | Domestic Hot Water | Gas | Southern California Gas Company | Incentive:Paid | 5166 | 36.9 |  | 1 | 140 |  | 140 |  | 2017-03-15 10:03 | 2017-05-22 | TITANIUM POWER INC | Retrofit | Pacoima | Los Angeles | 91331 | Host Customer is System Owner | 5 |  | 2011141B | Heliodyne, Inc. | HELIOPAK | HPAK 016 1 410 G 80 ACD Z | Indirect Forced Circulation (IF) | 40.17 |  | 410 001 | Glycol | Advanced Controller with a Vacation or Holiday Mode | Solar Storage and Auxiliary Tanks are separate | 80 | 1 | 1 | 65 | Z09 | [18 empty] | Los Angeles | FALSE | 37.27 |  | 2011-06-01: 2017-03-13; 2011-08-03: 2017-03-15; 2011-09-20: 2017-05-22 | 2711 | 5218 | Up-front Payment
SCG-007649 | Low Income Single Family Residential | Domestic Hot Water | Gas | Southern California Gas Company | Incentive:Paid | 5166 | 36.9 |  | 1 | 140 |  | 140 |  | 2017-03-15 10:02 | 2017-05-22 | TITANIUM POWER INC | Retrofit | Pacoima | Los Angeles | 91331 | Host Customer is System Owner | 6 |  | 2011141B | Heliodyne, Inc. | HELIOPAK | HPAK 016 1 410 G 80 ACD Z | Indirect Forced Circulation (IF) | 40.17 |  | 410 001 | Glycol | Advanced Controller with a Vacation or Holiday Mode | Solar Storage and Auxiliary Tanks are separate | 80 | 1 | 1 | 75 | Z09 | [18 empty] | Los Angeles | FALSE | 37.27 |  | 2011-06-01: 2017-03-13; 2011-08-03: 2017-03-15; 2011-09-20: 2017-05-22 | 2711 | 5218 | Up-front Payment
SCG-007651 | Commercial Pools | Pool Heating | Gas | Southern California Gas Company | Incentive:Paid | 8995 | 5 |  | 1 | 1799 |  | 1799 |  | 2017-03-14 09:30 | 2017-03-23 | SUNX SOLAR INC | Retrofit | Bermuda Dunes | Riverside | 92203 | Host Customer is System Owner | [7 empty] | 720 | 30 |  | Drainback |  |  |  | 1 | 1 |  | Z15 |  |  |  | 10001884 | 24 | 1 | [5 empty] | FALSE |  |  |  | SunEarth - SETR A503 TTR U + VFS 20-400 |  | SunEarth - SETR A503 TTR U + VFS 20-400 | City of Bermuda Dunes | FALSE | 10 |  | 2017-03-13 |  | 2017-03-14 | 2017-03-23 | 2017-07-24 | 2017-08-01 | 2623 | 17990 | Up-front Payment
SCG-007652 | Single Family Residential | Domestic Hot Water | Gas | Southern California Gas Company | Incentive:Paid | 4179 | 29.85 |  | 1 | 140 |  | 140 |  | 2017-03-15 10:10 | 2017-05-02 | TITANIUM POWER INC | Retrofit | Sylmar | Los Angeles | 91342 | Host Customer is System Owner | 7 |  | 2011141B | Heliodyne, Inc. | HELIOPAK | HPAK 016 1 410 G 80 ACD Z | Indirect Forced Circulation (IF) | 40.17 |  | 410 001 | Glycol | Advanced Controller with a Vacation or Holiday Mode | Solar Storage and Auxiliary Tanks are separate | 80 | 1 | 1 | 85 | Z09 | [18 empty] | Los Angeles | FALSE | 30.13 |  | 2011-06-01: 2017-03-13; 2011-08-03: 2017-03-15; 2011-09-20: 2017-05-02 | 2711 | 4218 | Up-front Payment
SDG-007654 | Low Income Multifamily Residential | Domestic Hot Water | Gas | San Diego Gas and Electric | Incentive:Paid | 97071 | 24.89 |  | 1 | 3900 |  | 3900 |  | 2017-03-22 07:27 | 2017-05-17 | CALIFORNIA SOLAR INTEGRATORS INC | Retrofit | San Diego | San Diego | 92110 | Host Customer is System Owner | [7 empty] | 1275.48 | 141.72 |  | Glycol | Steam Back | Solar Storage and Auxiliary Tanks are separate |  | 1 | 1 | 2394 | Z07 | 63 | Units | Apartments/Condos | 10001989 | 9 | 1 | 2100 | 1 | 180 | 2 | 762000 | FALSE | 120 | 140 |  | SunEarth - SETR A503 TTR U + VFS 20-400 |  | SunEarth - SETR A503 TTR U + VFS 20-400 | City of San Diego | FALSE | 24.89 |  | 2017-03-17 | 2017-04-18 | 2017-03-22 | 2017-05-17 | 2017-10-19 | 2017-11-22 | 2511 | 97071 | Up-front Payment
SDG-007655 | Low Income Multifamily Residential | Domestic Hot Water | Gas | San Diego Gas and Electric | Incentive:Paid | 104563 | 24.89 |  | 1 | 4201 |  | 4201 |  | 2017-03-22 07:27 | 2017-06-02 | CALIFORNIA SOLAR INTEGRATORS INC | Retrofit | San Diego | San Diego | 92110 | Host Customer is System Owner | [7 empty] | 1275.48 | 141.72 |  | Glycol | Steam Back | Solar Storage and Auxiliary Tanks are separate |  | 1 | 1 | 2394 | Z07 | 63 | Units | Apartments/Condos | 10001989 | 9 | 1 | 2100 | 1 | 180 | 2 | 762000 | FALSE | 120 | 140 |  | SunEarth - SETR A503 TTR U + VFS 20-400 |  | SunEarth - SETR A503 TTR U + VFS 20-400 | City of San Diego | FALSE | 24.89 |  | 2017-03-17 | 2017-04-18 | 2017-03-22 | 2017-06-02 | 2017-10-19 | 2017-11-22 | 2511 | 104563 | Up-front Payment
SDG-007656 | Low Income Multifamily Residential | Domestic Hot Water | Gas | San Diego Gas and Electric | Incentive:Paid | 108371 | 24.89 |  | 1 | 4354 |  | 4354 |  | 2017-03-22 07:28 | 2017-05-17 | CALIFORNIA SOLAR INTEGRATORS INC | Retrofit | San Diego | San Diego | 92110 | Host Customer is System Owner | [7 empty] | 1275.48 | 141.72 |  | Glycol | Steam Back | Solar Storage and Auxiliary Tanks are separate |  | 1 | 1 | 2394 | Z07 | 63 | Units | Apartments/Condos | 10001989 | 9 | 1 | 2100 | 1 | 180 | 2 | 762000 | FALSE | 120 | 140 |  | SunEarth - SETR A503 TTR U + VFS 20-400 |  | SunEarth - SETR A503 TTR U + VFS 20-400 | City of San Diego | FALSE | 24.89 |  | 2017-03-17 | 2017-04-18 | 2017-03-22 | 2017-05-17 | 2017-10-19 | 2017-11-22 | 2511 | 108371 | Up-front Payment
SCG-007657 | Low Income Single Family Residential | Domestic Hot Water | Gas | Southern California Gas Company | Incentive:Canceled | 5166 | 36.9 |  | 1 | 140 |  | 140 |  | 2017-03-15 15:03 |  | TITANIUM POWER INC | Retrofit | Pacoima | Los Angeles | 91331 | Host Customer is System Owner | 7 |  | 2011141B | Heliodyne, Inc. | HELIOPAK | HPAK 016 1 410 G 80 ACD Z | Indirect Forced Circulation (IF) | 40.17 |  | 410 001 | Glycol | Advanced Controller with a Vacation or Holiday Mode | Solar Storage and Auxiliary Tanks are separate | 80 | 1 | 1 | 85 | Z09 | [18 empty] | Los Angeles | FALSE | 37.27 |  | 2011-06-01: 2017-03-14; 2011-06-21: 2017-06-01; 2011-08-03: 2017-03-15 | 2643 | 5218 | Up-front Payment
SCG-007658 | Low Income Single Family Residential | Domestic Hot Water | Gas | Southern California Gas Company | Incentive:Paid | 5166 | 36.9 |  | 1 | 140 |  | 140 |  | 2017-03-16 10:17 | 2017-05-22 | TITANIUM POWER INC | Retrofit | Pacoima | Los Angeles | 91331 | Host Customer is System Owner | 6 |  | 2011141B | Heliodyne, Inc. | HELIOPAK | HPAK 016 1 410 G 80 ACD Z | Indirect Forced Circulation (IF) | 40.17 |  | 410 001 | Glycol | Advanced Controller with a Vacation or Holiday Mode | Solar Storage and Auxiliary Tanks are separate | 80 | 1 | 1 | 75 | Z09 | [18 empty] | Los Angeles | FALSE | 37.27 |  | 2011-06-01: 2017-03-14; 2011-08-03: 2017-03-16; 2011-09-20: 2017-05-22 | 2711 | 5218 | Up-front Payment
SCG-007659 | Low Income Single Family Residential | Domestic Hot Water | Gas | Southern California Gas Company | Incentive:Paid | 5166 | 36.9 |  | 1 | 140 |  | 140 |  | 2017-03-16 10:16 | 2017-05-22 | TITANIUM POWER INC | Retrofit | Pacoima | Los Angeles | 91331 | Host Customer is System Owner | 6 |  | 2011141B | Heliodyne, Inc. | HELIOPAK | HPAK 016 1 410 G 80 ACD Z | Indirect Forced Circulation (IF) | 40.17 |  | 410 001 | Glycol | Advanced Controller with a Vacation or Holiday Mode | Solar Storage and Auxiliary Tanks are separate | 80 | 1 | 1 | 75 | Z09 | [18 empty] | Los Angeles | FALSE | 37.27 |  | 2011-06-01: 2017-03-14; 2011-08-03: 2017-03-16; 2011-09-20: 2017-05-22 | 2711 | 5218 | Up-front Payment
PGE-007662 | Low Income Single Family Residential | Domestic Hot Water | Gas | Pacific Gas and Electric | Incentive:Paid | 2013 | 36.9 |  | 1 | 121 |  | 114 |  | 2017-04-19 10:53 | 2017-06-06 | CENTRAL VALLEY OPPORTUNITY CENTER INCORPORATED | Retrofit | Ceres | Stanislaus | 95307 | Host Customer is System Owner | 4 |  | 30004214 | Alternate Energy Technologies | EAGLESUN | DBS-G2-60-40 | Indirect Forced Circulation (IF) | 41.35 |  | MSC-20 | Automatic Drainback |  | Solar Storage and Auxiliary Tanks are separate | 60 | 0.94 | 1 | 55 | Z12 | [18 empty] | STANISLAUS | FALSE | 45.58 |  | 2017-03-14 | 2017-04-27 |  |  | 2017-04-19 | 2017-06-06 | 2686 | 5515 | Up-front Payment
SCG-007663 | Low Income Single Family Residential | Domestic Hot Water | Gas | Southern California Gas Company | Incentive:Paid | 5166 | 36.9 |  | 1 | 140 |  | 140 |  | 2017-03-16 10:19 | 2017-05-22 | TITANIUM POWER INC | Retrofit | Pacoima | Los Angeles | 91331 | Host Customer is System Owner | 7 |  | 2011141B | Heliodyne, Inc. | HELIOPAK | HPAK 016 1 410 G 80 ACD Z | Indirect Forced Circulation (IF) | 40.17 |  | 410 001 | Glycol | Advanced Controller with a Vacation or Holiday Mode | Solar Storage and Auxiliary Tanks are separate | 80 | 1 | 1 | 85 | Z09 | [18 empty] | Los Angeles | FALSE | 37.27 |  | 2011-06-01: 2017-03-14; 2011-08-03: 2017-03-16; 2011-09-20: 2017-05-22 | 2711 | 5218 | Up-front Payment
SCG-007664 | Low Income Single Family Residential | Domestic Hot Water | Gas | Southern California Gas Company | Incentive:Paid | 5166 | 36.9 |  | 1 | 140 |  | 140 |  | 2017-03-15 15:04 | 2017-05-22 | TITANIUM POWER INC | Retrofit | Pacoima | Los Angeles | 91331 | Host Customer is System Owner | 8 |  | 2011141B | Heliodyne, Inc. | HELIOPAK | HPAK 016 1 410 G 80 ACD Z | Indirect Forced Circulation (IF) | 40.17 |  | 410 001 | Glycol | Advanced Controller with a Vacation or Holiday Mode | Solar Storage and Auxiliary Tanks are separate | 80 | 1 | 1 | 95 | Z09 | [18 empty] | Los Angeles | FALSE | 37.27 |  | 2011-06-01: 2017-03-14; 2011-08-03: 2017-03-15; 2011-09-20: 2017-05-22 | 2711 | 5218 | Up-front Payment
SCG-007665 | Low Income Single Family Residential | Domestic Hot Water | Gas | Southern California Gas Company | Incentive:Paid | 5166 | 36.9 |  | 1 | 140 |  | 140 |  | 2017-03-16 10:20 | 2017-05-22 | TITANIUM POWER INC | Retrofit | Pacoima | Los Angeles | 91331 | Host Customer is System Owner | 6 |  | 2011141B | Heliodyne, Inc. | HELIOPAK | HPAK 016 1 410 G 80 ACD Z | Indirect Forced Circulation (IF) | 40.17 |  | 410 001 | Glycol | Advanced Controller with a Vacation or Holiday Mode | Solar Storage and Auxiliary Tanks are separate | 80 | 1 | 1 | 75 | Z09 | [18 empty] | Los Angeles | FALSE | 37.27 |  | 2011-06-01: 2017-03-14; 2011-08-03: 2017-03-16; 2011-09-20: 2017-05-22 | 2711 | 5218 | Up-front Payment
SCG-007666 | Low Income Single Family Residential | Domestic Hot Water | Gas | Southern California Gas Company | Incentive:Paid | 5166 | 36.9 |  | 1 | 140 |  | 140 |  | 2017-03-15 15:05 | 2017-05-22 | TITANIUM POWER INC | Retrofit | Pacoima | Los Angeles | 91331 | Host Customer is System Owner | 7 |  | 2011141B | Heliodyne, Inc. | HELIOPAK | HPAK 016 1 410 G 80 ACD Z | Indirect Forced Circulation (IF) | 40.17 |  | 410 001 | Glycol | Advanced Controller with a Vacation or Holiday Mode | Solar Storage and Auxiliary Tanks are separate | 80 | 1 | 1 | 85 | Z09 | [18 empty] | Los Angeles | FALSE | 37.27 |  | 2011-06-01: 2017-03-14; 2011-08-03: 2017-03-15; 2011-09-20: 2017-05-22 | 2711 | 5218 | Up-front Payment
PGE-007667 | Low Income Multifamily Residential | Domestic Hot Water | Gas | Pacific Gas and Electric | Incentive:Paid | 18867 | 24.89 |  | 1 | 758 |  | 758 |  | 2017-03-15 14:40 | 2017-03-22 | PROMISE ENERGY INC | Retrofit | Oakland | Oakland | 94607 | Host Customer is System Owner | [7 empty] | 200.85 | 40.17 |  | Glycol | Steam Back | Solar Storage and Auxiliary Tanks are separate |  | 1 | 1 | 840 | Z03 | 22 | Units | Apartments/Condos | 2010115A | 5 | 1 | 345 | 3 | 115 | 1 | 199900 | TRUE | 120 | 140 |  |  |  |  | Oakland | FALSE | 73.57 |  | 2017-03-14 | 2017-03-16 | 2017-03-15 | 2017-03-22 | 2017-08-24 | 2017-09-12 | 2592 | 55769.12 | Up-front Payment
SCG-007668 | Low Income Single Family Residential | Domestic Hot Water | Gas | Southern California Gas Company | Incentive:Paid | 5166 | 36.9 |  | 1 | 140 |  | 140 |  | 2017-03-16 10:28 | 2017-06-02 | TITANIUM POWER INC | Retrofit | San Fernando | Los Angeles | 91342 | Host Customer is System Owner | 6 |  | 2011141B | Heliodyne, Inc. | HELIOPAK | HPAK 016 1 410 G 80 ACD Z | Indirect Forced Circulation (IF) | 40.17 |  | 410 001 | Glycol | Advanced Controller with a Vacation or Holiday Mode | Solar Storage and Auxiliary Tanks are separate | 80 | 1 | 1 | 75 | Z09 | [18 empty] | Los Angeles | FALSE | 37.27 |  | 2011-06-01: 2017-03-14; 2011-08-03: 2017-03-16; 2011-09-20: 2017-06-02 | 2692 | 5218 | Up-front Payment
PGE-007669 | Low Income Multifamily Residential | Domestic Hot Water | Gas | Pacific Gas and Electric | Incentive:Paid | 12146 | 24.89 |  | 1 | 488 |  | 488 |  | 2017-03-15 14:41 | 2017-03-20 | PROMISE ENERGY INC | Retrofit | OAKLAND | Oakland | 94607 | Host Customer is System Owner | [7 empty] | 160.68 | 40.17 |  | Glycol | Steam Back | Solar Storage and Auxiliary Tanks are separate |  | 1 | 1 | 336 | Z03 | 8 | Units | Apartments/Condos | 2010115A | 4 | 1 | 230 | 2 | 200 | 2 | 199900 | TRUE | 135 | 120 |  |  |  |  | Oakland | FALSE | 91.42 |  | 2017-03-14 | 2017-03-16 | 2017-03-15 | 2017-03-20 | 2017-08-24 | 2017-10-11 | 2559 | 44615.3 | Up-front Payment
PGE-007670 | Low Income Multifamily Residential | Domestic Hot Water | Gas | Pacific Gas and Electric | Incentive:Paid | 7143 | 24.89 |  | 1 | 287 |  | 287 |  | 2017-03-15 14:42 | 2017-03-22 | PROMISE ENERGY INC | Retrofit | Oakland | Oakland | 94607 | Host Customer is System Owner | [7 empty] | 80.34 | 40.17 |  | Glycol | Steam Back | Solar Storage and Auxiliary Tanks are separate |  | 1 | 1 | 378 | Z03 | 9 | Units | Apartments/Condos | 2010115A | 2 | 1 | 115 | 1 | 100 | 1 | 199900 | TRUE | 135 | 120 |  |  |  |  | Oakland | FALSE | 77.73 |  | 2017-03-14 | 2017-03-16 | 2017-03-15 | 2017-03-22 | 2017-08-24 | 2017-10-11 | 2559 | 22307.64 | Up-front Payment
SCG-007671 | Commercial/Multifamily Residential | Domestic Hot Water | Gas | Southern California Gas Company | Incentive:Paid | 36604 | 20.19 |  | 1 | 1813 |  | 1813 |  | 2017-05-08 15:57 | 2017-05-23 | INTELLIGENT GREEN SOLUTIONS CA | Retrofit | Tipton | Tulare | 93272 | Lease | [7 empty] | 707.76 | 29.49 |  | Glycol | Steam Back | Solar Storage and Auxiliary Tanks are separate |  | 1 | 1 | 935 | Z13 |  |  | Other | 10002034 | 24 | 1 | 1200 | 1 | 100 | 1 | 270000 | FALSE | 180 | 180 |  | SunMaxx Solar - SmartMaxx-EMETER1000 |  | SunMaxx Solar - SmartMaxx-EMETER1000 | Tulare County | FALSE | 49.08 |  | 2017-03-15 |  | 2017-05-08 | 2017-05-23 | 2017-05-26 | 2017-06-05 | 2685 | 88982 | Up-front Payment
SCG-007672 | Commercial/Multifamily Residential | Domestic Hot Water | Gas | Southern California Gas Company | Incentive:Paid | 32566 | 20.19 |  | 1 | 1613 |  | 1613 |  | 2017-03-23 08:44 | 2017-03-31 | INTELLIGENT GREEN SOLUTIONS CA | Retrofit | Visalia | Tulare | 93291 | Lease | [7 empty] | 589.8 | 29.49 |  | Glycol | Steam Back | Solar Storage and Auxiliary Tanks are separate |  | 1 | 1 | 880 | Z13 |  |  | Other | 10002034 | 20 | 1 | 1200 | 1 | 100 | 1 | 250000 | FALSE | 180 | 180 |  | SunMaxx Solar - SmartMaxx-EMETER1000 |  | SunMaxx Solar - SmartMaxx-EMETER1000 | Tulare County | FALSE | 47.54 |  | 2017-03-15 |  | 2017-03-23 | 2017-03-31 | 2017-04-21 | 2017-05-02 | 2717 | 76674 | Up-front Payment
SCG-007674 | Single Family Residential | Domestic Hot Water | Gas | Southern California Gas Company | Incentive:Paid | 4179 | 29.85 |  | 1 | 140 |  | 140 |  | 2017-03-17 12:20 | 2017-04-24 | TITANIUM POWER INC | Retrofit | San Fernando | Los Angeles | 91342 | Host Customer is System Owner | 6 |  | 2011141B | Heliodyne, Inc. | HELIOPAK | HPAK 016 1 410 G 80 ACD Z | Indirect Forced Circulation (IF) | 40.17 |  | 410 001 | Glycol | Advanced Controller with a Vacation or Holiday Mode | Solar Storage and Auxiliary Tanks are separate | 80 | 1 | 1 | 75 | Z09 | [18 empty] | Los Angeles | FALSE | 30.13 |  | 2011-06-01: 2017-03-15; 2011-08-03: 2017-03-17; 2011-09-20: 2017-04-24 | 2739 | 4218 | Up-front Payment
SCG-007675 | Low Income Single Family Residential | Domestic Hot Water | Gas | Southern California Gas Company | Incentive:Canceled | 5166 | 36.9 |  | 1 | 140 |  | 140 |  | 2017-03-17 14:47 |  | TITANIUM POWER INC | Retrofit | Pacoima | Los Angeles | 91331 | Host Customer is System Owner | 7 |  | 2011141B | Heliodyne, Inc. | HELIOPAK | HPAK 016 1 410 G 80 ACD Z | Indirect Forced Circulation (IF) | 40.17 |  | 410 001 | Glycol | Advanced Controller with a Vacation or Holiday Mode | Solar Storage and Auxiliary Tanks are separate | 80 | 1 | 1 | 85 | Z09 | [18 empty] | Los Angeles | FALSE | 37.27 |  | 2011-06-01: 2017-03-15; 2011-06-21: 2017-06-02; 2011-08-03: 2017-03-17 | 2643 | 5218 | Up-front Payment
PGE-007676 | Low Income Multifamily Residential | Domestic Hot Water | Gas | Pacific Gas and Electric | Incentive:Paid | 23745 | 24.89 |  | 1 | 954 |  | 954 |  | 2017-03-15 14:42 | 2017-03-22 | PROMISE ENERGY INC | Retrofit | OAKLAND | Oakland | 94607 | Host Customer is System Owner | [7 empty] | 241.02 | 40.17 |  | Glycol | Steam Back | Solar Storage and Auxiliary Tanks are separate |  | 1 | 1 | 1600 | Z03 | 40 | Units | Apartments/Condos | 2010115A | 6 | 1 | 345 | 3 | 115 | 1 | 199900 | TRUE | 120 | 140 |  |  |  |  | Oakland | FALSE | 70.15 |  | 2017-03-15 | 2017-03-16 | 2017-03-15 | 2017-03-22 | 2017-08-24 | 2017-09-12 | 2592 | 66922.94 | Up-front Payment
SCG-007677 | Low Income Single Family Residential | Domestic Hot Water | Gas | Southern California Gas Company | Incentive:Paid | 5166 | 36.9 |  | 1 | 140 |  | 140 |  | 2017-03-17 14:48 | 2017-05-22 | TITANIUM POWER INC | Retrofit | Pacoima | Los Angeles | 91331 | Host Customer is System Owner | 8 |  | 2011141B | Heliodyne, Inc. | HELIOPAK | HPAK 016 1 410 G 80 ACD Z | Indirect Forced Circulation (IF) | 40.17 |  | 410 001 | Glycol | Advanced Controller with a Vacation or Holiday Mode | Solar Storage and Auxiliary Tanks are separate | 80 | 1 | 1 | 95 | Z09 | [18 empty] | Los Angeles | FALSE | 37.27 |  | 2011-06-01: 2017-03-15; 2011-08-03: 2017-03-17; 2011-09-20: 2017-05-22 | 2711 | 5218 | Up-front Payment
SCG-007678 | Low Income Single Family Residential | Domestic Hot Water | Gas | Southern California Gas Company | Incentive:Paid | 5166 | 36.9 |  | 1 | 140 |  | 140 |  | 2017-03-17 14:50 | 2017-05-22 | TITANIUM POWER INC | Retrofit | San Fernando | Los Angeles | 91342 | Host Customer is System Owner | 7 |  | 2011141B | Heliodyne, Inc. | HELIOPAK | HPAK 016 1 410 G 80 ACD Z | Indirect Forced Circulation (IF) | 40.17 |  | 410 001 | Glycol | Advanced Controller with a Vacation or Holiday Mode | Solar Storage and Auxiliary Tanks are separate | 80 | 1 | 1 | 85 | Z09 | [18 empty] | Los Angeles | FALSE | 37.27 |  | 2011-06-01: 2017-03-15; 2011-08-03: 2017-03-17; 2011-09-20: 2017-05-22 | 2711 | 5218 | Up-front Payment
PGE-007679 | Low Income Single Family Residential | Domestic Hot Water | Gas | Pacific Gas and Electric | Incentive:Paid | 2320 | 36.9 |  | 1 | 147 |  | 147 |  | 2017-04-27 13:30 | 2017-06-06 | CENTRAL VALLEY OPPORTUNITY CENTER INCORPORATED | Retrofit | MODESTO | Stanislaus | 95358 | Host Customer is System Owner | 5 |  | 2010017C | Alternate Energy Technologies | EAGLESUN | DBS-G2-80-64 | Indirect Forced Circulation (IF) | 65.34 |  | MSC-32 | Automatic Drainback |  | Solar Storage and Auxiliary Tanks are separate | 80 | 1 | 1 | 65 | Z12 | [18 empty] | STANISLAUS | FALSE | 39.61 |  | 2017-03-15 | 2017-04-28 |  |  | 2017-04-27 | 2017-06-06 | 2686 | 5822 | Up-front Payment
SCG-007680 | Low Income Single Family Residential | Domestic Hot Water | Gas | Southern California Gas Company | Incentive:Paid | 5166 | 36.9 |  | 1 | 140 |  | 140 |  | 2017-03-20 15:12 | 2017-05-31 | TITANIUM POWER INC | Retrofit | Pacoima | Los Angeles | 91331 | Host Customer is System Owner | 8 |  | 2011141B | Heliodyne, Inc. | HELIOPAK | HPAK 016 1 410 G 80 ACD Z | Indirect Forced Circulation (IF) | 40.17 |  | 410 001 | Glycol | Advanced Controller with a Vacation or Holiday Mode | Solar Storage and Auxiliary Tanks are separate | 80 | 1 | 1 | 95 | Z09 | [18 empty] | Los Angeles | FALSE | 37.27 |  | 2011-06-01: 2017-03-15; 2011-08-03: 2017-03-20; 2011-09-20: 2017-05-31 | 2700 | 5218 | Up-front Payment
PGE-007681 | Low Income Single Family Residential | Domestic Hot Water | Gas | Pacific Gas and Electric | Incentive:Paid | 2103 | 36.9 |  | 1 | 147 |  | 137 |  | 2017-05-05 13:32 | 2017-05-10 | CENTRAL VALLEY OPPORTUNITY CENTER INCORPORATED | Retrofit | CERES | Stanislaus | 95307 | Owner/Tenant | 2 |  | 2010017C | Alternate Energy Technologies | EAGLESUN | DBS-G2-80-64 | Indirect Forced Circulation (IF) | 65.34 |  | MSC-32 | Automatic Drainback | Drainback (Water) | Solar Storage and Auxiliary Tanks are separate | 80 | 0.93 | 1 | 35 | Z12 | [18 empty] | STANISLAUS | FALSE | 38.13 |  | 2011-06-01: 2017-03-15; 2011-08-03: 2017-05-05; 2011-09-20: 2017-05-10 | 2711 | 5605 | Up-front Payment
PGE-007682 | Low Income Single Family Residential | Domestic Hot Water | Gas | Pacific Gas and Electric | Incentive:Paid | 1838 | 36.9 |  | 1 | 147 |  | 137 |  | 2017-04-26 14:24 | 2017-06-06 | CENTRAL VALLEY OPPORTUNITY CENTER INCORPORATED | Retrofit | MODESTO | Stanislaus | 95350 | Host Customer is System Owner | 2 |  | 2010017C | Alternate Energy Technologies | EAGLESUN | DBS-G2-80-64 | Indirect Forced Circulation (IF) | 65.34 |  | MSC-32 | Automatic Drainback | Drainback (Water) | Solar Storage and Auxiliary Tanks are separate | 80 | 0.98 | 0.95 | 35 | Z12 | [18 empty] | STANISLAUS | FALSE | 36.33 |  | 2017-03-15 | 2017-04-28 |  |  | 2017-04-26 | 2017-06-06 | 2686 | 5340 | Up-front Payment
PGE-007683 | Low Income Single Family Residential | Domestic Hot Water | Gas | Pacific Gas and Electric | Incentive:Paid | 1743 | 36.9 |  | 1 | 147 |  | 143 |  | 2017-04-26 14:26 | 2017-06-06 | CENTRAL VALLEY OPPORTUNITY CENTER INCORPORATED | Retrofit | MODESTO | Stanislaus | 95350 | Host Customer is System Owner | 2 |  | 2010017C | Alternate Energy Technologies | EAGLESUN | DBS-G2-80-64 | Indirect Forced Circulation (IF) | 65.34 |  | MSC-32 | Automatic Drainback | Drainback (Water) | Solar Storage and Auxiliary Tanks are separate | 80 | 0.97 | 1 | 35 | Z12 | [18 empty] | STANISLAUS | FALSE | 35.68 |  | 2017-03-15 | 2017-04-28 |  |  | 2017-04-26 | 2017-06-06 | 2686 | 5245 | Up-front Payment
PGE-007684 | Low Income Single Family Residential | Domestic Hot Water | Gas | Pacific Gas and Electric | Incentive:Paid | 1976 | 36.9 |  | 1 | 147 |  | 140 |  | 2017-04-26 14:24 | 2017-06-06 | CENTRAL VALLEY OPPORTUNITY CENTER INCORPORATED | Retrofit | MODESTO | Stanislaus | 95351 | Host Customer is System Owner | 3 |  | 2010017C | Alternate Energy Technologies | EAGLESUN | DBS-G2-80-64 | Indirect Forced Circulation (IF) | 65.34 |  | MSC-32 | Automatic Drainback | Drainback (Water) | Solar Storage and Auxiliary Tanks are separate | 80 | 1 | 0.95 | 45 | Z12 | [18 empty] | STANISLAUS | FALSE | 37.27 |  | 2017-03-15 | 2017-04-28 |  |  | 2017-04-26 | 2017-06-06 | 2686 | 5478 | Up-front Payment
SCG-007685 | Low Income Single Family Residential | Domestic Hot Water | Gas | Southern California Gas Company | Incentive:Canceled | 5166 | 36.9 |  | 1 | 140 |  | 140 |  | 2017-03-17 14:46 |  | TITANIUM POWER INC | Retrofit | Pacoima | Los Angeles | 91331 | Host Customer is System Owner | 7 |  | 2011141B | Heliodyne, Inc. | HELIOPAK | HPAK 016 1 410 G 80 ACD Z | Indirect Forced Circulation (IF) | 40.17 |  | 410 001 | Glycol | Advanced Controller with a Vacation or Holiday Mode | Solar Storage and Auxiliary Tanks are separate | 80 | 1 | 1 | 85 | Z09 | [18 empty] | Los Angeles | FALSE | 37.27 |  | 2011-06-01: 2017-03-15; 2011-06-21: 2017-06-02; 2011-08-03: 2017-03-17 | 2643 | 5218 | Up-front Payment
SCG-007687 | Low Income Single Family Residential | Domestic Hot Water | Gas | Southern California Gas Company | Incentive:Canceled | 4723 | 36.9 |  | 1 | 128 |  | 128 |  | 2017-03-17 15:14 |  | TITANIUM POWER INC | Retrofit | Pacoima | Los Angeles | 91331 | Host Customer is System Owner | 6 |  | 30004079 | GREENoneTEC Solarindustrie GmbH | Solpal Plus | Solpal Plus L-GT | Direct Integral Collector Storage (DI) | 25.66 |  | Solpal Plus L |  |  | Solar Storage with Tankless Auxiliary Water Heater | 51 | 1 | 1 | 75 | Z09 | [18 empty] | Los Angeles | FALSE | 37.18 |  | 2011-06-01: 2017-03-16; 2011-06-21: 2017-08-07; 2011-08-03: 2017-03-17 | 2587 | 4759 | Up-front Payment
SCG-007688 | Low Income Single Family Residential | Domestic Hot Water | Gas | Southern California Gas Company | Incentive:Canceled | 5166 | 36.9 |  | 1 | 140 |  | 140 |  | 2017-03-20 14:16 |  | TITANIUM POWER INC | Retrofit | Pacoima | Los Angeles | 91331 | Host Customer is System Owner | 10 |  | 2011141B | Heliodyne, Inc. | HELIOPAK | HPAK 016 1 410 G 80 ACD Z | Indirect Forced Circulation (IF) | 40.17 |  | 410 001 | Glycol | Advanced Controller with a Vacation or Holiday Mode | Solar Storage and Auxiliary Tanks are separate | 80 | 1 | 1 | 115 | Z09 | [18 empty] | Los Angeles | FALSE | 37.27 |  | 2011-06-01: 2017-03-16; 2011-06-21: 2017-06-13; 2011-08-03: 2017-03-20 | 2642 | 5218 | Up-front Payment
SCG-007689 | Low Income Single Family Residential | Domestic Hot Water | Gas | Southern California Gas Company | Incentive:Canceled | 5166 | 36.9 |  | 1 | 140 |  | 140 |  | 2017-03-20 14:17 |  | TITANIUM POWER INC | Retrofit | Pacoima | Los Angeles | 91331 | Host Customer is System Owner | 7 |  | 2011141B | Heliodyne, Inc. | HELIOPAK | HPAK 016 1 410 G 80 ACD Z | Indirect Forced Circulation (IF) | 40.17 |  | 410 001 | Glycol | Advanced Controller with a Vacation or Holiday Mode | Solar Storage and Auxiliary Tanks are separate | 80 | 1 | 1 | 85 | Z09 | [18 empty] | Los Angeles | FALSE | 37.27 |  | 2011-06-01: 2017-03-16; 2011-06-21: 2017-06-13; 2011-08-03: 2017-03-20 | 2642 | 5218 | Up-front Payment
SCG-007690 | Low Income Single Family Residential | Domestic Hot Water | Gas | Southern California Gas Company | Incentive:Paid | 3284 | 36.9 |  | 1 | 89 |  | 89 |  | 2017-03-20 14:18 | 2017-07-07 | TITANIUM POWER INC | Retrofit | Pacoima | Los Angeles | 91331 | Host Customer is System Owner | 6 |  | 30004078 | GREENoneTEC Solarindustrie GmbH | Solpal Plus | Solpal Plus L-G | Direct Integral Collector Storage (DI) | 25.66 |  | Solpal Plus L |  |  | Solar Storage and Auxiliary Tanks are separate | 51 | 1 | 1 | 75 | Z09 | [18 empty] | Los Angeles | FALSE | 53.7 |  | 2011-06-01: 2017-03-16; 2011-08-03: 2017-03-20; 2011-09-20: 2017-07-07 | 2658 | 4779 | Up-front Payment
SCG-007691 | Low Income Single Family Residential | Domestic Hot Water | Gas | Southern California Gas Company | Incentive:Paid | 4487 | 36.9 |  | 1 | 128 |  | 122 |  | 2017-03-17 14:51 | 2017-07-31 | TITANIUM POWER INC | Retrofit | Pacoima | Los Altos | 91331 | Host Customer is System Owner | 4 |  | 30004079 | GREENoneTEC Solarindustrie GmbH | Solpal Plus | Solpal Plus L-GT | Direct Integral Collector Storage (DI) | 25.66 |  | Solpal Plus L |  |  | Solar Storage with Tankless Auxiliary Water Heater | 51 | 1 | 0.95 | 55 | Z09 | [18 empty] | Los Angeles | FALSE | 35.62 |  | 2011-06-01: 2017-03-16; 2011-08-03: 2017-03-17; 2011-09-20: 2017-07-31 | 2626 | 4559 | Up-front Payment
SCG-007692 | Low Income Single Family Residential | Domestic Hot Water | Gas | Southern California Gas Company | Incentive:Paid | 5166 | 36.9 |  | 1 | 140 |  | 140 |  | 2017-03-17 12:21 | 2017-05-22 | TITANIUM POWER INC | Retrofit | Pacoima | Los Angeles | 91331 | Host Customer is System Owner | 7 |  | 2011141B | Heliodyne, Inc. | HELIOPAK | HPAK 016 1 410 G 80 ACD Z | Indirect Forced Circulation (IF) | 40.17 |  | 410 001 | Glycol | Advanced Controller with a Vacation or Holiday Mode | Solar Storage and Auxiliary Tanks are separate | 80 | 1 | 1 | 85 | Z09 | [18 empty] | Los Angeles | FALSE | 37.27 |  | 2011-06-01: 2017-03-16; 2011-08-03: 2017-03-17; 2011-09-20: 2017-05-22 | 2711 | 5218 | Up-front Payment
SCG-007693 | Low Income Single Family Residential | Domestic Hot Water | Gas | Southern California Gas Company | Incentive:Canceled | 4723 | 36.9 |  | 1 | 128 |  | 128 |  | 2017-03-17 14:52 |  | TITANIUM POWER INC | Retrofit | Pacoima | Los Angeles | 91331 | Host Customer is System Owner | 6 |  | 30004079 | GREENoneTEC Solarindustrie GmbH | Solpal Plus | Solpal Plus L-GT | Direct Integral Collector Storage (DI) | 25.66 |  | Solpal Plus L |  |  | Solar Storage with Tankless Auxiliary Water Heater | 51 | 1 | 1 | 75 | Z09 | [18 empty] | Los Angeles | FALSE | 37.18 |  | 2011-06-01: 2017-03-16; 2011-06-21: 2017-06-13; 2011-08-03: 2017-03-17 | 2643 | 4759 | Up-front Payment
SCG-007694 | Low Income Single Family Residential | Domestic Hot Water | Gas | Southern California Gas Company | Incentive:Canceled | 5166 | 36.9 |  | 1 | 140 |  | 140 |  | 2017-03-17 14:51 |  | TITANIUM POWER INC | Retrofit | Pacoima | Los Angeles | 91331 | Host Customer is System Owner | 5 |  | 2011141B | Heliodyne, Inc. | HELIOPAK | HPAK 016 1 410 G 80 ACD Z | Indirect Forced Circulation (IF) | 40.17 |  | 410 001 | Glycol | Advanced Controller with a Vacation or Holiday Mode | Solar Storage and Auxiliary Tanks are separate | 80 | 1 | 1 | 65 | Z09 | [18 empty] | Los Angeles | FALSE | 37.27 |  | 2011-06-01: 2017-03-16; 2011-06-21: 2017-06-13; 2011-08-03: 2017-03-17 | 2643 | 5218 | Up-front Payment
SCG-007695 | Low Income Single Family Residential | Domestic Hot Water | Gas | Southern California Gas Company | Incentive:Paid | 5166 | 36.9 |  | 1 | 140 |  | 140 |  | 2017-03-17 14:53 | 2017-05-26 | TITANIUM POWER INC | Retrofit | Pacoima | Los Angeles | 91331 | Host Customer is System Owner | 6 |  | 2011141B | Heliodyne, Inc. | HELIOPAK | HPAK 016 1 410 G 80 ACD Z | Indirect Forced Circulation (IF) | 40.17 |  | 410 001 | Glycol | Advanced Controller with a Vacation or Holiday Mode | Solar Storage and Auxiliary Tanks are separate | 80 | 1 | 1 | 75 | Z09 | [18 empty] | Los Angeles | FALSE | 37.27 |  | 2011-06-01: 2017-03-16; 2011-08-03: 2017-03-17; 2011-09-20: 2017-05-26 | 2700 | 5218 | Up-front Payment
SCG-007696 | Low Income Single Family Residential | Domestic Hot Water | Gas | Southern California Gas Company | Incentive:Paid | 5166 | 36.9 |  | 1 | 140 |  | 140 |  | 2017-03-17 14:50 | 2017-05-26 | TITANIUM POWER INC | Retrofit | Pacoima | Los Angeles | 91331 | Host Customer is System Owner | 5 |  | 2011141B | Heliodyne, Inc. | HELIOPAK | HPAK 016 1 410 G 80 ACD Z | Indirect Forced Circulation (IF) | 40.17 |  | 410 001 | Glycol | Advanced Controller with a Vacation or Holiday Mode | Solar Storage and Auxiliary Tanks are separate | 80 | 1 | 1 | 65 | Z09 | [18 empty] | Los Angeles | FALSE | 37.27 |  | 2011-06-01: 2017-03-16; 2011-08-03: 2017-03-17; 2011-09-20: 2017-05-26 | 2700 | 5218 | Up-front Payment
SCG-007697 | Low Income Single Family Residential | Domestic Hot Water | Gas | Southern California Gas Company | Incentive:Canceled | 5166 | 36.9 |  | 1 | 140 |  | 140 |  | 2017-03-17 14:49 |  | TITANIUM POWER INC | Retrofit | Pacoima | Los Angeles | 91331 | Host Customer is System Owner | 5 |  | 2011141B | Heliodyne, Inc. | HELIOPAK | HPAK 016 1 410 G 80 ACD Z | Indirect Forced Circulation (IF) | 40.17 |  | 410 001 | Glycol | Advanced Controller with a Vacation or Holiday Mode | Solar Storage and Auxiliary Tanks are separate | 80 | 1 | 1 | 65 | Z09 | [18 empty] | Los Angeles | FALSE | 37.27 |  | 2011-06-01: 2017-03-16; 2011-06-21: 2017-06-13; 2011-08-03: 2017-03-17 | 2643 | 5218 | Up-front Payment
SCG-007698 | Low Income Single Family Residential | Domestic Hot Water | Gas | Southern California Gas Company | Incentive:Canceled | 5166 | 36.9 |  | 1 | 140 |  | 140 |  | 2017-03-20 14:21 |  | TITANIUM POWER INC | Retrofit | Pacoima | Los Angeles | 91331 | Host Customer is System Owner | 6 |  | 2011141B | Heliodyne, Inc. | HELIOPAK | HPAK 016 1 410 G 80 ACD Z | Indirect Forced Circulation (IF) | 40.17 |  | 410 001 | Glycol | Advanced Controller with a Vacation or Holiday Mode | Solar Storage and Auxiliary Tanks are separate | 80 | 1 | 1 | 75 | Z09 | [18 empty] | Los Angeles | FALSE | 37.27 |  | 2011-06-01: 2017-03-16; 2011-06-21: 2017-06-13; 2011-08-03: 2017-03-20 | 2642 | 5218 | Up-front Payment
SCG-007699 | Low Income Single Family Residential | Domestic Hot Water | Gas | Southern California Gas Company | Incentive:Canceled | 3284 | 36.9 |  | 1 | 89 |  | 89 |  | 2017-03-17 15:13 |  | TITANIUM POWER INC | Retrofit | Pacoima | Los Angeles | 91331 | Host Customer is System Owner | 6 |  | 30004078 | GREENoneTEC Solarindustrie GmbH | Solpal Plus | Solpal Plus L-G | Direct Integral Collector Storage (DI) | 25.66 |  | Solpal Plus L |  |  | Solar Storage and Auxiliary Tanks are separate | 51 | 1 | 1 | 75 | Z09 | [18 empty] | Los Angeles | FALSE | 53.47 |  | 2011-06-01: 2017-03-16; 2011-06-21: 2017-06-13; 2011-08-03: 2017-03-17 | 2643 | 4759 | Up-front Payment
SCG-007700 | Low Income Single Family Residential | Domestic Hot Water | Gas | Southern California Gas Company | Incentive:Canceled | 5166 | 36.9 |  | 1 | 140 |  | 140 |  | 2017-03-20 14:22 |  | TITANIUM POWER INC | Retrofit | Pacoima | Los Angeles | 91331 | Host Customer is System Owner | 7 |  | 2011141B | Heliodyne, Inc. | HELIOPAK | HPAK 016 1 410 G 80 ACD Z | Indirect Forced Circulation (IF) | 40.17 |  | 410 001 | Glycol | Advanced Controller with a Vacation or Holiday Mode | Solar Storage and Auxiliary Tanks are separate | 80 | 1 | 1 | 85 | Z09 | [18 empty] | Los Angeles | FALSE | 37.27 |  | 2011-06-01: 2017-03-16; 2011-06-21: 2017-06-14; 2011-08-03: 2017-03-20 | 2642 | 5218 | Up-front Payment
SCG-007701 | Low Income Single Family Residential | Domestic Hot Water | Gas | Southern California Gas Company | Incentive:Canceled | 5166 | 36.9 |  | 1 | 140 |  | 140 |  | 2017-03-17 15:08 |  | TITANIUM POWER INC | Retrofit | Pacoima | Los Angeles | 91331 | Host Customer is System Owner | 7 |  | 2011141B | Heliodyne, Inc. | HELIOPAK | HPAK 016 1 410 G 80 ACD Z | Indirect Forced Circulation (IF) | 40.17 |  | 410 001 | Glycol | Advanced Controller with a Vacation or Holiday Mode | Solar Storage and Auxiliary Tanks are separate | 80 | 1 | 1 | 85 | Z09 | [18 empty] | Los Angeles | FALSE | 37.27 |  | 2011-06-01: 2017-03-16; 2011-06-21: 2017-06-13; 2011-08-03: 2017-03-17 | 2643 | 5218 | Up-front Payment
SCG-007702 | Low Income Single Family Residential | Domestic Hot Water | Gas | Southern California Gas Company | Incentive:Paid | 5166 | 36.9 |  | 1 | 140 |  | 140 |  | 2017-03-17 14:54 | 2017-05-24 | TITANIUM POWER INC | Retrofit | Pacoima | Los Angeles | 91331 | Host Customer is System Owner | 4 |  | 2011141B | Heliodyne, Inc. | HELIOPAK | HPAK 016 1 410 G 80 ACD Z | Indirect Forced Circulation (IF) | 40.17 |  | 410 001 | Glycol | Advanced Controller with a Vacation or Holiday Mode | Solar Storage and Auxiliary Tanks are separate | 80 | 1 | 1 | 55 | Z09 | [18 empty] | Los Angeles | FALSE | 37.27 |  | 2011-06-01: 2017-03-16; 2011-08-03: 2017-03-17; 2011-09-20: 2017-05-24 | 2705 | 5218 | Up-front Payment
SCG-007703 | Low Income Single Family Residential | Domestic Hot Water | Gas | Southern California Gas Company | Incentive:Paid | 5166 | 36.9 |  | 1 | 140 |  | 140 |  | 2017-03-20 15:08 | 2017-05-24 | TITANIUM POWER INC | Retrofit | Pacoima | Los Angeles | 91331 | Host Customer is System Owner | 8 |  | 2011141B | Heliodyne, Inc. | HELIOPAK | HPAK 016 1 410 G 80 ACD Z | Indirect Forced Circulation (IF) | 40.17 |  | 410 001 | Glycol | Advanced Controller with a Vacation or Holiday Mode | Solar Storage and Auxiliary Tanks are separate | 80 | 1 | 1 | 95 | Z09 | [18 empty] | Los Angeles | FALSE | 37.27 |  | 2011-06-01: 2017-03-16; 2011-08-03: 2017-03-20; 2011-09-20: 2017-05-24 | 2705 | 5218 | Up-front Payment
SCG-007704 | Low Income Single Family Residential | Domestic Hot Water | Gas | Southern California Gas Company | Incentive:Paid | 4723 | 36.9 |  | 1 | 128 |  | 128 |  | 2017-03-20 15:13 | 2017-08-14 | TITANIUM POWER INC | Retrofit | Pacoima | Los Angeles | 91331 | Host Customer is System Owner | 8 |  | 30004079 | GREENoneTEC Solarindustrie GmbH | Solpal Plus | Solpal Plus L-GT | Direct Integral Collector Storage (DI) | 25.66 |  | Solpal Plus L |  |  | Solar Storage with Tankless Auxiliary Water Heater | 51 | 1 | 1 | 95 | Z09 | [18 empty] | Los Angeles | FALSE | 37.18 |  | 2011-06-01: 2017-03-17; 2011-08-03: 2017-03-20; 2011-09-20: 2017-08-14 | 2622 | 4759 | Up-front Payment
SCG-007705 | Low Income Single Family Residential | Domestic Hot Water | Gas | Southern California Gas Company | Incentive:Paid | 4723 | 36.9 |  | 1 | 128 |  | 128 |  | 2017-03-20 09:57 | 2017-07-31 | TITANIUM POWER INC | Retrofit | Pacoima | Los Angeles | 91331 | Host Customer is System Owner | 6 |  | 30004079 | GREENoneTEC Solarindustrie GmbH | Solpal Plus | Solpal Plus L-GT | Direct Integral Collector Storage (DI) | 25.66 |  | Solpal Plus L |  |  | Solar Storage with Tankless Auxiliary Water Heater | 51 | 1 | 1 | 75 | Z09 | [18 empty] | Los Angeles | FALSE | 37.18 |  | 2011-06-01: 2017-03-17; 2011-08-03: 2017-03-20; 2011-09-20: 2017-07-31 | 2626 | 4759 | Up-front Payment
SCG-007706 | Low Income Single Family Residential | Domestic Hot Water | Gas | Southern California Gas Company | Incentive:Canceled | 4723 | 36.9 |  | 1 | 128 |  | 128 |  | 2017-03-20 15:14 |  | TITANIUM POWER INC | Retrofit | Pacoima | Los Angeles | 91331 | Host Customer is System Owner | 4 |  | 30004079 | GREENoneTEC Solarindustrie GmbH | Solpal Plus | Solpal Plus L-GT | Direct Integral Collector Storage (DI) | 25.66 |  | Solpal Plus L |  |  | Solar Storage with Tankless Auxiliary Water Heater | 51 | 1 | 1 | 55 | Z09 | [18 empty] | Los Angeles | FALSE | 37.18 |  | 2011-06-01: 2017-03-17; 2011-06-21: 2017-06-14; 2011-08-03: 2017-03-20 | 2642 | 4759 | Up-front Payment
SCG-007707 | Low Income Single Family Residential | Domestic Hot Water | Gas | Southern California Gas Company | Incentive:Paid | 5166 | 36.9 |  | 1 | 140 |  | 140 |  | 2017-03-20 14:15 | 2017-05-24 | TITANIUM POWER INC | Retrofit | Pacoima | Los Angeles | 91331 | Host Customer is System Owner | 8 |  | 2011141B | Heliodyne, Inc. | HELIOPAK | HPAK 016 1 410 G 80 ACD Z | Indirect Forced Circulation (IF) | 40.17 |  | 410 001 | Glycol | Advanced Controller with a Vacation or Holiday Mode | Solar Storage and Auxiliary Tanks are separate | 80 | 1 | 1 | 95 | Z09 | [18 empty] | Los Angeles | FALSE | 37.27 |  | 2011-06-01: 2017-03-17; 2011-08-03: 2017-03-20; 2011-09-20: 2017-05-24 | 2705 | 5218 | Up-front Payment
SCG-007708 | Low Income Single Family Residential | Domestic Hot Water | Gas | Southern California Gas Company | Incentive:Canceled | 4723 | 36.9 |  | 1 | 128 |  | 128 |  | 2017-03-20 09:55 |  | TITANIUM POWER INC | Retrofit | Pacoima | Los Angeles | 91331 | Host Customer is System Owner | 6 |  | 30004079 | GREENoneTEC Solarindustrie GmbH | Solpal Plus | Solpal Plus L-GT | Direct Integral Collector Storage (DI) | 25.66 |  | Solpal Plus L |  |  | Solar Storage with Tankless Auxiliary Water Heater | 51 | 1 | 1 | 75 | Z09 | [18 empty] | Los Angeles | FALSE | 37.18 |  | 2011-06-01: 2017-03-17; 2011-06-21: 2017-06-13; 2011-08-03: 2017-03-20 | 2642 | 4759 | Up-front Payment
SCG-007709 | Low Income Single Family Residential | Domestic Hot Water | Gas | Southern California Gas Company | Incentive:Paid | 5166 | 36.9 |  | 1 | 140 |  | 140 |  | 2017-03-20 14:14 | 2017-05-24 | TITANIUM POWER INC | Retrofit | Pacoima | Los Angeles | 91331 | Host Customer is System Owner | 7 |  | 2011141B | Heliodyne, Inc. | HELIOPAK | HPAK 016 1 410 G 80 ACD Z | Indirect Forced Circulation (IF) | 40.17 |  | 410 001 | Glycol | Advanced Controller with a Vacation or Holiday Mode | Solar Storage and Auxiliary Tanks are separate | 80 | 1 | 1 | 85 | Z09 | [18 empty] | Los Angeles | FALSE | 37.27 |  | 2011-06-01: 2017-03-17; 2011-08-03: 2017-03-20; 2011-09-20: 2017-05-24 | 2705 | 5218 | Up-front Payment
SCG-007710 | Low Income Single Family Residential | Domestic Hot Water | Gas | Southern California Gas Company | Incentive:Canceled | 5166 | 36.9 |  | 1 | 140 |  | 140 |  | 2017-03-20 15:09 |  | TITANIUM POWER INC | Retrofit | Pacoima | Los Angeles | 91331 | Host Customer is System Owner | 7 |  | 2011141B | Heliodyne, Inc. | HELIOPAK | HPAK 016 1 410 G 80 ACD Z | Indirect Forced Circulation (IF) | 40.17 |  | 410 001 | Glycol | Advanced Controller with a Vacation or Holiday Mode | Solar Storage and Auxiliary Tanks are separate | 80 | 1 | 1 | 85 | Z09 | [18 empty] | Los Angeles | FALSE | 37.27 |  | 2011-06-01: 2017-03-17; 2011-06-21: 2017-06-14; 2011-08-03: 2017-03-20 | 2642 | 5218 | Up-front Payment
SCG-007711 | Low Income Single Family Residential | Domestic Hot Water | Gas | Southern California Gas Company | Incentive:Paid | 5166 | 36.9 |  | 1 | 140 |  | 140 |  | 2017-03-30 13:48 | 2017-05-31 | TITANIUM POWER INC | Retrofit | Pacoima | Los Angeles | 91331 | Host Customer is System Owner | 6 |  | 2011141B | Heliodyne, Inc. | HELIOPAK | HPAK 016 1 410 G 80 ACD Z | Indirect Forced Circulation (IF) | 40.17 |  | 410 001 | Glycol | Advanced Controller with a Vacation or Holiday Mode | Solar Storage and Auxiliary Tanks are separate | 80 | 1 | 1 | 75 | Z09 | [18 empty] | Los Angeles | FALSE | 37.27 |  | 2011-06-01: 2017-03-17; 2011-08-03: 2017-03-30; 2011-09-20: 2017-05-31 | 2700 | 5218 | Up-front Payment
SCG-007712 | Low Income Single Family Residential | Domestic Hot Water | Gas | Southern California Gas Company | Incentive:Paid | 5166 | 36.9 |  | 1 | 140 |  | 140 |  | 2017-04-03 14:53 | 2017-05-31 | TITANIUM POWER INC | Retrofit | Pacoima | Los Angeles | 91331 | Host Customer is System Owner | 5 |  | 2011141B | Heliodyne, Inc. | HELIOPAK | HPAK 016 1 410 G 80 ACD Z | Indirect Forced Circulation (IF) | 40.17 |  | 410 001 | Glycol | Advanced Controller with a Vacation or Holiday Mode | Solar Storage and Auxiliary Tanks are separate | 80 | 1 | 1 | 65 | Z09 | [18 empty] | Los Angeles | FALSE | 37.27 |  | 2011-06-01: 2017-03-17; 2011-08-03: 2017-04-03; 2011-09-20: 2017-05-31 | 2700 | 5218 | Up-front Payment
SCG-007713 | Low Income Single Family Residential | Domestic Hot Water | Gas | Southern California Gas Company | Incentive:Paid | 5166 | 36.9 |  | 1 | 140 |  | 140 |  | 2017-03-30 13:48 | 2017-05-31 | TITANIUM POWER INC | Retrofit | Pacoima | Los Angeles | 91331 | Host Customer is System Owner | 4 |  | 2011141B | Heliodyne, Inc. | HELIOPAK | HPAK 016 1 410 G 80 ACD Z | Indirect Forced Circulation (IF) | 40.17 |  | 410 001 | Glycol | Advanced Controller with a Vacation or Holiday Mode | Solar Storage and Auxiliary Tanks are separate | 80 | 1 | 1 | 55 | Z09 | [18 empty] | Los Angeles | FALSE | 37.27 |  | 2011-06-01: 2017-03-17; 2011-08-03: 2017-03-30; 2011-09-20: 2017-05-31 | 2700 | 5218 | Up-front Payment
SCG-007714 | Low Income Single Family Residential | Domestic Hot Water | Gas | Southern California Gas Company | Incentive:Paid | 5166 | 36.9 |  | 1 | 140 |  | 140 |  | 2017-03-27 11:04 | 2017-06-08 | TITANIUM POWER INC | Retrofit | Pacoima | Los Angeles | 91331 | Host Customer is System Owner | 6 |  | 2011141B | Heliodyne, Inc. | HELIOPAK | HPAK 016 1 410 G 80 ACD Z | Indirect Forced Circulation (IF) | 40.17 |  | 410 001 | Glycol | Advanced Controller with a Vacation or Holiday Mode | Solar Storage and Auxiliary Tanks are separate | 80 | 1 | 1 | 75 | Z09 | [18 empty] | Los Angeles | FALSE | 37.27 |  | 2011-06-01: 2017-03-17; 2011-08-03: 2017-03-27; 2011-09-20: 2017-06-08 | 2689 | 5218 | Up-front Payment
SCG-007715 | Low Income Single Family Residential | Domestic Hot Water | Gas | Southern California Gas Company | Incentive:Canceled | 5166 | 36.9 |  | 1 | 140 |  | 140 |  | 2017-03-20 15:19 |  | TITANIUM POWER INC | Retrofit | Pacoima | Los Angeles | 91331 | Host Customer is System Owner | 7 |  | 2011141B | Heliodyne, Inc. | HELIOPAK | HPAK 016 1 410 G 80 ACD Z | Indirect Forced Circulation (IF) | 40.17 |  | 410 001 | Glycol | Advanced Controller with a Vacation or Holiday Mode | Solar Storage and Auxiliary Tanks are separate | 80 | 1 | 1 | 85 | Z09 | [18 empty] | Los Angeles | FALSE | 37.27 |  | 2011-06-01: 2017-03-17; 2011-06-21: 2017-08-07; 2011-08-03: 2017-03-20 | 2587 | 5218 | Up-front Payment
SCG-007716 | Low Income Single Family Residential | Domestic Hot Water | Gas | Southern California Gas Company | Incentive:Paid | 5166 | 36.9 |  | 1 | 140 |  | 140 |  | 2017-03-20 15:11 | 2017-05-31 | TITANIUM POWER INC | Retrofit | Pacoima | Los Angeles | 91331 | Host Customer is System Owner | 7 |  | 2011141B | Heliodyne, Inc. | HELIOPAK | HPAK 016 1 410 G 80 ACD Z | Indirect Forced Circulation (IF) | 40.17 |  | 410 001 | Glycol | Advanced Controller with a Vacation or Holiday Mode | Solar Storage and Auxiliary Tanks are separate | 80 | 1 | 1 | 85 | Z09 | [18 empty] | Los Angeles | FALSE | 37.27 |  | 2011-06-01: 2017-03-17; 2011-08-03: 2017-03-20; 2011-09-20: 2017-05-31 | 2700 | 5218 | Up-front Payment
SCG-007717 | Low Income Single Family Residential | Domestic Hot Water | Gas | Southern California Gas Company | Incentive:Canceled | 5166 | 36.9 |  | 1 | 140 |  | 140 |  | 2017-03-20 14:12 |  | TITANIUM POWER INC | Retrofit | Pacoima | Los Angeles | 91331 | Host Customer is System Owner | 8 |  | 2011141B | Heliodyne, Inc. | HELIOPAK | HPAK 016 1 410 G 80 ACD Z | Indirect Forced Circulation (IF) | 40.17 |  | 410 001 | Glycol | Advanced Controller with a Vacation or Holiday Mode | Solar Storage and Auxiliary Tanks are separate | 80 | 1 | 1 | 95 | Z09 | [18 empty] | Los Angeles | FALSE | 37.27 |  | 2011-06-01: 2017-03-17; 2011-06-21: 2017-06-13; 2011-08-03: 2017-03-20 | 2642 | 5218 | Up-front Payment
SCG-007718 | Low Income Single Family Residential | Domestic Hot Water | Gas | Southern California Gas Company | Incentive:Paid | 3284 | 36.9 |  | 1 | 89 |  | 89 |  | 2017-03-20 14:11 | 2017-07-07 | TITANIUM POWER INC | Retrofit | Pacoima | Los Angeles | 91331 | Host Customer is System Owner | 7 |  | 30004078 | GREENoneTEC Solarindustrie GmbH | Solpal Plus | Solpal Plus L-G | Direct Integral Collector Storage (DI) | 25.66 |  | Solpal Plus L |  |  | Solar Storage and Auxiliary Tanks are separate | 51 | 1 | 1 | 85 | Z09 | [18 empty] | Los Angeles | FALSE | 53.7 |  | 2011-06-01: 2017-03-17; 2011-08-03: 2017-03-20; 2011-09-20: 2017-07-07 | 2658 | 4779 | Up-front Payment
SCG-007719 | Low Income Single Family Residential | Domestic Hot Water | Gas | Southern California Gas Company | Incentive:Paid | 5166 | 36.9 |  | 1 | 140 |  | 140 |  | 2017-04-10 15:36 | 2017-06-28 | TITANIUM POWER INC | Retrofit | Pacoima | Los Angeles | 91331 | Host Customer is System Owner | 7 |  | 2011141B | Heliodyne, Inc. | HELIOPAK | HPAK 016 1 410 G 80 ACD Z | Indirect Forced Circulation (IF) | 40.17 |  | 410 001 | Glycol | Advanced Controller with a Vacation or Holiday Mode | Solar Storage and Auxiliary Tanks are separate | 80 | 1 | 1 | 85 | Z09 | [18 empty] | Los Angeles | FALSE | 37.27 |  | 2011-06-01: 2017-03-17; 2011-08-03: 2017-04-10; 2011-09-20: 2017-06-28 | 2664 | 5218 | Up-front Payment
SCG-007720 | Low Income Single Family Residential | Domestic Hot Water | Gas | Southern California Gas Company | Incentive:Paid | 5166 | 36.9 |  | 1 | 140 |  | 140 |  | 2017-03-20 14:10 | 2017-05-26 | TITANIUM POWER INC | Retrofit | Pacoima | Los Angeles | 91331 | Host Customer is System Owner | 6 |  | 2011141B | Heliodyne, Inc. | HELIOPAK | HPAK 016 1 410 G 80 ACD Z | Indirect Forced Circulation (IF) | 40.17 |  | 410 001 | Glycol | Advanced Controller with a Vacation or Holiday Mode | Solar Storage and Auxiliary Tanks are separate | 80 | 1 | 1 | 75 | Z09 | [18 empty] | Los Angeles | FALSE | 37.27 |  | 2011-06-01: 2017-03-17; 2011-08-03: 2017-03-20; 2011-09-20: 2017-05-26 | 2700 | 5218 | Up-front Payment
SCG-007721 | Low Income Single Family Residential | Domestic Hot Water | Gas | Southern California Gas Company | Incentive:Canceled | 5166 | 36.9 |  | 1 | 140 |  | 140 |  | 2017-03-20 15:21 |  | TITANIUM POWER INC | Retrofit | Pacoima | Los Angeles | 91331 | Host Customer is System Owner | 7 |  | 2011141B | Heliodyne, Inc. | HELIOPAK | HPAK 016 1 410 G 80 ACD Z | Indirect Forced Circulation (IF) | 40.17 |  | 410 001 | Glycol | Advanced Controller with a Vacation or Holiday Mode | Solar Storage and Auxiliary Tanks are separate | 80 | 1 | 1 | 85 | Z09 | [18 empty] | Los Angeles | FALSE | 37.27 |  | 2011-06-01: 2017-03-17; 2011-06-21: 2017-06-14; 2011-08-03: 2017-03-20 | 2642 | 5218 | Up-front Payment
SCG-007722 | Commercial/Multifamily Residential | Domestic Hot Water | Gas | Southern California Gas Company | Incentive:Canceled | 62952 | 20.19 |  | 1 | 3118 |  | 3118 |  | 2017-03-21 10:20 | 2017-04-11 | EVOLUTION ENERGY SOLUTIONS L L C | Retrofit | Inglewood | Los Angeles | 90301 | Host Customer is System Owner | [7 empty] | 819 | 40.95 |  | Drainback | Pressure Stagnation Protection (PSP) | Solar Storage and Auxiliary Tanks are separate |  | 1 | 1 | 1960 | Z08 | 49 | Units | Apartments/Condos | TRB-40 | 20 | 1 | 1100 | 1 | 240 | 2 | 400000 | TRUE | 140 | 140 |  | SunEarth - SETR A503 TTR U + VFS 10-200 |  | SunEarth - SETR A503 TTR U + VFS 10-200 | Inglewood | FALSE | 20.19 |  | 2011-06-01: 2017-03-20; 2011-06-23: 2017-03-21; 2011-07-01: 2017-04-11 | 2755 | 62952 | Up-front Payment
SCG-007723 | Low Income Single Family Residential | Domestic Hot Water | Gas | Southern California Gas Company | Incentive:Paid | 4723 | 36.9 |  | 1 | 128 |  | 128 |  | 2017-03-21 15:06 | 2017-07-31 | TITANIUM POWER INC | Retrofit | Pacoima | Los Angeles | 91331 | Host Customer is System Owner | 6 |  | 30004079 | GREENoneTEC Solarindustrie GmbH | Solpal Plus | Solpal Plus L-GT | Direct Integral Collector Storage (DI) | 25.66 |  | Solpal Plus L |  |  | Solar Storage with Tankless Auxiliary Water Heater | 51 | 1 | 1 | 75 | Z09 | [18 empty] | Los Angeles | FALSE | 37.18 |  | 2011-06-01: 2017-03-20; 2011-08-03: 2017-03-21; 2011-09-20: 2017-07-31 | 2626 | 4759 | Up-front Payment
SCG-007724 | Low Income Single Family Residential | Domestic Hot Water | Gas | Southern California Gas Company | Incentive:Canceled | 3284 | 36.9 |  | 1 | 89 |  | 89 |  | 2017-03-21 15:05 |  | TITANIUM POWER INC | Retrofit | Pacoima | Los Angeles | 91331 | Host Customer is System Owner | 6 |  | 30004078 | GREENoneTEC Solarindustrie GmbH | Solpal Plus | Solpal Plus L-G | Direct Integral Collector Storage (DI) | 25.66 |  | Solpal Plus L |  |  | Solar Storage and Auxiliary Tanks are separate | 51 | 1 | 1 | 75 | Z09 | [18 empty] | Los Angeles | FALSE | 53.47 |  | 2011-06-01: 2017-03-20; 2011-06-21: 2017-06-14; 2011-08-03: 2017-03-21 | 2642 | 4759 | Up-front Payment
SCG-007725 | Low Income Single Family Residential | Domestic Hot Water | Gas | Southern California Gas Company | Incentive:Paid | 5166 | 36.9 |  | 1 | 140 |  | 140 |  | 2017-03-21 15:04 | 2017-05-26 | TITANIUM POWER INC | Retrofit | Pacoima | Los Angeles | 91331 | Host Customer is System Owner | 7 |  | 2011141B | Heliodyne, Inc. | HELIOPAK | HPAK 016 1 410 G 80 ACD Z | Indirect Forced Circulation (IF) | 40.17 |  | 410 001 | Glycol | Advanced Controller with a Vacation or Holiday Mode | Solar Storage and Auxiliary Tanks are separate | 80 | 1 | 1 | 85 | Z09 | [18 empty] | Los Angeles | FALSE | 37.27 |  | 2011-06-01: 2017-03-20; 2011-08-03: 2017-03-21; 2011-09-20: 2017-05-26 | 2700 | 5218 | Up-front Payment
SCG-007726 | Low Income Single Family Residential | Domestic Hot Water | Gas | Southern California Gas Company | Incentive:Canceled | 4723 | 36.9 |  | 1 | 128 |  | 128 |  | 2017-03-21 15:01 |  | TITANIUM POWER INC | Retrofit | Pacoima | Los Angeles | 91331 | Host Customer is System Owner | 5 |  | 30004079 | GREENoneTEC Solarindustrie GmbH | Solpal Plus | Solpal Plus L-GT | Direct Integral Collector Storage (DI) | 25.66 |  | Solpal Plus L |  |  | Solar Storage with Tankless Auxiliary Water Heater | 51 | 1 | 1 | 65 | Z09 | [18 empty] | Los Angeles | FALSE | 37.18 |  | 2011-06-01: 2017-03-20; 2011-06-21: 2017-06-14; 2011-08-03: 2017-03-21 | 2642 | 4759 | Up-front Payment
SCG-007727 | Low Income Single Family Residential | Domestic Hot Water | Gas | Southern California Gas Company | Incentive:Paid | 5166 | 36.9 |  | 1 | 140 |  | 140 |  | 2017-03-21 15:00 | 2017-05-26 | TITANIUM POWER INC | Retrofit | Pacoima | Los Angeles | 91331 | Host Customer is System Owner | 7 |  | 2011141B | Heliodyne, Inc. | HELIOPAK | HPAK 016 1 410 G 80 ACD Z | Indirect Forced Circulation (IF) | 40.17 |  | 410 001 | Glycol | Advanced Controller with a Vacation or Holiday Mode | Solar Storage and Auxiliary Tanks are separate | 80 | 1 | 1 | 85 | Z09 | [18 empty] | Los Angeles | FALSE | 37.27 |  | 2011-06-01: 2017-03-20; 2011-08-03: 2017-03-21; 2011-09-20: 2017-05-26 | 2700 | 5218 | Up-front Payment
SCG-007728 | Multifamily Residential - Disadvantaged Community | Domestic Hot Water | Gas | Southern California Gas Company | Incentive:Paid | 42278 | 20.19 |  | 1 | 2094 |  | 2094 |  | 2017-03-21 10:26 | 2017-04-13 | EVOLUTION ENERGY SOLUTIONS L L C | Retrofit | Bell Gardens | Los Angeles | 90201 | Host Customer is System Owner | [7 empty] | 532.35 | 40.95 |  | Drainback | Pressure Stagnation Protection (PSP) | Solar Storage and Auxiliary Tanks are separate |  | 1 | 1 | 1240 | Z08 | 31 | Units | Apartments/Condos | TRB-40 | 13 | 1 | 1000 | 1 | 300 | 1 | 300000 | TRUE | 140 | 140 |  | SunEarth - SETR A503 TTR U + VFS 10-200 |  | SunEarth - SETR A503 TTR U + VFS 10-200 | Bell Gardens | FALSE | 20.19 |  | 2017-03-20 |  | 2017-03-21 | 2017-04-13 | 2017-11-20 | 2018-01-04 | 2482 | 42278 | Up-front Payment
SCG-007729 | Low Income Single Family Residential | Domestic Hot Water | Gas | Southern California Gas Company | Incentive:Canceled | 5166 | 36.9 |  | 1 | 140 |  | 140 |  | 2017-03-21 14:59 |  | TITANIUM POWER INC | Retrofit | Pacoima | Los Angeles | 91331 | Host Customer is System Owner | 7 |  | 2011141B | Heliodyne, Inc. | HELIOPAK | HPAK 016 1 410 G 80 ACD Z | Indirect Forced Circulation (IF) | 40.17 |  | 410 001 | Glycol | Advanced Controller with a Vacation or Holiday Mode | Solar Storage and Auxiliary Tanks are separate | 80 | 1 | 1 | 85 | Z09 | [18 empty] | Los Angeles | FALSE | 37.27 |  | 2011-06-01: 2017-03-20; 2011-06-21: 2017-06-14; 2011-08-03: 2017-03-21 | 2642 | 5218 | Up-front Payment
SCG-007730 | Low Income Single Family Residential | Domestic Hot Water | Gas | Southern California Gas Company | Incentive:Paid | 4723 | 36.9 |  | 1 | 128 |  | 128 |  | 2017-03-21 15:03 | 2017-07-31 | TITANIUM POWER INC | Retrofit | Pacoima | Los Angeles | 91331 | Host Customer is System Owner | 6 |  | 30004079 | GREENoneTEC Solarindustrie GmbH | Solpal Plus | Solpal Plus L-GT | Direct Integral Collector Storage (DI) | 25.66 |  | Solpal Plus L |  |  | Solar Storage with Tankless Auxiliary Water Heater | 51 | 1 | 1 | 75 | Z09 | [18 empty] | Los Angeles | FALSE | 37.18 |  | 2011-06-01: 2017-03-20; 2011-08-03: 2017-03-21; 2011-09-20: 2017-07-31 | 2626 | 4759 | Up-front Payment
SCG-007731 | Low Income Single Family Residential | Domestic Hot Water | Gas | Southern California Gas Company | Incentive:Paid | 5166 | 36.9 |  | 1 | 140 |  | 140 |  | 2017-03-21 15:02 | 2017-05-24 | TITANIUM POWER INC | Retrofit | Pacoima | Los Angeles | 91331 | Host Customer is System Owner | 7 |  | 2011141B | Heliodyne, Inc. | HELIOPAK | HPAK 016 1 410 G 80 ACD Z | Indirect Forced Circulation (IF) | 40.17 |  | 410 001 | Glycol | Advanced Controller with a Vacation or Holiday Mode | Solar Storage and Auxiliary Tanks are separate | 80 | 1 | 1 | 85 | Z09 | [18 empty] | Los Angeles | FALSE | 37.27 |  | 2011-06-01: 2017-03-20; 2011-08-03: 2017-03-21; 2011-09-20: 2017-05-24 | 2705 | 5218 | Up-front Payment
SCG-007732 | Low Income Single Family Residential | Domestic Hot Water | Gas | Southern California Gas Company | Incentive:Paid | 4723 | 36.9 |  | 1 | 128 |  | 128 |  | 2017-03-22 11:53 | 2017-07-31 | TITANIUM POWER INC | Retrofit | Pacoima | Los Angeles | 91331 | Host Customer is System Owner | 7 |  | 30004079 | GREENoneTEC Solarindustrie GmbH | Solpal Plus | Solpal Plus L-GT | Direct Integral Collector Storage (DI) | 25.66 |  | Solpal Plus L |  |  | Solar Storage with Tankless Auxiliary Water Heater | 51 | 1 | 1 | 85 | Z09 | [18 empty] | Los Angeles | FALSE | 37.34 |  | 2011-06-01: 2017-03-20; 2011-08-03: 2017-03-22; 2011-09-20: 2017-07-31 | 2626 | 4779 | Up-front Payment
SCG-007734 | Low Income Single Family Residential | Domestic Hot Water | Gas | Southern California Gas Company | Incentive:Paid | 4723 | 36.9 |  | 1 | 128 |  | 128 |  | 2017-03-22 11:51 | 2017-07-28 | TITANIUM POWER INC | Retrofit | Pacoima | Los Angeles | 91331 | Host Customer is System Owner | 6 |  | 30004079 | GREENoneTEC Solarindustrie GmbH | Solpal Plus | Solpal Plus L-GT | Direct Integral Collector Storage (DI) | 25.66 |  | Solpal Plus L |  |  | Solar Storage with Tankless Auxiliary Water Heater | 51 | 1 | 1 | 75 | Z09 | [18 empty] | Los Angeles | FALSE | 37.34 |  | 2011-06-01: 2017-03-20; 2011-08-03: 2017-03-22; 2011-09-20: 2017-07-28 | 2626 | 4779 | Up-front Payment
SCG-007735 | Low Income Single Family Residential | Domestic Hot Water | Gas | Southern California Gas Company | Incentive:Paid | 5166 | 36.9 |  | 1 | 140 |  | 140 |  | 2017-03-22 11:55 | 2017-06-08 | TITANIUM POWER INC | Retrofit | Pacoima | Los Angeles | 91331 | Host Customer is System Owner | 8 |  | 2011141B | Heliodyne, Inc. | HELIOPAK | HPAK 016 1 410 G 80 ACD Z | Indirect Forced Circulation (IF) | 40.17 |  | 410 001 | Glycol | Advanced Controller with a Vacation or Holiday Mode | Solar Storage and Auxiliary Tanks are separate | 80 | 1 | 1 | 95 | Z09 | [18 empty] | Los Angeles | FALSE | 37.27 |  | 2011-06-01: 2017-03-20; 2011-08-03: 2017-03-22; 2011-09-20: 2017-06-08 | 2685 | 5218 | Up-front Payment
SCG-007736 | Low Income Single Family Residential | Domestic Hot Water | Gas | Southern California Gas Company | Incentive:Paid | 4723 | 36.9 |  | 1 | 128 |  | 128 |  | 2017-03-22 11:56 | 2017-07-28 | TITANIUM POWER INC | Retrofit | Pacoima | Los Angeles | 91331 | Host Customer is System Owner | 7 |  | 30004079 | GREENoneTEC Solarindustrie GmbH | Solpal Plus | Solpal Plus L-GT | Direct Integral Collector Storage (DI) | 25.66 |  | Solpal Plus L |  |  | Solar Storage with Tankless Auxiliary Water Heater | 51 | 1 | 1 | 85 | Z09 | [18 empty] | Los Angeles | FALSE | 37.34 |  | 2011-06-01: 2017-03-20; 2011-08-03: 2017-03-22; 2011-09-20: 2017-07-28 | 2626 | 4779 | Up-front Payment
SCG-007737 | Commercial/Multifamily Residential | Domestic Hot Water | Gas | Southern California Gas Company | Incentive:Paid | 31920 | 20.19 |  | 1 | 1581 |  | 1581 |  | 2017-03-30 07:24 | 2017-03-31 | EVOLUTION ENERGY SOLUTIONS L L C | Retrofit | Los Angeles | Los Angeles | 90005 | Host Customer is System Owner | [7 empty] | 450.45 | 40.95 |  | Drainback | Pressure Stagnation Protection (PSP) | Solar Storage and Auxiliary Tanks are separate |  | 1 | 1 | 840 | Z09 | 20 | Units | Apartments/Condos | TRB-40 | 11 | 1 | 800 | 1 | 100 | 2 | 85000 | TRUE | 140 | 140 |  |  |  |  | Los Angeles | FALSE | 20.19 |  | 2017-03-21 |  | 2017-03-30 | 2017-03-31 | 2017-08-31 | 2017-09-20 | 2585 | 31920 | Up-front Payment
SCG-007738 | Low Income Single Family Residential | Domestic Hot Water | Gas | Southern California Gas Company | Incentive:Canceled | 5166 | 36.9 |  | 1 | 140 |  | 140 |  | 2017-03-23 15:31 |  | TITANIUM POWER INC | Retrofit | Pacoima | Los Angeles | 91331 | Host Customer is System Owner | 7 |  | 2011141B | Heliodyne, Inc. | HELIOPAK | HPAK 016 1 410 G 80 ACD Z | Indirect Forced Circulation (IF) | 40.17 |  | 410 001 | Glycol | Advanced Controller with a Vacation or Holiday Mode | Solar Storage and Auxiliary Tanks are separate | 80 | 1 | 1 | 85 | Z09 | [18 empty] | Los Angeles | FALSE | 37.27 |  | 2011-06-01: 2017-03-21; 2011-06-21: 2017-06-15; 2011-08-03: 2017-03-23 | 2641 | 5218 | Up-front Payment
SCG-007739 | Low Income Single Family Residential | Domestic Hot Water | Gas | Southern California Gas Company | Incentive:Canceled | 4723 | 36.9 |  | 1 | 128 |  | 128 |  | 2017-03-23 15:32 |  | TITANIUM POWER INC | Retrofit | Pacoima | Los Angeles | 91331 | Host Customer is System Owner | 7 |  | 30004079 | GREENoneTEC Solarindustrie GmbH | Solpal Plus | Solpal Plus L-GT | Direct Integral Collector Storage (DI) | 25.66 |  | Solpal Plus L |  |  | Solar Storage with Tankless Auxiliary Water Heater | 51 | 1 | 1 | 85 | Z09 | [18 empty] | Los Angeles | FALSE | 37.18 |  | 2011-06-01: 2017-03-21; 2011-06-21: 2017-06-15; 2011-08-03: 2017-03-23 | 2641 | 4759 | Up-front Payment
SCG-007741 | Single Family Residential | Domestic Hot Water | Gas | Southern California Gas Company | Incentive:Paid | 3782 | 29.85 |  | 1 | 162 |  | 127 |  | 2017-06-08 12:46 | 2017-06-14 | SOL RELIABLE INC | Retrofit | Los Angeles | Los Angeles | 90065 | Host Customer is System Owner | 3 |  | 2009036H | Heliodyne, Inc. | HELIOPAK | HPAK 016 2 406 G 80 ACD Z | Indirect Forced Circulation (IF) | 53.88 |  | 406 001 | Forced Circulation |  | Solar Storage and Auxiliary Tanks are separate | 80 | 0.92 | 0.85 | 45 | Z09 | [18 empty] | LADBS | FALSE | 92.59 |  | 2011-06-01: 2017-03-21; 2011-08-03: 2017-06-08; 2011-09-20: 2017-06-14 | 2683 | 15000 | Up-front Payment
SCG-007743 | Low Income Single Family Residential | Domestic Hot Water | Gas | Southern California Gas Company | Incentive:Canceled | 5166 | 36.9 |  | 1 | 140 |  | 140 |  | 2017-03-23 15:29 |  | TITANIUM POWER INC | Retrofit | Pacoima | Los Angeles | 91331 | Host Customer is System Owner | 6 |  | 2011141B | Heliodyne, Inc. | HELIOPAK | HPAK 016 1 410 G 80 ACD Z | Indirect Forced Circulation (IF) | 40.17 |  | 410 001 | Glycol | Advanced Controller with a Vacation or Holiday Mode | Solar Storage and Auxiliary Tanks are separate | 80 | 1 | 1 | 75 | Z09 | [18 empty] | Los Angeles | FALSE | 37.27 |  | 2011-06-01: 2017-03-21; 2011-06-21: 2017-06-15; 2011-08-03: 2017-03-23 | 2641 | 5218 | Up-front Payment
SCG-007744 | Low Income Single Family Residential | Domestic Hot Water | Gas | Southern California Gas Company | Incentive:Canceled | 3284 | 36.9 |  | 1 | 89 |  | 89 |  | 2017-03-22 11:50 |  | TITANIUM POWER INC | Retrofit | Pacoima | Los Angeles | 91331 | Host Customer is System Owner | 7 |  | 30004078 | GREENoneTEC Solarindustrie GmbH | Solpal Plus | Solpal Plus L-G | Direct Integral Collector Storage (DI) | 25.66 |  | Solpal Plus L |  |  | Solar Storage and Auxiliary Tanks are separate | 51 | 1 | 1 | 85 | Z09 | [18 empty] | Los Angeles | FALSE | 53.7 |  | 2011-06-01: 2017-03-21; 2011-06-21: 2017-06-15; 2011-08-03: 2017-03-22 | 2642 | 4779 | Up-front Payment
SCG-007745 | Commercial/Multifamily Residential | Domestic Hot Water | Gas | Southern California Gas Company | Incentive:Paid | 31052 | 20.19 |  | 1 | 1538 |  | 1538 |  | 2017-04-07 13:54 | 2017-04-13 | ENVIRONMENTAL SOLAR DESIGN INC | Retrofit | Burbank | Burbank | 91501 | Host Customer is System Owner | [7 empty] | 491.4 | 40.95 |  | Glycol | Advanced Controller with a Vacation or Holiday Mode | Solar Storage and Auxiliary Tanks are separate |  | 1 | 1 | 840 | Z09 | 20 | Units | Apartments/Condos | TRB-40 | 12 | 1 | 860 | 1 | 200 | 2 | 398000 | TRUE | 125 | 145 |  | SunEarth - SETR0603mcU + VFS 10-200 |  | SunEarth - SETR0603mcU + VFS 10-200 | City of Burbank | FALSE | 31.78 |  | 2017-03-21 |  | 2017-04-07 | 2017-04-13 | 2017-04-17 | 2017-04-21 | 2728 | 48880 | Up-front Payment
SCG-007747 | Low Income Single Family Residential | Domestic Hot Water | Gas | Southern California Gas Company | Incentive:Paid | 5166 | 36.9 |  | 1 | 140 |  | 140 |  | 2017-03-23 11:50 | 2017-06-08 | TITANIUM POWER INC | Retrofit | Pacoima | Los Angeles | 91331 | Host Customer is System Owner | 7 |  | 2011141B | Heliodyne, Inc. | HELIOPAK | HPAK 016 1 410 G 80 ACD Z | Indirect Forced Circulation (IF) | 40.17 |  | 410 001 | Glycol | Advanced Controller with a Vacation or Holiday Mode | Solar Storage and Auxiliary Tanks are separate | 80 | 1 | 1 | 85 | Z09 | [18 empty] | Los Angeles | FALSE | 37.27 |  | 2011-06-01: 2017-03-21; 2011-08-03: 2017-03-23; 2011-09-20: 2017-06-08 | 2685 | 5218 | Up-front Payment
SCG-007748 | Low Income Single Family Residential | Domestic Hot Water | Gas | Southern California Gas Company | Incentive:Canceled | 5166 | 36.9 |  | 1 | 140 |  | 140 |  | 2017-03-23 11:52 |  | TITANIUM POWER INC | Retrofit | Pacoima | Los Angeles | 91331 | Host Customer is System Owner | 6 |  | 2011141B | Heliodyne, Inc. | HELIOPAK | HPAK 016 1 410 G 80 ACD Z | Indirect Forced Circulation (IF) | 40.17 |  | 410 001 | Glycol | Advanced Controller with a Vacation or Holiday Mode | Solar Storage and Auxiliary Tanks are separate | 80 | 1 | 1 | 75 | Z09 | [18 empty] | Los Angeles | FALSE | 37.27 |  | 2011-06-01: 2017-03-21; 2011-06-21: 2017-06-15; 2011-08-03: 2017-03-23 | 2642 | 5218 | Up-front Payment
SCG-007749 | Low Income Single Family Residential | Domestic Hot Water | Gas | Southern California Gas Company | Incentive:Paid | 4723 | 36.9 |  | 1 | 128 |  | 128 |  | 2017-03-27 13:20 | 2017-07-31 | TITANIUM POWER INC | Retrofit | Pacoima | Los Angeles | 91331 | Host Customer is System Owner | 7 |  | 30004079 | GREENoneTEC Solarindustrie GmbH | Solpal Plus | Solpal Plus L-GT | Direct Integral Collector Storage (DI) | 25.66 |  | Solpal Plus L |  |  | Solar Storage with Tankless Auxiliary Water Heater | 51 | 1 | 1 | 85 | Z09 | [18 empty] | Los Angeles | FALSE | 37.18 |  | 2011-06-01: 2017-03-21; 2011-08-03: 2017-03-27; 2011-09-20: 2017-07-31 | 2626 | 4759 | Up-front Payment
SCG-007750 | Low Income Single Family Residential | Domestic Hot Water | Gas | Southern California Gas Company | Incentive:Paid | 5166 | 36.9 |  | 1 | 140 |  | 140 |  | 2017-03-23 11:53 | 2017-06-08 | TITANIUM POWER INC | Retrofit | Pacoima | Los Angeles | 91331 | Host Customer is System Owner | 6 |  | 2011141B | Heliodyne, Inc. | HELIOPAK | HPAK 016 1 410 G 80 ACD Z | Indirect Forced Circulation (IF) | 40.17 |  | 410 001 | Glycol | Advanced Controller with a Vacation or Holiday Mode | Solar Storage and Auxiliary Tanks are separate | 80 | 1 | 1 | 75 | Z09 | [18 empty] | Los Angeles | FALSE | 37.27 |  | 2011-06-01: 2017-03-21; 2011-08-03: 2017-03-23; 2011-09-20: 2017-06-08 | 2683 | 5218 | Up-front Payment
SCG-007751 | Low Income Single Family Residential | Domestic Hot Water | Gas | Southern California Gas Company | Incentive:Canceled | 5166 | 36.9 |  | 1 | 140 |  | 140 |  | 2017-03-23 11:54 |  | TITANIUM POWER INC | Retrofit | Pacoima | Los Angeles | 91331 | Host Customer is System Owner | 4 |  | 2011141B | Heliodyne, Inc. | HELIOPAK | HPAK 016 1 410 G 80 ACD Z | Indirect Forced Circulation (IF) | 40.17 |  | 410 001 | Glycol | Advanced Controller with a Vacation or Holiday Mode | Solar Storage and Auxiliary Tanks are separate | 80 | 1 | 1 | 55 | Z09 | [18 empty] | Los Angeles | FALSE | 37.27 |  | 2011-06-01: 2017-03-21; 2011-06-21: 2017-06-15; 2011-08-03: 2017-03-23 | 2642 | 5218 | Up-front Payment
SCG-007753 | Low Income Single Family Residential | Domestic Hot Water | Gas | Southern California Gas Company | Incentive:Paid | 5166 | 36.9 |  | 1 | 140 |  | 140 |  | 2017-03-23 15:22 | 2017-06-08 | TITANIUM POWER INC | Retrofit | Pacoima | Los Angeles | 91331 | Owner/Tenant | 6 |  | 2011141B | Heliodyne, Inc. | HELIOPAK | HPAK 016 1 410 G 80 ACD Z | Indirect Forced Circulation (IF) | 40.17 |  | 410 001 | Glycol | Advanced Controller with a Vacation or Holiday Mode | Solar Storage and Auxiliary Tanks are separate | 80 | 1 | 1 | 75 | Z09 | [18 empty] | Los Angeles | FALSE | 37.27 |  | 2011-06-01: 2017-03-22; 2011-08-03: 2017-03-23; 2011-09-20: 2017-06-08 | 2685 | 5218 | Up-front Payment
SCG-007755 | Low Income Single Family Residential | Domestic Hot Water | Gas | Southern California Gas Company | Incentive:Canceled | 5166 | 36.9 |  | 1 | 140 |  | 140 |  | 2017-03-23 15:26 |  | TITANIUM POWER INC | Retrofit | Pacoima | Los Angeles | 91331 | Host Customer is System Owner | 7 |  | 2011141B | Heliodyne, Inc. | HELIOPAK | HPAK 016 1 410 G 80 ACD Z | Indirect Forced Circulation (IF) | 40.17 |  | 410 001 | Glycol | Advanced Controller with a Vacation or Holiday Mode | Solar Storage and Auxiliary Tanks are separate | 80 | 1 | 1 | 85 | Z09 | [18 empty] | Los Angeles | FALSE | 37.27 |  | 2011-06-01: 2017-03-22; 2011-06-21: 2017-06-15; 2011-08-03: 2017-03-23 | 2641 | 5218 | Up-front Payment
SCG-007756 | Commercial/Multifamily Residential | Domestic Hot Water | Gas | Southern California Gas Company | Reservation:Canceled | 48315 | 17.16 |  | 2 | 2393 |  | 2393 |  |  |  |  | Retrofit | Cypress | Orange | 90630 | Host Customer is System Owner | [7 empty] | 614.25 | 40.95 |  | Drainback | Advanced Controller with a Vacation or Holiday Mode | Solar Storage and Auxiliary Tanks are separate |  | 1 | 1 | 1600 | Z08 | 40 | Units | Apartments/Condos | TRB-40 | 15 | 1 | 800 | 1 | 200 | 2 | 200000 | TRUE | 140 | 140 | [5 empty] | FALSE | 27.63 |  | 2011-06-01: 2017-03-22 | 2775 | 66122 | Up-front Payment
SCG-007757 | Low Income Single Family Residential | Domestic Hot Water | Gas | Southern California Gas Company | Incentive:Canceled | 4723 | 36.9 |  | 1 | 128 |  | 128 |  | 2017-03-23 15:27 |  | TITANIUM POWER INC | Retrofit | Pacoima | Los Angeles | 91331 | Host Customer is System Owner | 7 |  | 30004079 | GREENoneTEC Solarindustrie GmbH | Solpal Plus | Solpal Plus L-GT | Direct Integral Collector Storage (DI) | 25.66 |  | Solpal Plus L |  |  | Solar Storage with Tankless Auxiliary Water Heater | 51 | 1 | 1 | 85 | Z09 | [18 empty] | Los Angeles | FALSE | 37.18 |  | 2011-06-01: 2017-03-22; 2011-06-21: 2017-06-15; 2011-08-03: 2017-03-23 | 2641 | 4759 | Up-front Payment
SCG-007758 | Low Income Single Family Residential | Domestic Hot Water | Gas | Southern California Gas Company | Incentive:Canceled | 5166 | 36.9 |  | 1 | 140 |  | 140 |  | 2017-03-23 15:28 |  | TITANIUM POWER INC | Retrofit | Pacoima | Los Angeles | 91331 | Host Customer is System Owner | 6 |  | 2011141B | Heliodyne, Inc. | HELIOPAK | HPAK 016 1 410 G 80 ACD Z | Indirect Forced Circulation (IF) | 40.17 |  | 410 001 | Glycol | Advanced Controller with a Vacation or Holiday Mode | Solar Storage and Auxiliary Tanks are separate | 80 | 1 | 1 | 75 | Z09 | [18 empty] | Los Angeles | FALSE | 37.27 |  | 2011-06-01: 2017-03-22; 2011-06-21: 2017-06-15; 2011-08-03: 2017-03-23 | 2641 | 5218 | Up-front Payment
SCG-007759 | Commercial/Multifamily Residential | Domestic Hot Water | Gas | Southern California Gas Company | Incentive:Paid | 66122 | 20.19 |  | 1 | 3275 |  | 3275 |  | 2017-04-05 10:07 | 2017-04-11 | EVOLUTION ENERGY SOLUTIONS L L C | Retrofit | Cypress | Orange | 90630 | Host Customer is System Owner | [7 empty] | 982.8 | 40.95 |  | Drainback | Advanced Controller with a Vacation or Holiday Mode | Solar Storage and Auxiliary Tanks are separate |  | 1 | 1 | 1600 | Z08 | 40 | Units | Apartments/Condos | TRB-40 | 24 | 1 | 1600 | 2 | 240 | 2 | 400000 | TRUE | 140 | 140 |  | SunEarth - SETR A503 TTR U + VFS 10-200 |  | SunEarth - SETR A503 TTR U + VFS 10-200 | Cypress | FALSE | 20.19 |  | 2017-03-22 |  | 2017-04-05 | 2017-04-11 | 2017-09-08 | 2017-09-08 | 2554 | 66122 | Up-front Payment
SCG-007760 | Low Income Single Family Residential | Domestic Hot Water | Gas | Southern California Gas Company | Incentive:Canceled | 4723 | 36.9 |  | 1 | 128 |  | 128 |  | 2017-03-23 15:30 |  | TITANIUM POWER INC | Retrofit | Pacoima | Los Angeles | 91331 | Host Customer is System Owner | 5 |  | 30004079 | GREENoneTEC Solarindustrie GmbH | Solpal Plus | Solpal Plus L-GT | Direct Integral Collector Storage (DI) | 25.66 |  | Solpal Plus L |  |  | Solar Storage with Tankless Auxiliary Water Heater | 51 | 1 | 1 | 65 | Z09 | [18 empty] | Los Angeles | FALSE | 37.18 |  | 2011-06-01: 2017-03-22; 2011-06-21: 2017-06-15; 2011-08-03: 2017-03-23 | 2641 | 4759 | Up-front Payment
SCG-007761 | Low Income Single Family Residential | Domestic Hot Water | Gas | Southern California Gas Company | Incentive:Canceled | 4723 | 36.9 |  | 1 | 128 |  | 128 |  | 2017-03-24 13:37 |  | TITANIUM POWER INC | Retrofit | Pacoima | Los Angeles | 91331 | Host Customer is System Owner | 6 |  | 30004079 | GREENoneTEC Solarindustrie GmbH | Solpal Plus | Solpal Plus L-GT | Direct Integral Collector Storage (DI) | 25.66 |  | Solpal Plus L |  |  | Solar Storage with Tankless Auxiliary Water Heater | 51 | 1 | 1 | 75 | Z09 | [18 empty] | Los Angeles | FALSE | 37.34 |  | 2011-06-01: 2017-03-22; 2011-06-21: 2017-06-15; 2011-08-03: 2017-03-24 | 2641 | 4779 | Up-front Payment
SCG-007762 | Low Income Single Family Residential | Domestic Hot Water | Gas | Southern California Gas Company | Incentive:Paid | 4723 | 36.9 |  | 1 | 128 |  | 128 |  | 2017-03-23 15:33 | 2017-07-28 | TITANIUM POWER INC | Retrofit | Pacoima | Los Angeles | 91331 | Host Customer is System Owner | 5 |  | 30004079 | GREENoneTEC Solarindustrie GmbH | Solpal Plus | Solpal Plus L-GT | Direct Integral Collector Storage (DI) | 25.66 |  | Solpal Plus L |  |  | Solar Storage with Tankless Auxiliary Water Heater | 51 | 1 | 1 | 65 | Z09 | [18 empty] | Los Angeles | FALSE | 37.18 |  | 2011-06-01: 2017-03-22; 2011-08-03: 2017-03-23; 2011-09-20: 2017-07-28 | 2626 | 4759 | Up-front Payment
SCG-007763 | Low Income Single Family Residential | Domestic Hot Water | Gas | Southern California Gas Company | Incentive:Paid | 5166 | 36.9 |  | 1 | 140 |  | 140 |  | 2017-03-24 13:38 | 2017-06-08 | TITANIUM POWER INC | Retrofit | Pacoima | Los Angeles | 91331 | Host Customer is System Owner | 6 |  | 2011141B | Heliodyne, Inc. | HELIOPAK | HPAK 016 1 410 G 80 ACD Z | Indirect Forced Circulation (IF) | 40.17 |  | 410 001 | Glycol | Advanced Controller with a Vacation or Holiday Mode | Solar Storage and Auxiliary Tanks are separate | 80 | 1 | 1 | 75 | Z09 | [18 empty] | Los Angeles | FALSE | 37.27 |  | 2011-06-01: 2017-03-22; 2011-08-03: 2017-03-24; 2011-09-20: 2017-06-08 | 2685 | 5218 | Up-front Payment
SCG-007764 | Low Income Single Family Residential | Domestic Hot Water | Gas | Southern California Gas Company | Incentive:Canceled | 4723 | 36.9 |  | 1 | 128 |  | 128 |  | 2017-03-24 13:40 |  | TITANIUM POWER INC | Retrofit | Pacoima | Los Angeles | 91331 | Host Customer is System Owner | 4 |  | 30004079 | GREENoneTEC Solarindustrie GmbH | Solpal Plus | Solpal Plus L-GT | Direct Integral Collector Storage (DI) | 25.66 |  | Solpal Plus L | Glycol | Advanced Controller with a Vacation or Holiday Mode | Solar Storage with Tankless Auxiliary Water Heater | 51 | 1 | 1 | 55 | Z09 | [18 empty] | Los Angeles | FALSE | 37.34 |  | 2011-06-01: 2017-03-22; 2011-06-21: 2017-06-15; 2011-08-03: 2017-03-24 | 2641 | 4779 | Up-front Payment
PGE-007765 | Single Family Residential | Domestic Hot Water | Gas | Pacific Gas and Electric | Incentive:Paid | 3522 | 29.85 |  | 1 | 118 |  | 118 |  | 2017-03-29 14:31 | 2017-04-12 | ACR SOLAR INTERNATIONAL CORP | Retrofit | ROCKLIN | Placer | 95677 | Host Customer is System Owner | 4 |  | 2001019B | ACR Solar International | SKYLINE SYSTEM 5 | 200153C80EX2TG | Indirect Forced Circulation (IF) | 60.97 |  | 20-01 | Glycol | Advanced Controller with a Vacation or Holiday Mode | Solar Storage and Auxiliary Tanks are separate | 80 | 1 | 1 | 55 | Z11 | [18 empty] | Rocklin | FALSE | 56.78 |  | 2017-03-22 | 2017-04-04 |  |  | 2017-03-29 | 2017-04-12 | 2732 | 6700 | Up-front Payment
SCG-007766 | Low Income Single Family Residential | Domestic Hot Water | Gas | Southern California Gas Company | Incentive:Paid | 5166 | 36.9 |  | 1 | 140 |  | 140 |  | 2017-03-24 13:43 | 2017-06-08 | TITANIUM POWER INC | Retrofit | Pacoima | Los Angeles | 91331 | Host Customer is System Owner | 7 |  | 2011141B | Heliodyne, Inc. | HELIOPAK | HPAK 016 1 410 G 80 ACD Z | Indirect Forced Circulation (IF) | 40.17 |  | 410 001 | Glycol | Advanced Controller with a Vacation or Holiday Mode | Solar Storage and Auxiliary Tanks are separate | 80 | 1 | 1 | 85 | Z09 | [18 empty] | Los Angeles | FALSE | 37.27 |  | 2011-06-01: 2017-03-22; 2011-08-03: 2017-03-24; 2011-09-20: 2017-06-08 | 2689 | 5218 | Up-front Payment
SCG-007767 | Low Income Single Family Residential | Domestic Hot Water | Gas | Southern California Gas Company | Incentive:Paid | 5166 | 36.9 |  | 1 | 140 |  | 140 |  | 2017-03-24 13:41 | 2017-06-08 | TITANIUM POWER INC | Retrofit | Pacoima | Los Angeles | 91331 | Host Customer is System Owner | 7 |  | 2011141B | Heliodyne, Inc. | HELIOPAK | HPAK 016 1 410 G 80 ACD Z | Indirect Forced Circulation (IF) | 40.17 |  | 410 001 | Glycol | Advanced Controller with a Vacation or Holiday Mode | Solar Storage and Auxiliary Tanks are separate | 80 | 1 | 1 | 85 | Z09 | [18 empty] | Los Angeles | FALSE | 37.27 |  | 2011-06-01: 2017-03-22; 2011-08-03: 2017-03-24; 2011-09-20: 2017-06-08 | 2685 | 5218 | Up-front Payment
PGE-007768 | Low Income Multifamily Residential | Domestic Hot Water | Gas | Pacific Gas and Electric | Incentive:Paid | 193072 | 24.89 |  | 1 | 7757 |  | 7757 |  | 2018-05-18 14:58 | 2018-05-30 | SOLARIX SYSTEMS | New Construction | San Francisco | San Francisco | 94158 | Host Customer is System Owner | [7 empty] | 2329.86 | 40.17 |  | Glycol | Pressure Stagnation Protection (PSP) | Solar Storage and Auxiliary Tanks are separate |  | 1 | 1 | 5291 | Z03 | 143 | Units | Apartments/Condos | 2010115A | 58 | 1 | 3640 | 2 | 675 | 1 | 3000000 | TRUE | 130 | 120 |  | Heliodyne - Delta-T Pro Ethernet |  | Heliodyne - Delta-T Pro Ethernet | City of San Francisco | FALSE | 50.86 |  | 2017-03-22 | 2018-09-18 | 2018-05-18 | 2018-05-30 | 2018-08-29 | 2018-10-10 | 2192 | 394528 | Up-front Payment
PGE-007769 | Low Income Multifamily Residential | Domestic Hot Water | Gas | Pacific Gas and Electric | Incentive:Paid | 108147 | 24.89 |  | 1 | 4345 |  | 4345 |  | 2018-04-06 19:41 | 2018-05-14 | SOLARIX SYSTEMS | New Construction | San Francisco | San Francisco | 94103 | Host Customer is System Owner | [7 empty] | 1405.95 | 40.17 |  | Glycol | Pressure Stagnation Protection (PSP) | Solar Storage and Auxiliary Tanks are separate |  | 1 | 1 | 3154 | Z03 | 83 | Units | Apartments/Condos | 2010115A | 35 | 1 | 1950 | 1 | 500 | 1 | 1500000 | TRUE | 130 | 120 |  | Heliodyne - Delta-T Pro Ethernet |  | Heliodyne - Delta-T Pro Ethernet | City of San Francisco | FALSE | 49.48 |  | 2017-03-22 | 2018-04-11 | 2018-04-06 | 2018-05-14 | 2018-08-28 | 2018-10-18 | 2192 | 215000 | Up-front Payment
SCG-007770 | Low Income Single Family Residential | Domestic Hot Water | Gas | Southern California Gas Company | Incentive:Paid | 5166 | 36.9 |  | 1 | 140 |  | 140 |  | 2017-03-24 14:35 | 2017-06-08 | TITANIUM POWER INC | Retrofit | Pacoima | Los Angeles | 91331 | Host Customer is System Owner | 8 |  | 2011141B | Heliodyne, Inc. | HELIOPAK | HPAK 016 1 410 G 80 ACD Z | Indirect Forced Circulation (IF) | 40.17 |  | 410 001 | Glycol | Advanced Controller with a Vacation or Holiday Mode | Solar Storage and Auxiliary Tanks are separate | 80 | 1 | 1 | 95 | Z09 | [18 empty] | Los Angeles | FALSE | 37.27 |  | 2011-06-01: 2017-03-23; 2011-08-03: 2017-03-24; 2011-09-20: 2017-06-08 | 2685 | 5218 | Up-front Payment
SCG-007771 | Commercial/Multifamily Residential | Domestic Hot Water | Gas | Southern California Gas Company | Incentive:Paid | 32890 | 20.19 |  | 1 | 1629 |  | 1629 |  | 2017-03-23 12:16 | 2017-03-24 | EVOLUTION ENERGY SOLUTIONS L L C | Retrofit | Los Angeles | Los Angeles | 90043 | Host Customer is System Owner | [7 empty] | 450.45 | 40.95 |  | Drainback | Pressure Stagnation Protection (PSP) | Solar Storage and Auxiliary Tanks are separate |  | 1 | 1 | 840 | Z08 | 20 | Units | Apartments/Condos | TRB-40 | 11 | 1 | 800 | 1 | 72 | 1 | 300000 | TRUE | 140 | 140 |  |  |  |  | Los Angeles | FALSE | 20.19 |  | 2017-03-23 |  | 2017-03-23 | 2017-03-24 | 2017-06-29 | 2017-07-14 | 2655 | 32890 | Up-front Payment
SCG-007772 | Low Income Single Family Residential | Domestic Hot Water | Gas | Southern California Gas Company | Incentive:Paid | 5166 | 36.9 |  | 1 | 140 |  | 140 |  | 2017-03-30 13:47 | 2017-05-31 | TITANIUM POWER INC | Retrofit | Pacoima | Los Angeles | 91331 | Host Customer is System Owner | 7 |  | 2011141B | Heliodyne, Inc. | HELIOPAK | HPAK 016 1 410 G 80 ACD Z | Indirect Forced Circulation (IF) | 40.17 |  | 410 001 | Glycol | Advanced Controller with a Vacation or Holiday Mode | Solar Storage and Auxiliary Tanks are separate | 80 | 1 | 1 | 85 | Z09 | [18 empty] | Los Angeles | FALSE | 37.27 |  | 2011-06-01: 2017-03-23; 2011-08-03: 2017-03-30; 2011-09-20: 2017-05-31 | 2700 | 5218 | Up-front Payment
SCG-007773 | Low Income Single Family Residential | Domestic Hot Water | Gas | Southern California Gas Company | Incentive:Paid | 5166 | 36.9 |  | 1 | 140 |  | 140 |  | 2017-03-27 13:22 | 2017-06-08 | TITANIUM POWER INC | Retrofit | Pacoima | Los Angeles | 91331 | Host Customer is System Owner | 5 |  | 2011141B | Heliodyne, Inc. | HELIOPAK | HPAK 016 1 410 G 80 ACD Z | Indirect Forced Circulation (IF) | 40.17 |  | 410 001 | Glycol | Advanced Controller with a Vacation or Holiday Mode | Solar Storage and Auxiliary Tanks are separate | 80 | 1 | 1 | 65 | Z09 | [18 empty] | Los Angeles | FALSE | 37.27 |  | 2011-06-01: 2017-03-23; 2011-08-03: 2017-03-27; 2011-09-20: 2017-06-08 | 2689 | 5218 | Up-front Payment
SCG-007774 | Commercial/Multifamily Residential | Domestic Hot Water | Gas | Southern California Gas Company | Incentive:Paid | 58450 | 20.19 |  | 1 | 2895 |  | 2895 |  | 2017-03-27 13:04 | 2017-04-05 | EVOLUTION ENERGY SOLUTIONS L L C | Retrofit | Los Angeles | Los Angeles | 90042 | Host Customer is System Owner | [7 empty] | 778.05 | 40.95 |  | Drainback | Pressure Stagnation Protection (PSP) | Solar Storage and Auxiliary Tanks are separate |  | 1 | 1 | 1600 | Z09 | 40 | Units | Apartments/Condos | TRB-40 | 19 | 1 | 1500 | 1 | 120 | 1 | 500000 | TRUE | 140 | 140 |  | Amatis Controls - AM-JOULE |  | Amatis Controls - AM-JOULE | Los Angeles | FALSE | 20.19 |  | 2017-03-24 |  | 2017-03-27 | 2017-04-05 | 2017-06-01 | 2017-06-05 | 2685 | 58450 | Up-front Payment
SCG-007775 | Low Income Single Family Residential | Domestic Hot Water | Gas | Southern California Gas Company | Incentive:Paid | 5166 | 36.9 |  | 1 | 140 |  | 140 |  | 2017-03-24 14:36 | 2017-06-08 | TITANIUM POWER INC | Retrofit | Pacoima | Los Angeles | 91331 | Host Customer is System Owner | 6 |  | 2011141B | Heliodyne, Inc. | HELIOPAK | HPAK 016 1 410 G 80 ACD Z | Indirect Forced Circulation (IF) | 40.17 |  | 410 001 | Glycol | Advanced Controller with a Vacation or Holiday Mode | Solar Storage and Auxiliary Tanks are separate | 80 | 1 | 1 | 75 | Z09 | [18 empty] | Los Angeles | FALSE | 37.27 |  | 2011-06-01: 2017-03-23; 2011-08-03: 2017-03-24; 2011-09-20: 2017-06-08 | 2685 | 5218 | Up-front Payment
SDG-007776 | Single Family Residential | Domestic Hot Water | Gas | San Diego Gas and Electric | Incentive:Paid | 2398 | 29.85 |  | 1 | 103 |  | 80 |  | 2017-06-15 12:08 | 2017-10-11 | SOLAR SERVICES OF SAN DIEGO INC | New Construction | coronado | San Diego | 92118 | Host Customer is System Owner |  | 6 | 30003808 | Solahart Industries | Solahart | ASG 302J & ASG 302J FREE HEAT | Indirect Thermosyphon (IT) | 43.12 |  | J | Glycol | HartStat, or equivalent | Solar Storage with Tankless Auxiliary Water Heater | 80 | 0.78 | 1 | 75 | Z07 | [18 empty] | city of Coronado | FALSE | 82.43 |  | 2017-03-23 | 2017-06-19 |  |  | 2017-06-15 | 2017-10-11 | 2509 | 8490 | Up-front Payment
SCG-007777 | Low Income Single Family Residential | Domestic Hot Water | Gas | Southern California Gas Company | Incentive:Canceled | 5166 | 36.9 |  | 1 | 140 |  | 140 |  | 2017-03-27 13:24 |  | TITANIUM POWER INC | Retrofit | Pacoima | Los Angeles | 91331 | Host Customer is System Owner | 7 |  | 2011141B | Heliodyne, Inc. | HELIOPAK | HPAK 016 1 410 G 80 ACD Z | Indirect Forced Circulation (IF) | 40.17 |  | 410 001 | Glycol | Advanced Controller with a Vacation or Holiday Mode | Solar Storage and Auxiliary Tanks are separate | 80 | 1 | 1 | 85 | Z09 | [18 empty] | Los Angeles | FALSE | 37.27 |  | 2011-06-01: 2017-03-23; 2011-06-21: 2017-06-16; 2011-08-03: 2017-03-27 | 2640 | 5218 | Up-front Payment
SCG-007778 | Low Income Single Family Residential | Domestic Hot Water | Gas | Southern California Gas Company | Incentive:Paid | 5166 | 36.9 |  | 1 | 140 |  | 140 |  | 2017-03-24 14:41 | 2017-11-08 | TITANIUM POWER INC | Retrofit | Pacoima | Los Angeles | 91331 | Host Customer is System Owner | 7 |  | 2011141B | Heliodyne, Inc. | HELIOPAK | HPAK 016 1 410 G 80 ACD Z | Indirect Forced Circulation (IF) | 40.17 |  | 410 001 | Glycol | Advanced Controller with a Vacation or Holiday Mode | Solar Storage and Auxiliary Tanks are separate | 80 | 1 | 1 | 85 | Z09 | [18 empty] | Los Angeles | FALSE | 37.27 |  | 2011-06-01: 2017-03-23; 2011-08-03: 2017-03-24; 2011-09-20: 2017-11-08 | 2521 | 5218 | Up-front Payment
SCG-007779 | Low Income Single Family Residential | Domestic Hot Water | Gas | Southern California Gas Company | Incentive:Paid | 5166 | 36.9 |  | 1 | 140 |  | 140 |  | 2017-03-24 14:42 | 2017-06-08 | TITANIUM POWER INC | Retrofit | Pacoima | Los Angeles | 91331 | Host Customer is System Owner | 8 |  | 2011141B | Heliodyne, Inc. | HELIOPAK | HPAK 016 1 410 G 80 ACD Z | Indirect Forced Circulation (IF) | 40.17 |  | 410 001 | Glycol | Advanced Controller with a Vacation or Holiday Mode | Solar Storage and Auxiliary Tanks are separate | 80 | 1 | 1 | 95 | Z09 | [18 empty] | Los Angeles | FALSE | 37.27 |  | 2011-06-01: 2017-03-23; 2011-08-03: 2017-03-24; 2011-09-20: 2017-06-08 | 2689 | 5218 | Up-front Payment
SCG-007780 | Low Income Single Family Residential | Domestic Hot Water | Gas | Southern California Gas Company | Incentive:Canceled | 5166 | 36.9 |  | 1 | 140 |  | 140 |  | 2017-03-27 13:23 |  | TITANIUM POWER INC | Retrofit | Pacoima | Los Angeles | 91331 | Host Customer is System Owner | 9 |  | 2011141B | Heliodyne, Inc. | HELIOPAK | HPAK 016 1 410 G 80 ACD Z | Indirect Forced Circulation (IF) | 40.17 |  | 410 001 | Glycol | Advanced Controller with a Vacation or Holiday Mode | Solar Storage and Auxiliary Tanks are separate | 80 | 1 | 1 | 105 | Z09 | [18 empty] | Los Angeles | FALSE | 37.27 |  | 2011-06-01: 2017-03-23; 2011-06-21: 2017-06-16; 2011-08-03: 2017-03-27 | 2641 | 5218 | Up-front Payment
SCG-007781 | Low Income Single Family Residential | Domestic Hot Water | Gas | Southern California Gas Company | Incentive:Paid | 5166 | 36.9 |  | 1 | 140 |  | 140 |  | 2017-03-25 11:04 | 2017-06-08 | TITANIUM POWER INC | Retrofit | San Fernando | Los Angeles | 91340 | Host Customer is System Owner | 5 |  | 2011141B | Heliodyne, Inc. | HELIOPAK | HPAK 016 1 410 G 80 ACD Z | Indirect Forced Circulation (IF) | 40.17 |  | 410 001 | Glycol | Advanced Controller with a Vacation or Holiday Mode | Solar Storage and Auxiliary Tanks are separate | 80 | 1 | 1 | 65 | Z09 | [18 empty] | Los Angeles | FALSE | 37.27 |  | 2011-06-01: 2017-03-23; 2011-08-03: 2017-03-25; 2011-09-20: 2017-06-08 | 2689 | 5218 | Up-front Payment
SCG-007782 | Low Income Single Family Residential | Domestic Hot Water | Gas | Southern California Gas Company | Incentive:Canceled | 5166 | 36.9 |  | 1 | 140 |  | 140 |  | 2017-03-24 14:37 |  | TITANIUM POWER INC | Retrofit | Pacoima | Los Angeles | 91331 | Host Customer is System Owner | 5 |  | 2011141B | Heliodyne, Inc. | HELIOPAK | HPAK 016 1 410 G 80 ACD Z | Indirect Forced Circulation (IF) | 40.17 |  | 410 001 | Glycol | Advanced Controller with a Vacation or Holiday Mode | Solar Storage and Auxiliary Tanks are separate | 80 | 1 | 1 | 65 | Z09 | [18 empty] | Los Angeles | FALSE | 37.27 |  | 2011-06-01: 2017-03-23; 2011-06-21: 2017-06-15; 2011-08-03: 2017-03-24 | 2641 | 5218 | Up-front Payment
SCG-007783 | Low Income Single Family Residential | Domestic Hot Water | Gas | Southern California Gas Company | Incentive:Canceled | 4723 | 36.9 |  | 1 | 128 |  | 128 |  | 2017-03-25 11:07 |  | TITANIUM POWER INC | Retrofit | North Hollywood | Los Angeles | 91605 | Host Customer is System Owner | 5 |  | 30004079 | GREENoneTEC Solarindustrie GmbH | Solpal Plus | Solpal Plus L-GT | Direct Integral Collector Storage (DI) | 25.66 |  | Solpal Plus L |  |  | Solar Storage with Tankless Auxiliary Water Heater | 51 | 1 | 1 | 65 | Z09 | [18 empty] | Los Angeles | FALSE | 37.34 |  | 2011-06-01: 2017-03-23; 2011-06-21: 2017-06-16; 2011-08-03: 2017-03-25 | 2641 | 4779 | Up-front Payment
SCG-007784 | Low Income Single Family Residential | Domestic Hot Water | Gas | Southern California Gas Company | Incentive:Paid | 5166 | 36.9 |  | 1 | 140 |  | 140 |  | 2017-03-27 13:26 | 2017-06-08 | TITANIUM POWER INC | Retrofit | Pacoima | Los Angeles | 91331 | Host Customer is System Owner | 7 |  | 2011141B | Heliodyne, Inc. | HELIOPAK | HPAK 016 1 410 G 80 ACD Z | Indirect Forced Circulation (IF) | 40.17 |  | 410 001 | Glycol | Advanced Controller with a Vacation or Holiday Mode | Solar Storage and Auxiliary Tanks are separate | 80 | 1 | 1 | 85 | Z09 | [18 empty] | Los Angeles | FALSE | 37.27 |  | 2011-06-01: 2017-03-23; 2011-08-03: 2017-03-27; 2011-09-20: 2017-06-08 | 2689 | 5218 | Up-front Payment
SCG-007785 | Low Income Single Family Residential | Domestic Hot Water | Gas | Southern California Gas Company | Incentive:Canceled | 4723 | 36.9 |  | 1 | 128 |  | 128 |  | 2017-03-25 11:08 |  | TITANIUM POWER INC | Retrofit | North Hollywood | Los Angeles | 91605 | Host Customer is System Owner | 5 |  | 30004079 | GREENoneTEC Solarindustrie GmbH | Solpal Plus | Solpal Plus L-GT | Direct Integral Collector Storage (DI) | 25.66 |  | Solpal Plus L |  |  | Solar Storage with Tankless Auxiliary Water Heater | 51 | 1 | 1 | 65 | Z09 | [18 empty] | Los Angeles | FALSE | 37.34 |  | 2011-06-01: 2017-03-23; 2011-06-21: 2017-06-16; 2011-08-03: 2017-03-25 | 2641 | 4779 | Up-front Payment
SCG-007786 | Low Income Single Family Residential | Domestic Hot Water | Gas | Southern California Gas Company | Incentive:Paid | 5166 | 36.9 |  | 1 | 140 |  | 140 |  | 2017-03-24 14:44 | 2017-06-08 | TITANIUM POWER INC | Retrofit | Pacoima | Los Angeles | 91331 | Host Customer is System Owner | 5 |  | 2011141B | Heliodyne, Inc. | HELIOPAK | HPAK 016 1 410 G 80 ACD Z | Indirect Forced Circulation (IF) | 40.17 |  | 410 001 | Glycol | Advanced Controller with a Vacation or Holiday Mode | Solar Storage and Auxiliary Tanks are separate | 80 | 1 | 1 | 65 | Z09 | [18 empty] | Los Angeles | FALSE | 37.27 |  | 2011-06-01: 2017-03-23; 2011-08-03: 2017-03-24; 2011-09-20: 2017-06-08 | 2684 | 5218 | Up-front Payment
SCG-007787 | Low Income Single Family Residential | Domestic Hot Water | Gas | Southern California Gas Company | Incentive:Canceled | 4723 | 36.9 |  | 1 | 128 |  | 128 |  | 2017-03-24 14:45 |  | TITANIUM POWER INC | Retrofit | Pacoima | Los Angeles | 91331 | Host Customer is System Owner | 4 |  | 30004079 | GREENoneTEC Solarindustrie GmbH | Solpal Plus | Solpal Plus L-GT | Direct Integral Collector Storage (DI) | 25.66 |  | Solpal Plus L |  |  | Solar Storage with Tankless Auxiliary Water Heater | 51 | 1 | 1 | 55 | Z09 | [18 empty] | Los Angeles | FALSE | 37.18 |  | 2011-06-01: 2017-03-23; 2011-06-21: 2017-06-16; 2011-08-03: 2017-03-24 | 2641 | 4759 | Up-front Payment
SCG-007788 | Low Income Single Family Residential | Domestic Hot Water | Gas | Southern California Gas Company | Incentive:Paid | 5166 | 36.9 |  | 1 | 140 |  | 140 |  | 2017-03-25 11:06 | 2017-06-08 | TITANIUM POWER INC | Retrofit | Pacoima | Los Angeles | 91331 | Host Customer is System Owner | 7 |  | 2011141B | Heliodyne, Inc. | HELIOPAK | HPAK 016 1 410 G 80 ACD Z | Indirect Forced Circulation (IF) | 40.17 |  | 410 001 | Glycol | Advanced Controller with a Vacation or Holiday Mode | Solar Storage and Auxiliary Tanks are separate | 80 | 1 | 1 | 85 | Z09 | [18 empty] | Los Angeles | FALSE | 37.27 |  | 2011-06-01: 2017-03-23; 2011-08-03: 2017-03-25; 2011-09-20: 2017-06-08 | 2689 | 5218 | Up-front Payment
SCG-007789 | Low Income Single Family Residential | Domestic Hot Water | Gas | Southern California Gas Company | Incentive:Paid | 4723 | 36.9 |  | 1 | 128 |  | 128 |  | 2017-03-25 11:10 | 2017-07-31 | TITANIUM POWER INC | Retrofit | Pacoima | Los Angeles | 91331 | Host Customer is System Owner | 7 |  | 30004079 | GREENoneTEC Solarindustrie GmbH | Solpal Plus | Solpal Plus L-GT | Direct Integral Collector Storage (DI) | 25.66 |  | Solpal Plus L |  |  | Solar Storage with Tankless Auxiliary Water Heater | 51 | 1 | 1 | 85 | Z09 | [18 empty] | Los Angeles | FALSE | 37.34 |  | 2011-06-01: 2017-03-23; 2011-08-03: 2017-03-25; 2011-09-20: 2017-07-31 | 2623 | 4779 | Up-front Payment
SCG-007790 | Commercial/Multifamily Residential | Domestic Hot Water | Gas | Southern California Gas Company | Incentive:Paid | 50576 | 20.19 |  | 1 | 2505 |  | 2505 |  | 2017-03-27 12:38 | 2017-04-05 | EVOLUTION ENERGY SOLUTIONS L L C | Retrofit | Hollywood Hills | Los Angeles | 90068 | Host Customer is System Owner | [7 empty] | 655.2 | 40.95 |  | Drainback | Pressure Stagnation Protection (PSP) | Solar Storage and Auxiliary Tanks are separate |  | 1 | 1 | 1400 | Z09 | 35 | Units | Apartments/Condos | TRB-40 | 16 | 1 | 1500 | 1 | 119 | 1 | 264000 | TRUE | 140 | 140 |  | Amatis Controls - AM-JOULE |  | Amatis Controls - AM-JOULE | Los Angeles | FALSE | 20.19 |  | 2017-03-24 |  | 2017-03-27 | 2017-04-05 | 2017-06-30 | 2017-07-14 | 2655 | 50576 | Up-front Payment
SCG-007791 | Low Income Single Family Residential | Domestic Hot Water | Gas | Southern California Gas Company | Incentive:Canceled | 4723 | 36.9 |  | 1 | 128 |  | 128 |  | 2017-03-27 13:28 |  | TITANIUM POWER INC | Retrofit | Pacoima | Los Angeles | 91331 | Host Customer is System Owner | 8 |  | 30004079 | GREENoneTEC Solarindustrie GmbH | Solpal Plus | Solpal Plus L-GT | Direct Integral Collector Storage (DI) | 25.66 |  | Solpal Plus L |  |  | Solar Storage with Tankless Auxiliary Water Heater | 51 | 1 | 1 | 95 | Z09 | [18 empty] | Los Angeles | FALSE | 37.18 |  | 2011-06-01: 2017-03-24; 2011-06-21: 2017-06-16; 2011-08-03: 2017-03-27 | 2640 | 4759 | Up-front Payment
SCG-007792 | Low Income Single Family Residential | Domestic Hot Water | Gas | Southern California Gas Company | Incentive:Paid | 4723 | 36.9 |  | 1 | 128 |  | 128 |  | 2017-03-27 13:27 | 2017-07-18 | TITANIUM POWER INC | Retrofit | Pacoima | Los Angeles | 91331 | Host Customer is System Owner | 7 |  | 30004079 | GREENoneTEC Solarindustrie GmbH | Solpal Plus | Solpal Plus L-GT | Direct Integral Collector Storage (DI) | 25.66 |  | Solpal Plus L |  |  | Solar Storage with Tankless Auxiliary Water Heater | 51 | 1 | 1 | 85 | Z09 | [18 empty] | Los Angeles | FALSE | 37.18 |  | 2011-06-01: 2017-03-24; 2011-08-03: 2017-03-27; 2011-09-20: 2017-07-18 | 2651 | 4759 | Up-front Payment
SCG-007793 | Low Income Single Family Residential | Domestic Hot Water | Gas | Southern California Gas Company | Incentive:Canceled | 5166 | 36.9 |  | 1 | 140 |  | 140 |  | 2017-03-27 13:25 |  | TITANIUM POWER INC | Retrofit | Pacoima | Los Angeles | 91331 | Host Customer is System Owner | 4 |  | 2011141B | Heliodyne, Inc. | HELIOPAK | HPAK 016 1 410 G 80 ACD Z | Indirect Forced Circulation (IF) | 40.17 |  | 410 001 | Glycol | Advanced Controller with a Vacation or Holiday Mode | Solar Storage and Auxiliary Tanks are separate | 80 | 1 | 1 | 55 | Z09 | [18 empty] | Los Angeles | FALSE | 37.27 |  | 2011-06-01: 2017-03-24; 2011-06-21: 2017-06-16; 2011-08-03: 2017-03-27 | 2640 | 5218 | Up-front Payment
SCG-007794 | Low Income Single Family Residential | Domestic Hot Water | Gas | Southern California Gas Company | Incentive:Paid | 4723 | 36.9 |  | 1 | 128 |  | 128 |  | 2017-03-27 11:32 | 2017-07-31 | TITANIUM POWER INC | Retrofit | Pacoima | Los Angeles | 91331 | Host Customer is System Owner | 6 |  | 30004079 | GREENoneTEC Solarindustrie GmbH | Solpal Plus | Solpal Plus L-GT | Direct Integral Collector Storage (DI) | 25.66 |  | Solpal Plus L |  |  | Solar Storage with Tankless Auxiliary Water Heater | 51 | 1 | 1 | 75 | Z09 | [18 empty] | Los Angeles | FALSE | 37.34 |  | 2011-06-01: 2017-03-24; 2011-08-03: 2017-03-27; 2011-09-20: 2017-07-31 | 2626 | 4779 | Up-front Payment
SCG-007795 | Low Income Single Family Residential | Domestic Hot Water | Gas | Southern California Gas Company | Incentive:Paid | 5166 | 36.9 |  | 1 | 140 |  | 140 |  | 2017-03-27 13:29 | 2017-06-08 | TITANIUM POWER INC | Retrofit | Pacoima | Los Angeles | 91331 | Host Customer is System Owner | 7 |  | 2011141B | Heliodyne, Inc. | HELIOPAK | HPAK 016 1 410 G 80 ACD Z | Indirect Forced Circulation (IF) | 40.17 |  | 410 001 | Glycol | Advanced Controller with a Vacation or Holiday Mode | Solar Storage and Auxiliary Tanks are separate | 80 | 1 | 1 | 85 | Z09 | [18 empty] | Los Angeles | FALSE | 37.27 |  | 2011-06-01: 2017-03-24; 2011-08-03: 2017-03-27; 2011-09-20: 2017-06-08 | 2689 | 5218 | Up-front Payment
SCG-007796 | Low Income Single Family Residential | Domestic Hot Water | Gas | Southern California Gas Company | Incentive:Canceled | 5166 | 36.9 |  | 1 | 140 |  | 140 |  | 2017-03-27 11:34 |  | TITANIUM POWER INC | Retrofit | San Fernando | Los Angeles | 91342 | Host Customer is System Owner | 6 |  | 2011141B | Heliodyne, Inc. | HELIOPAK | HPAK 016 1 410 G 80 ACD Z | Indirect Forced Circulation (IF) | 40.17 |  | 410 001 | Glycol | Advanced Controller with a Vacation or Holiday Mode | Solar Storage and Auxiliary Tanks are separate | 80 | 1 | 1 | 75 | Z09 | [18 empty] | Los Angeles | FALSE | 37.27 |  | 2011-06-01: 2017-03-24; 2011-06-21: 2017-06-16; 2011-08-03: 2017-03-27 | 2641 | 5218 | Up-front Payment
SCG-007797 | Low Income Single Family Residential | Domestic Hot Water | Gas | Southern California Gas Company | Incentive:Paid | 4723 | 36.9 |  | 1 | 128 |  | 128 |  | 2017-03-27 11:37 | 2017-07-17 | TITANIUM POWER INC | Retrofit | Pacoima | Los Angeles | 91331 | Host Customer is System Owner | 5 |  | 30004079 | GREENoneTEC Solarindustrie GmbH | Solpal Plus | Solpal Plus L-GT | Direct Integral Collector Storage (DI) | 25.66 |  | Solpal Plus L |  |  | Solar Storage with Tankless Auxiliary Water Heater | 51 | 1 | 1 | 65 | Z09 | [18 empty] | Los Angeles | FALSE | 37.34 |  | 2011-06-01: 2017-03-24; 2011-08-03: 2017-03-27; 2011-09-20: 2017-07-17 | 2651 | 4779 | Up-front Payment
SCG-007798 | Low Income Single Family Residential | Domestic Hot Water | Gas | Southern California Gas Company | Incentive:Paid | 5166 | 36.9 |  | 1 | 140 |  | 140 |  | 2017-03-27 11:39 | 2017-06-08 | TITANIUM POWER INC | Retrofit | Pacoima | Los Angeles | 91331 | Host Customer is System Owner | 7 |  | 2011141B | Heliodyne, Inc. | HELIOPAK | HPAK 016 1 410 G 80 ACD Z | Indirect Forced Circulation (IF) | 40.17 |  | 410 001 | Glycol | Advanced Controller with a Vacation or Holiday Mode | Solar Storage and Auxiliary Tanks are separate | 80 | 1 | 1 | 85 | Z09 | [18 empty] | Los Angeles | FALSE | 37.27 |  | 2011-06-01: 2017-03-24; 2011-08-03: 2017-03-27; 2011-09-20: 2017-06-08 | 2689 | 5218 | Up-front Payment
SCG-007799 | Low Income Single Family Residential | Domestic Hot Water | Gas | Southern California Gas Company | Incentive:Paid | 5166 | 36.9 |  | 1 | 140 |  | 140 |  | 2017-03-27 11:40 | 2017-06-08 | TITANIUM POWER INC | Retrofit | Pacoima | Los Angeles | 91331 | Host Customer is System Owner | 6 |  | 2011141B | Heliodyne, Inc. | HELIOPAK | HPAK 016 1 410 G 80 ACD Z | Indirect Forced Circulation (IF) | 40.17 |  | 410 001 | Glycol | Advanced Controller with a Vacation or Holiday Mode | Solar Storage and Auxiliary Tanks are separate | 80 | 1 | 1 | 75 | Z09 | [18 empty] | Los Angeles | FALSE | 37.27 |  | 2011-06-01: 2017-03-24; 2011-08-03: 2017-03-27; 2011-09-20: 2017-06-08 | 2685 | 5218 | Up-front Payment
SCG-007800 | Low Income Single Family Residential | Domestic Hot Water | Gas | Southern California Gas Company | Incentive:Paid | 4723 | 36.9 |  | 1 | 128 |  | 128 |  | 2017-03-27 13:18 | 2017-07-31 | TITANIUM POWER INC | Retrofit | Pacoima | Los Angeles | 91331 | Host Customer is System Owner | 6 |  | 30004079 | GREENoneTEC Solarindustrie GmbH | Solpal Plus | Solpal Plus L-GT | Direct Integral Collector Storage (DI) | 25.66 |  | Solpal Plus L |  |  | Solar Storage with Tankless Auxiliary Water Heater | 51 | 1 | 1 | 75 | Z09 | [18 empty] | Los Angeles | FALSE | 37.18 |  | 2011-06-01: 2017-03-25; 2011-08-03: 2017-03-27; 2011-09-20: 2017-07-31 | 2626 | 4759 | Up-front Payment
SCG-007801 | Low Income Single Family Residential | Domestic Hot Water | Gas | Southern California Gas Company | Incentive:Paid | 4487 | 36.9 |  | 1 | 128 |  | 122 |  | 2017-03-27 13:17 | 2017-07-31 | TITANIUM POWER INC | Retrofit | Pacoima | Los Angeles | 91331 | Host Customer is System Owner | 6 |  | 30004079 | GREENoneTEC Solarindustrie GmbH | Solpal Plus | Solpal Plus L-GT | Direct Integral Collector Storage (DI) | 25.66 |  | Solpal Plus L |  |  | Solar Storage with Tankless Auxiliary Water Heater | 51 | 1 | 0.95 | 75 | Z09 | [18 empty] | Los Angeles | FALSE | 39.52 |  | 2011-06-01: 2017-03-25; 2011-08-03: 2017-03-27; 2011-09-20: 2017-07-31 | 2626 | 5059 | Up-front Payment
SCG-007802 | Low Income Single Family Residential | Domestic Hot Water | Gas | Southern California Gas Company | Incentive:Canceled | 4723 | 36.9 |  | 1 | 128 |  | 128 |  | 2017-03-27 13:16 |  | TITANIUM POWER INC | New Construction | Pacoima | Los Angeles | 91331 | Host Customer is System Owner | 5 |  | 30004079 | GREENoneTEC Solarindustrie GmbH | Solpal Plus | Solpal Plus L-GT | Direct Integral Collector Storage (DI) | 25.66 |  | Solpal Plus L |  |  | Solar Storage with Tankless Auxiliary Water Heater | 51 | 1 | 1 | 65 | Z09 | [18 empty] | Los Angeles | FALSE | 37.18 |  | 2011-06-01: 2017-03-25; 2011-06-21: 2017-06-16; 2011-08-03: 2017-03-27 | 2641 | 4759 | Up-front Payment
SCG-007803 | Low Income Single Family Residential | Domestic Hot Water | Gas | Southern California Gas Company | Incentive:Paid | 4723 | 36.9 |  | 1 | 128 |  | 128 |  | 2017-03-27 13:15 | 2017-07-31 | TITANIUM POWER INC | Retrofit | Pacoima | Los Angeles | 91331 | Host Customer is System Owner | 6 |  | 30004079 | GREENoneTEC Solarindustrie GmbH | Solpal Plus | Solpal Plus L-GT | Direct Integral Collector Storage (DI) | 25.66 |  | Solpal Plus L |  |  | Solar Storage with Tankless Auxiliary Water Heater | 51 | 1 | 1 | 75 | Z09 | [18 empty] | Los Angeles | FALSE | 37.18 |  | 2011-06-01: 2017-03-25; 2011-08-03: 2017-03-27; 2011-09-20: 2017-07-31 | 2626 | 4759 | Up-front Payment
SCG-007805 | Low Income Single Family Residential | Domestic Hot Water | Gas | Southern California Gas Company | Incentive:Paid | 4723 | 36.9 |  | 1 | 128 |  | 128 |  | 2017-04-03 14:48 | 2017-07-24 | TITANIUM POWER INC | Retrofit | Pacoima | Los Angeles | 91331 | Host Customer is System Owner | 7 |  | 30004079 | GREENoneTEC Solarindustrie GmbH | Solpal Plus | Solpal Plus L-GT | Direct Integral Collector Storage (DI) | 25.66 |  | Solpal Plus L |  |  | Solar Storage with Tankless Auxiliary Water Heater | 51 | 1 | 1 | 85 | Z09 | [18 empty] | Los Angeles | FALSE | 37.18 |  | 2011-06-01: 2017-03-25; 2011-08-03: 2017-04-03; 2011-09-20: 2017-07-24 | 2629 | 4759 | Up-front Payment
SCG-007806 | Low Income Single Family Residential | Domestic Hot Water | Gas | Southern California Gas Company | Incentive:Canceled | 5166 | 36.9 |  | 1 | 140 |  | 140 |  | 2017-03-30 13:50 |  | TITANIUM POWER INC | Retrofit | Pacoima | Los Angeles | 91331 | Host Customer is System Owner | 6 |  | 2011141B | Heliodyne, Inc. | HELIOPAK | HPAK 016 1 410 G 80 ACD Z | Indirect Forced Circulation (IF) | 40.17 |  | 410 001 | Glycol | Advanced Controller with a Vacation or Holiday Mode | Solar Storage and Auxiliary Tanks are separate | 80 | 1 | 1 | 75 | Z09 | [18 empty] | Los Angeles | FALSE | 37.27 |  | 2011-06-01: 2017-03-25; 2011-06-21: 2017-06-21; 2011-08-03: 2017-03-30 | 2638 | 5218 | Up-front Payment
SCG-007807 | Low Income Single Family Residential | Domestic Hot Water | Gas | Southern California Gas Company | Incentive:Canceled | 5166 | 36.9 |  | 1 | 140 |  | 140 |  | 2017-03-28 11:40 |  | TITANIUM POWER INC | Retrofit | Pacoima | Los Angeles | 91331 | Host Customer is System Owner | 7 |  | 2011141B | Heliodyne, Inc. | HELIOPAK | HPAK 016 1 410 G 80 ACD Z | Indirect Forced Circulation (IF) | 40.17 |  | 410 001 | Glycol | Advanced Controller with a Vacation or Holiday Mode | Solar Storage and Auxiliary Tanks are separate | 80 | 1 | 1 | 85 | Z09 | [18 empty] | Los Angeles | FALSE | 37.27 |  | 2011-06-01: 2017-03-25; 2011-06-21: 2017-06-21; 2011-08-03: 2017-03-28 | 2640 | 5218 | Up-front Payment
SCG-007808 | Low Income Single Family Residential | Domestic Hot Water | Gas | Southern California Gas Company | Incentive:Paid | 5166 | 36.9 |  | 1 | 140 |  | 140 |  | 2017-03-28 11:37 | 2017-05-31 | TITANIUM POWER INC | Retrofit | Pacoima | Los Angeles | 91331 | Host Customer is System Owner | 6 |  | 2011141B | Heliodyne, Inc. | HELIOPAK | HPAK 016 1 410 G 80 ACD Z | Indirect Forced Circulation (IF) | 40.17 |  | 410 001 | Glycol | Advanced Controller with a Vacation or Holiday Mode | Solar Storage and Auxiliary Tanks are separate | 80 | 1 | 1 | 75 | Z09 | [18 empty] | Los Angeles | FALSE | 37.27 |  | 2011-06-01: 2017-03-25; 2011-08-03: 2017-03-28; 2011-09-20: 2017-05-31 | 2700 | 5218 | Up-front Payment
SCG-007809 | Low Income Single Family Residential | Domestic Hot Water | Gas | Southern California Gas Company | Incentive:Paid | 5166 | 36.9 |  | 1 | 140 |  | 140 |  | 2017-03-28 11:41 | 2017-05-31 | TITANIUM POWER INC | Retrofit | Pacoima | Los Angeles | 91331 | Host Customer is System Owner | 7 |  | 2011141B | Heliodyne, Inc. | HELIOPAK | HPAK 016 1 410 G 80 ACD Z | Indirect Forced Circulation (IF) | 40.17 |  | 410 001 | Glycol | Advanced Controller with a Vacation or Holiday Mode | Solar Storage and Auxiliary Tanks are separate | 80 | 1 | 1 | 85 | Z09 | [18 empty] | Los Angeles | FALSE | 37.27 |  | 2011-06-01: 2017-03-25; 2011-08-03: 2017-03-28; 2011-09-20: 2017-05-31 | 2700 | 5218 | Up-front Payment
SCG-007810 | Low Income Single Family Residential | Domestic Hot Water | Gas | Southern California Gas Company | Incentive:Paid | 5166 | 36.9 |  | 1 | 140 |  | 140 |  | 2017-03-28 11:42 | 2017-05-31 | TITANIUM POWER INC | Retrofit | Pacoima | Los Angeles | 91331 | Host Customer is System Owner | 6 |  | 2011141B | Heliodyne, Inc. | HELIOPAK | HPAK 016 1 410 G 80 ACD Z | Indirect Forced Circulation (IF) | 40.17 |  | 410 001 | Glycol | Advanced Controller with a Vacation or Holiday Mode | Solar Storage and Auxiliary Tanks are separate | 80 | 1 | 1 | 75 | Z09 | [18 empty] | Los Angeles | FALSE | 37.27 |  | 2011-06-01: 2017-03-25; 2011-08-03: 2017-03-28; 2011-09-20: 2017-05-31 | 2700 | 5218 | Up-front Payment
SCG-007812 | Low Income Single Family Residential | Domestic Hot Water | Gas | Southern California Gas Company | Incentive:Canceled | 5166 | 36.9 |  | 1 | 140 |  | 140 |  | 2017-03-28 11:36 |  | TITANIUM POWER INC | Retrofit | Pacoima | Los Angeles | 91331 | Host Customer is System Owner | 7 |  | 2011141B | Heliodyne, Inc. | HELIOPAK | HPAK 016 1 410 G 80 ACD Z | Indirect Forced Circulation (IF) | 40.17 |  | 410 001 | Glycol | Advanced Controller with a Vacation or Holiday Mode | Solar Storage and Auxiliary Tanks are separate | 80 | 1 | 1 | 85 | Z09 | [18 empty] | Los Angeles | FALSE | 37.27 |  | 2011-06-01: 2017-03-25; 2011-06-21: 2017-06-21; 2011-08-03: 2017-03-28 | 2640 | 5218 | Up-front Payment
SCG-007813 | Low Income Multifamily Residential | Domestic Hot Water | Gas | Southern California Gas Company | Incentive:Canceled | 18643 | 24.89 |  | 1 | 749 |  | 749 |  | 2017-04-19 14:27 | 2017-04-21 | CALIFORNIA SOLAR INTEGRATORS INC | New Construction | Los Angeles | Los Angeles | 90046 | Host Customer is System Owner | [7 empty] | 204.5 | 40.9 |  | Glycol | Steam Back | Solar Storage and Auxiliary Tanks are separate |  | 1 | 1 | 880 | Z09 | 22 | Units | Apartments/Condos | EP-40 | 5 | 1 | 360 | 3 | 189 | 1 | 398000 | TRUE | 120 | 140 |  |  |  |  | City of West Hollywood | FALSE | 79.26 |  | 2011-06-01: 2017-04-14; 2011-06-23: 2017-04-19; 2011-07-01: 2017-04-21 | 2745 | 59367 | Up-front Payment
SCG-007814 | Low Income Single Family Residential | Domestic Hot Water | Gas | Southern California Gas Company | Incentive:Paid | 4723 | 36.9 |  | 1 | 128 |  | 128 |  | 2017-03-31 13:50 | 2017-08-18 | TITANIUM POWER INC | Retrofit | Pacoima | Los Angeles | 91331 | Host Customer is System Owner | 6 |  | 30004079 | GREENoneTEC Solarindustrie GmbH | Solpal Plus | Solpal Plus L-GT | Direct Integral Collector Storage (DI) | 25.66 |  | Solpal Plus L |  |  | Solar Storage with Tankless Auxiliary Water Heater | 51 | 1 | 1 | 75 | Z09 | [18 empty] | Los Angeles | FALSE | 37.18 |  | 2011-06-01: 2017-03-27; 2011-08-03: 2017-03-31; 2011-09-20: 2017-08-18 | 2622 | 4759 | Up-front Payment
SCG-007815 | Low Income Single Family Residential | Domestic Hot Water | Gas | Southern California Gas Company | Incentive:Paid | 4723 | 36.9 |  | 1 | 128 |  | 128 |  | 2017-03-29 12:40 | 2017-07-17 | TITANIUM POWER INC | Retrofit | Pacoima | Los Angeles | 91331 | Host Customer is System Owner | 6 |  | 30004079 | GREENoneTEC Solarindustrie GmbH | Solpal Plus | Solpal Plus L-GT | Direct Integral Collector Storage (DI) | 25.66 |  | Solpal Plus L |  |  | Solar Storage with Tankless Auxiliary Water Heater | 51 | 1 | 1 | 75 | Z09 | [18 empty] | Los Angeles | FALSE | 37.18 |  | 2011-06-01: 2017-03-27; 2011-08-03: 2017-03-29; 2011-09-20: 2017-07-17 | 2651 | 4759 | Up-front Payment
SCG-007816 | Low Income Single Family Residential | Domestic Hot Water | Gas | Southern California Gas Company | Incentive:Paid | 4723 | 36.9 |  | 1 | 128 |  | 128 |  | 2017-03-29 12:41 | 2017-07-17 | TITANIUM POWER INC | Retrofit | Pacoima | Los Angeles | 91331 | Host Customer is System Owner | 6 |  | 30004079 | GREENoneTEC Solarindustrie GmbH | Solpal Plus | Solpal Plus L-GT | Direct Integral Collector Storage (DI) | 25.66 |  | Solpal Plus L |  |  | Solar Storage with Tankless Auxiliary Water Heater | 51 | 1 | 1 | 75 | Z09 | [18 empty] | Los Angeles | FALSE | 37.18 |  | 2011-06-01: 2017-03-27; 2011-08-03: 2017-03-29; 2011-09-20: 2017-07-17 | 2651 | 4759 | Up-front Payment
SCG-007817 | Low Income Single Family Residential | Domestic Hot Water | Gas | Southern California Gas Company | Incentive:Paid | 4723 | 36.9 |  | 1 | 128 |  | 128 |  | 2017-03-30 13:46 | 2017-07-20 | TITANIUM POWER INC | Retrofit | Sylmar | Los Angeles | 91342 | Host Customer is System Owner | 4 |  | 30004079 | GREENoneTEC Solarindustrie GmbH | Solpal Plus | Solpal Plus L-GT | Direct Integral Collector Storage (DI) | 25.66 |  | Solpal Plus L |  |  | Solar Storage with Tankless Auxiliary Water Heater | 51 | 1 | 1 | 55 | Z09 | [18 empty] | Los Angeles | FALSE | 37.18 |  | 2011-06-01: 2017-03-27; 2011-08-03: 2017-03-30; 2011-09-20: 2017-07-20 | 2651 | 4759 | Up-front Payment
SCG-007818 | Low Income Single Family Residential | Domestic Hot Water | Gas | Southern California Gas Company | Incentive:Canceled | 4723 | 36.9 |  | 1 | 128 |  | 128 |  | 2017-04-03 14:54 |  | TITANIUM POWER INC | Retrofit | Pacoima | Los Angeles | 91331 | Host Customer is System Owner | 4 |  | 30004079 | GREENoneTEC Solarindustrie GmbH | Solpal Plus | Solpal Plus L-GT | Direct Integral Collector Storage (DI) | 25.66 |  | Solpal Plus L |  |  | Solar Storage with Tankless Auxiliary Water Heater | 51 | 1 | 1 | 55 | Z09 | [18 empty] | Los Angeles | FALSE | 37.18 |  | 2011-06-01: 2017-03-27; 2011-06-21: 2017-06-21; 2011-08-03: 2017-04-03 | 2638 | 4759 | Up-front Payment
SCG-007819 | Low Income Single Family Residential | Domestic Hot Water | Gas | Southern California Gas Company | Incentive:Paid | 5166 | 36.9 |  | 1 | 140 |  | 140 |  | 2017-03-29 10:35 | 2017-06-23 | TITANIUM POWER INC | Retrofit | San Fernando | Los Angeles | 91342 | Host Customer is System Owner | 7 |  | 2011141B | Heliodyne, Inc. | HELIOPAK | HPAK 016 1 410 G 80 ACD Z | Indirect Forced Circulation (IF) | 40.17 |  | 410 001 |  |  | Solar Storage with Tankless Auxiliary Water Heater | 80 | 1 | 1 | 85 | Z09 | [18 empty] | Los Angeles | FALSE | 37.27 |  | 2011-06-01: 2017-03-27; 2011-08-03: 2017-03-29; 2011-09-20: 2017-06-23 | 2664 | 5218 | Up-front Payment
SCG-007820 | Low Income Single Family Residential | Domestic Hot Water | Gas | Southern California Gas Company | Incentive:Paid | 5166 | 36.9 |  | 1 | 140 |  | 140 |  | 2017-04-07 15:00 | 2017-06-23 | TITANIUM POWER INC | Retrofit | Pacoima | Los Angeles | 91331 | Host Customer is System Owner | 8 |  | 2011141B | Heliodyne, Inc. | HELIOPAK | HPAK 016 1 410 G 80 ACD Z | Indirect Forced Circulation (IF) | 40.17 |  | 410 001 | Glycol | Advanced Controller with a Vacation or Holiday Mode | Solar Storage and Auxiliary Tanks are separate | 80 | 1 | 1 | 95 | Z09 | [18 empty] | Los Angeles | FALSE | 37.27 |  | 2011-06-01: 2017-03-27; 2011-08-03: 2017-04-07; 2011-09-20: 2017-06-23 | 2665 | 5218 | Up-front Payment
SCG-007821 | Low Income Single Family Residential | Domestic Hot Water | Gas | Southern California Gas Company | Incentive:Paid | 5166 | 36.9 |  | 1 | 140 |  | 140 |  | 2017-04-07 15:01 | 2017-06-05 | TITANIUM POWER INC | Retrofit | Pacoima | Los Angeles | 91331 | Host Customer is System Owner | 5 |  | 2011141B | Heliodyne, Inc. | HELIOPAK | HPAK 016 1 410 G 80 ACD Z | Indirect Forced Circulation (IF) | 40.17 |  | 410 001 | Glycol | Advanced Controller with a Vacation or Holiday Mode | Solar Storage and Auxiliary Tanks are separate | 80 | 1 | 1 | 65 | Z09 | [18 empty] | Los Angeles | FALSE | 37.27 |  | 2011-06-01: 2017-03-27; 2011-08-03: 2017-04-07; 2011-09-20: 2017-06-05 | 2692 | 5218 | Up-front Payment
SCG-007822 | Low Income Single Family Residential | Domestic Hot Water | Gas | Southern California Gas Company | Incentive:Paid | 5166 | 36.9 |  | 1 | 140 |  | 140 |  | 2017-04-07 15:00 | 2017-06-02 | TITANIUM POWER INC | Retrofit | Pacoima | Los Angeles | 91331 | Host Customer is System Owner | 6 |  | 2011141B | Heliodyne, Inc. | HELIOPAK | HPAK 016 1 410 G 80 ACD Z | Indirect Forced Circulation (IF) | 40.17 |  | 410 001 | Glycol | Advanced Controller with a Vacation or Holiday Mode | Solar Storage and Auxiliary Tanks are separate | 80 | 1 | 1 | 75 | Z09 | [18 empty] | Los Angeles | FALSE | 37.27 |  | 2011-06-01: 2017-03-27; 2011-08-03: 2017-04-07; 2011-09-20: 2017-06-02 | 2692 | 5218 | Up-front Payment
SCG-007823 | Low Income Single Family Residential | Domestic Hot Water | Gas | Southern California Gas Company | Incentive:Paid | 4723 | 36.9 |  | 1 | 128 |  | 128 |  | 2017-03-29 12:42 | 2017-07-24 | TITANIUM POWER INC | Retrofit | Sylmar | Los Angeles | 91342 | Host Customer is System Owner | 5 |  | 30004079 | GREENoneTEC Solarindustrie GmbH | Solpal Plus | Solpal Plus L-GT | Direct Integral Collector Storage (DI) | 25.66 |  | Solpal Plus L |  |  | Solar Storage with Tankless Auxiliary Water Heater | 51 | 1 | 1 | 65 | Z09 | [18 empty] | Los Angeles | FALSE | 37.18 |  | 2011-06-01: 2017-03-27; 2011-08-03: 2017-03-29; 2011-09-20: 2017-07-24 | 2629 | 4759 | Up-front Payment
SCG-007824 | Low Income Single Family Residential | Domestic Hot Water | Gas | Southern California Gas Company | Incentive:Paid | 4723 | 36.9 |  | 1 | 128 |  | 128 |  | 2017-03-29 10:29 | 2017-07-17 | TITANIUM POWER INC | Retrofit | Pacoima | Los Angeles | 91331 | Host Customer is System Owner | 7 |  | 30004079 | GREENoneTEC Solarindustrie GmbH | Solpal Plus | Solpal Plus L-GT | Direct Integral Collector Storage (DI) | 25.66 |  | Solpal Plus L |  |  | Solar Storage with Tankless Auxiliary Water Heater | 51 | 1 | 1 | 85 | Z09 | [18 empty] | Los Angeles | FALSE | 37.34 |  | 2011-06-01: 2017-03-27; 2011-08-03: 2017-03-29; 2011-09-20: 2017-07-17 | 2651 | 4779 | Up-front Payment
SCG-007825 | Low Income Single Family Residential | Domestic Hot Water | Gas | Southern California Gas Company | Incentive:Canceled | 4487 | 36.9 |  | 1 | 128 |  | 122 |  | 2017-03-29 10:31 |  | TITANIUM POWER INC | Retrofit | North Hollywood | Los Angeles | 91605 | Host Customer is System Owner | 4 |  | 30004079 | GREENoneTEC Solarindustrie GmbH | Solpal Plus | Solpal Plus L-GT | Direct Integral Collector Storage (DI) | 25.66 |  | Solpal Plus L |  |  | Solar Storage with Tankless Auxiliary Water Heater | 51 | 1 | 0.95 | 55 | Z09 | [18 empty] | Los Angeles | FALSE | 35.62 |  | 2011-06-01: 2017-03-27; 2011-06-21: 2017-06-21; 2011-08-03: 2017-03-29 | 2640 | 4559 | Up-front Payment
SCG-007826 | Low Income Single Family Residential | Domestic Hot Water | Gas | Southern California Gas Company | Incentive:Paid | 4723 | 36.9 |  | 1 | 128 |  | 128 |  | 2017-03-29 10:30 | 2017-07-17 | TITANIUM POWER INC | Retrofit | Pacoima | Los Angeles | 91331 | Host Customer is System Owner | 9 |  | 30004079 | GREENoneTEC Solarindustrie GmbH | Solpal Plus | Solpal Plus L-GT | Direct Integral Collector Storage (DI) | 25.66 |  | Solpal Plus L |  |  | Solar Storage with Tankless Auxiliary Water Heater | 51 | 1 | 1 | 105 | Z09 | [18 empty] | Los Angeles | FALSE | 37.34 |  | 2011-06-01: 2017-03-27; 2011-08-03: 2017-03-29; 2011-09-20: 2017-07-17 | 2651 | 4779 | Up-front Payment
SCG-007827 | Low Income Single Family Residential | Domestic Hot Water | Gas | Southern California Gas Company | Incentive:Canceled | 4487 | 36.9 |  | 1 | 128 |  | 122 |  | 2017-03-29 10:32 |  | TITANIUM POWER INC | Retrofit | North Hollywood | Los Angeles | 91605 | Host Customer is System Owner | 5 |  | 30004079 | GREENoneTEC Solarindustrie GmbH | Solpal Plus | Solpal Plus L-GT | Direct Integral Collector Storage (DI) | 25.66 |  | Solpal Plus L |  |  | Solar Storage with Tankless Auxiliary Water Heater | 51 | 1 | 0.95 | 65 | Z09 | [18 empty] | Los Angeles | FALSE | 35.62 |  | 2011-06-01: 2017-03-27; 2011-06-21: 2017-06-21; 2011-08-03: 2017-03-29 | 2640 | 4559 | Up-front Payment
SCG-007828 | Low Income Multifamily Residential | Domestic Hot Water | Gas | Southern California Gas Company | Incentive:Paid | 10155 | 24.89 |  | 1 | 408 |  | 408 |  | 2017-05-09 16:17 | 2017-05-17 | PROMISE ENERGY INC | New Construction | San Bernardino | San Bernardino | 92401 | Host Customer is System Owner | [7 empty] | 98.49 | 32.83 |  | Glycol | Steam Back | Solar Storage and Auxiliary Tanks are separate |  | 1 | 1 | 336 | Z10 | 8 | Units | Apartments/Condos | 10001804 | 3 | 1 | 350 | 1 | 115 | 1 | 199000 | TRUE | 120 | 140 |  |  |  |  | San Bernardino | FALSE | 60.85 |  | 2017-03-27 |  | 2017-05-09 | 2017-05-17 | 2018-04-06 | 2018-05-10 | 2299 | 24824.81 | Up-front Payment
SCG-007830 | Low Income Multifamily Residential | Domestic Hot Water | Gas | Southern California Gas Company | Incentive:Paid | 10155 | 24.89 |  | 1 | 408 |  | 408 |  | 2017-05-18 09:21 | 2017-05-30 | PROMISE ENERGY INC | New Construction | San Bernardino | San Bernardino | 92410 | Host Customer is System Owner | [7 empty] | 98.49 | 32.83 |  | Glycol | Steam Back | Solar Storage and Auxiliary Tanks are separate |  | 1 | 1 | 336 | Z10 | 8 | Units | Apartments/Condos | 10001804 | 3 | 1 | 350 | 1 | 115 | 1 | 199000 | TRUE | 120 | 140 |  |  |  |  | San Bernardino | FALSE | 60.85 |  | 2017-03-27 |  | 2017-05-18 | 2017-05-30 | 2018-04-06 | 2018-05-10 | 2294 | 24824.81 | Up-front Payment
SCG-007831 | Low Income Multifamily Residential | Domestic Hot Water | Gas | Southern California Gas Company | Incentive:Paid | 10155 | 24.89 |  | 1 | 408 |  | 408 |  | 2017-05-18 09:31 | 2017-05-30 | PROMISE ENERGY INC | New Construction | San Bernardino | San Bernardino | 92410 | Host Customer is System Owner | [7 empty] | 98.49 | 32.83 |  | Glycol | Steam Back | Solar Storage and Auxiliary Tanks are separate |  | 1 | 1 | 336 | Z10 | 8 | Units | Apartments/Condos | 10001804 | 3 | 1 | 350 | 1 | 115 | 1 | 199000 | TRUE | 120 | 140 |  |  |  |  | San Bernardino | FALSE | 60.85 |  | 2017-03-27 |  | 2017-05-18 | 2017-05-30 | 2018-04-06 | 2018-05-10 | 2294 | 24824.81 | Up-front Payment
SCG-007832 | Low Income Multifamily Residential | Domestic Hot Water | Gas | Southern California Gas Company | Incentive:Paid | 9906 | 24.89 |  | 1 | 398 |  | 398 |  | 2017-05-18 09:33 | 2017-05-30 | PROMISE ENERGY INC | New Construction | San Bernardino | San Bernardino | 92410 | Host Customer is System Owner | [7 empty] | 98.49 | 32.83 |  | Glycol | Advanced Controller with a Vacation or Holiday Mode | Solar Storage and Auxiliary Tanks are separate |  | 1 | 1 | 336 | Z10 | 8 | Units | Apartments/Condos | 10001804 | 3 | 1 | 350 | 1 | 115 | 1 | 199000 | TRUE | 120 | 140 |  |  |  |  | San Bernardino | FALSE | 62.37 |  | 2017-03-27 |  | 2017-05-18 | 2017-05-30 | 2018-04-06 | 2018-05-11 | 2294 | 24824.81 | Up-front Payment
SCG-007833 | Low Income Multifamily Residential | Domestic Hot Water | Gas | Southern California Gas Company | Incentive:Paid | 7193 | 24.89 |  | 1 | 289 |  | 289 |  | 2017-05-18 09:35 | 2017-05-30 | PROMISE ENERGY INC | New Construction | San Bernardino | San Bernardino | 92410 | Host Customer is System Owner | [7 empty] | 98.49 | 32.83 |  | Glycol | Advanced Controller with a Vacation or Holiday Mode | Solar Storage and Auxiliary Tanks are separate |  | 1 | 1 | 336 | Z10 | 8 | Units | Apartments/Condos | 10001804 | 3 | 1 | 350 | 1 | 115 | 1 | 199000 | TRUE | 120 | 140 |  |  |  |  | San Bernardino | FALSE | 85.9 |  | 2017-03-27 |  | 2017-05-18 | 2017-05-30 | 2018-04-06 | 2018-06-22 | 2294 | 24824.81 | Up-front Payment
SCG-007834 | Low Income Multifamily Residential | Domestic Hot Water | Gas | Southern California Gas Company | Incentive:Paid | 10006 | 24.89 |  | 1 | 402 |  | 402 |  | 2017-05-18 09:35 | 2017-05-30 | PROMISE ENERGY INC | New Construction | San Bernardino | San Bernardino | 92410 | Host Customer is System Owner | [7 empty] | 98.49 | 32.83 |  | Glycol | Advanced Controller with a Vacation or Holiday Mode | Solar Storage and Auxiliary Tanks are separate |  | 1 | 1 | 336 | Z10 | 8 | Units | Apartments/Condos | 10001804 | 3 | 1 | 350 | 1 | 115 | 1 | 199000 | TRUE | 120 | 140 |  |  |  |  | San Bernardino | FALSE | 61.75 |  | 2017-03-27 |  | 2017-05-18 | 2017-05-30 | 2018-04-06 | 2018-05-11 | 2294 | 24824.81 | Up-front Payment
SCG-007835 | Low Income Multifamily Residential | Domestic Hot Water | Gas | Southern California Gas Company | Incentive:Paid | 8612 | 24.89 |  | 1 | 346 |  | 346 |  | 2017-05-18 09:36 | 2017-05-30 | PROMISE ENERGY INC | New Construction | San Bernardino | San Bernardino | 92401 | Host Customer is System Owner | [7 empty] | 98.49 | 32.83 |  | Glycol | Steam Back | Solar Storage and Auxiliary Tanks are separate |  | 1 | 1 | 336 | Z10 | 8 | Units | Apartments/Condos | 10001804 | 3 | 1 | 350 | 1 | 115 | 1 | 199000 | TRUE | 120 | 140 |  |  |  |  | San Bernardino | FALSE | 71.75 |  | 2017-03-27 |  | 2017-05-18 | 2017-05-30 | 2018-04-06 | 2018-05-10 | 2298 | 24824.81 | Up-front Payment
SCG-007836 | Low Income Multifamily Residential | Domestic Hot Water | Gas | Southern California Gas Company | Incentive:Paid | 8612 | 24.89 |  | 1 | 346 |  | 346 |  | 2017-05-18 09:36 | 2017-05-30 | PROMISE ENERGY INC | New Construction | San Bernardino | San Bernardino | 92410 | Host Customer is System Owner | [7 empty] | 98.49 | 32.83 |  | Glycol | Steam Back | Solar Storage and Auxiliary Tanks are separate |  | 1 | 1 | 336 | Z10 | 8 | Units | Apartments/Condos | 10001804 | 3 | 1 | 350 | 1 | 115 | 1 | 199000 | TRUE | 120 | 140 |  |  |  |  | San Bernardino | FALSE | 71.75 |  | 2017-03-27 |  | 2017-05-18 | 2017-05-30 | 2018-04-06 | 2018-05-10 | 2294 | 24824.81 | Up-front Payment
PGE-007837 | Commercial/Multifamily Residential | Domestic Hot Water | Gas | Pacific Gas and Electric | Incentive:Paid | 15001 | 20.19 |  | 1 | 743 |  | 743 |  | 2017-03-31 11:58 | 2017-04-04 | OXYPOWER INC | Retrofit | EL CERRITO | Contra Costa | 94530 | Host Customer is System Owner | [7 empty] | 241.02 | 40.17 |  | Glycol | Pressure Stagnation Protection (PSP) | Solar Storage and Auxiliary Tanks are separate |  | 1 | 1 | 504 | Z03 | 12 | Units | Apartments/Condos | 2010115A | 6 | 1 | 360 | 3 | 200 | 1 | 199990 | TRUE | 130 | 130 |  |  |  |  | City of El Cerrito | FALSE | 49.02 |  | 2017-03-27 |  | 2017-03-31 | 2017-04-04 | 2017-07-13 | 2017-07-26 | 2637 | 36425 | Up-front Payment
SCG-007838 | Low Income Single Family Residential | Domestic Hot Water | Gas | Southern California Gas Company | Incentive:Canceled | 4723 | 36.9 |  | 1 | 128 |  | 128 |  | 2017-04-03 14:06 |  | TITANIUM POWER INC | Retrofit | Sylmar | Los Angeles | 91342 | Host Customer is System Owner | 6 |  | 30004079 | GREENoneTEC Solarindustrie GmbH | Solpal Plus | Solpal Plus L-GT | Direct Integral Collector Storage (DI) | 25.66 |  | Solpal Plus L |  |  | Solar Storage with Tankless Auxiliary Water Heater | 51 | 1 | 1 | 75 | Z09 | [18 empty] | Los Angeles | FALSE | 37.34 |  | 2011-06-01: 2017-03-28; 2011-06-21: 2017-06-21; 2011-08-03: 2017-04-03 | 2638 | 4779 | Up-front Payment
SCG-007839 | Low Income Single Family Residential | Domestic Hot Water | Gas | Southern California Gas Company | Incentive:Paid | 4723 | 36.9 |  | 1 | 128 |  | 128 |  | 2017-03-29 12:38 | 2017-07-17 | TITANIUM POWER INC | Retrofit | Pacoima | Los Angeles | 91331 | Host Customer is System Owner | 5 |  | 30004079 | GREENoneTEC Solarindustrie GmbH | Solpal Plus | Solpal Plus L-GT | Direct Integral Collector Storage (DI) | 25.66 |  | Solpal Plus L |  |  | Solar Storage with Tankless Auxiliary Water Heater | 51 | 1 | 1 | 65 | Z09 | [18 empty] | Los Angeles | FALSE | 37.18 |  | 2011-06-01: 2017-03-28; 2011-08-03: 2017-03-29; 2011-09-20: 2017-07-17 | 2651 | 4759 | Up-front Payment
SCG-007840 | Low Income Single Family Residential | Domestic Hot Water | Gas | Southern California Gas Company | Incentive:Paid | 4723 | 36.9 |  | 1 | 128 |  | 128 |  | 2017-03-29 12:39 | 2017-07-17 | TITANIUM POWER INC | Retrofit | Sylmar | Los Angeles | 91342 | Host Customer is System Owner | 6 |  | 30004079 | GREENoneTEC Solarindustrie GmbH | Solpal Plus | Solpal Plus L-GT | Direct Integral Collector Storage (DI) | 25.66 |  | Solpal Plus L |  |  | Solar Storage with Tankless Auxiliary Water Heater | 51 | 1 | 1 | 75 | Z09 | [18 empty] | Los Angeles | FALSE | 37.18 |  | 2011-06-01: 2017-03-28; 2011-08-03: 2017-03-29; 2011-09-20: 2017-07-17 | 2651 | 4759 | Up-front Payment
SCG-007841 | Low Income Single Family Residential | Domestic Hot Water | Gas | Southern California Gas Company | Incentive:Canceled | 4723 | 36.9 |  | 1 | 128 |  | 128 |  | 2017-04-03 14:07 |  | TITANIUM POWER INC | Retrofit | Sylmar | Los Angeles | 91342 | Host Customer is System Owner | 4 |  | 30004079 | GREENoneTEC Solarindustrie GmbH | Solpal Plus | Solpal Plus L-GT | Direct Integral Collector Storage (DI) | 25.66 |  | Solpal Plus L |  |  | Solar Storage with Tankless Auxiliary Water Heater | 51 | 1 | 1 | 55 | Z09 | [18 empty] | Los Angeles | FALSE | 37.34 |  | 2011-06-01: 2017-03-28; 2011-06-21: 2017-06-21; 2011-08-03: 2017-04-03 | 2638 | 4779 | Up-front Payment
SCG-007843 | Low Income Single Family Residential | Domestic Hot Water | Gas | Southern California Gas Company | Incentive:Paid | 4723 | 36.9 |  | 1 | 128 |  | 128 |  | 2017-03-29 12:37 | 2017-07-17 | TITANIUM POWER INC | Retrofit | Pacoima | Los Angeles | 91331 | Host Customer is System Owner | 4 |  | 30004079 | GREENoneTEC Solarindustrie GmbH | Solpal Plus | Solpal Plus L-GT | Direct Integral Collector Storage (DI) | 25.66 |  | Solpal Plus L |  |  | Solar Storage with Tankless Auxiliary Water Heater | 51 | 1 | 1 | 55 | Z09 | [18 empty] | Los Angeles | FALSE | 37.18 |  | 2011-06-01: 2017-03-28; 2011-08-03: 2017-03-29; 2011-09-20: 2017-07-17 | 2651 | 4759 | Up-front Payment
PGE-007844 | Low Income Multifamily Residential | Domestic Hot Water | Gas | Pacific Gas and Electric | Incentive:Paid | 79698 | 24.89 |  | 1 | 3202 |  | 3202 |  | 2017-04-07 13:21 | 2017-05-04 | PROMISE ENERGY INC | Retrofit | Fresno | Fresno | 93705 | Host Customer is System Owner | [7 empty] | 1044.42 | 40.17 |  | Glycol | Steam Back | Solar Storage and Auxiliary Tanks are separate |  | 1 | 1 | 2128 | Z13 | 56 | Units | Apartments/Condos | 2010115A | 26 | 1 | 1500 | 1 | 200 | 2 | 550000 | TRUE | 120 | 140 |  | Amatis Controls - AM-JOULE |  | Amatis Controls - AM-JOULE | Fresno | FALSE | 60.31 |  | 2017-03-28 | 2017-04-12 | 2017-04-07 | 2017-05-04 | 2018-04-24 | 2018-05-01 | 2348 | 193114.83 | Up-front Payment
PGE-007845 | Low Income Multifamily Residential | Domestic Hot Water | Gas | Pacific Gas and Electric | Incentive:Paid | 51497 | 24.89 |  | 1 | 2069 |  | 2069 |  | 2017-04-07 14:03 | 2017-05-04 | PROMISE ENERGY INC | Retrofit | Fresno | Fresno | 93705 | Host Customer is System Owner | [7 empty] | 964.08 | 40.17 |  | Glycol | Steam Back | Solar Storage and Auxiliary Tanks are separate |  | 1 | 1 | 1040 | Z13 | 26 | Units | Apartments/Condos | 2010115A | 24 | 1 | 1400 | 2 | 200 | 2 | 545000 | TRUE | 140 | 140 |  | Amatis Controls - AM-JOULE |  | Amatis Controls - AM-JOULE | Fresno | FALSE | 80.84 |  | 2017-03-28 | 2017-04-12 | 2017-04-07 | 2017-05-04 | 2018-04-24 | 2018-08-30 | 2234 | 167266.2 | Up-front Payment
PGE-007846 | Low Income Multifamily Residential | Domestic Hot Water | Gas | Pacific Gas and Electric | Incentive:Paid | 78279 | 24.89 |  | 1 | 3145 |  | 3145 |  | 2017-04-07 14:03 | 2017-05-04 | PROMISE ENERGY INC | Retrofit | FRESNO | Fresno | 93705 | Host Customer is System Owner | [7 empty] | 1124.76 | 40.17 |  | Glycol | Steam Back | Solar Storage and Auxiliary Tanks are separate |  | 1 | 1 | 2204 | Z13 | 58 | Units | Apartments/Condos | 2010115A | 28 | 1 | 1900 | 2 | 200 | 1 | 849000 | TRUE | 120 | 140 |  | Amatis Controls - AM-JOULE |  | Amatis Controls - AM-JOULE | fresno | FALSE | 65.5 |  | 2017-03-28 | 2017-04-12 | 2017-04-07 | 2017-05-04 | 2018-04-24 | 2018-05-01 | 2348 | 205989.16 | Up-front Payment
PGE-007847 | Low Income Multifamily Residential | Domestic Hot Water | Gas | Pacific Gas and Electric | Incentive:Paid | 49357 | 24.89 |  | 1 | 1983 |  | 1983 |  | 2017-04-07 14:05 | 2017-05-04 | PROMISE ENERGY INC | Retrofit | Fresno | Fresno | 93705 | Host Customer is System Owner | [7 empty] | 723.06 | 40.17 |  | Glycol | Steam Back | Solar Storage and Auxiliary Tanks are separate |  | 1 | 1 | 1360 | Z13 | 34 | Units | Apartments/Condos | 2010115A | 18 | 1 | 1200 | 1 | 130 | 1 | 390000 | TRUE | 120 | 140 |  | Amatis Controls - AM-JOULE |  | Amatis Controls - AM-JOULE | Fresno | FALSE | 64.92 |  | 2017-03-28 | 2017-04-12 | 2017-04-07 | 2017-05-04 | 2018-04-24 | 2018-05-01 | 2348 | 128743.23 | Up-front Payment
PGE-007848 | Low Income Multifamily Residential | Domestic Hot Water | Gas | Pacific Gas and Electric | Incentive:Paid | 91371 | 24.89 |  | 1 | 3671 |  | 3671 |  | 2017-04-07 14:06 | 2017-05-04 | PROMISE ENERGY INC | Retrofit | Fresno | Fresno | 93705 | Host Customer is System Owner | [7 empty] | 1205.1 | 40.17 |  | Glycol | Pressure Stagnation Protection (PSP) | Solar Storage and Auxiliary Tanks are separate |  | 1 | 1 | 2356 | Z13 | 62 | Units | Apartments/Condos | 2010115A | 30 | 1 | 1900 | 1 | 200 | 2 | 550000 | TRUE | 140 | 140 |  | Amatis Controls - AM-JOULE |  | Amatis Controls - AM-JOULE | Fresno | FALSE | 59.62 |  | 2017-03-28 | 2017-04-12 | 2017-04-07 | 2017-05-04 | 2018-04-24 | 2018-10-23 | 2171 | 218863.47 | Up-front Payment
PGE-007849 | Low Income Multifamily Residential | Domestic Hot Water | Gas | Pacific Gas and Electric | Incentive:Paid | 53688 | 24.89 |  | 1 | 2157 |  | 2157 |  | 2017-04-07 14:07 | 2017-05-04 | PROMISE ENERGY INC | Retrofit | Fresno | Fresno | 93705 | Host Customer is System Owner | [7 empty] | 803.4 | 40.17 |  | Glycol | Steam Back | Solar Storage and Auxiliary Tanks are separate |  | 1 | 1 | 1440 | Z13 | 36 | Units | Apartments/Condos | 2010115A | 20 | 1 | 1200 | 1 | 230 | 2 | 665000 | TRUE | 120 | 140 |  | Amatis Controls - AM-JOULE |  | Amatis Controls - AM-JOULE | Fresno | FALSE | 65.65 |  | 2017-03-28 | 2017-04-12 | 2017-04-07 | 2017-05-04 | 2018-04-24 | 2018-05-01 | 2348 | 141617.54 | Up-front Payment
PGE-007850 | Low Income Multifamily Residential | Domestic Hot Water | Gas | Pacific Gas and Electric | Incentive:Paid | 38580 | 24.89 |  | 1 | 1550 |  | 1550 |  | 2017-04-07 14:08 | 2017-05-04 | PROMISE ENERGY INC | Retrofit | Fresno | Fresno | 93705 | Host Customer is System Owner | [7 empty] | 482.04 | 40.17 |  | Glycol | Steam Back | Solar Storage and Auxiliary Tanks are separate |  | 1 | 1 | 1040 | Z13 | 26 | Units | Apartments/Condos | 2010115A | 12 | 1 | 800 | 1 | 100 | 1 | 275000 | TRUE | 120 | 140 |  | Amatis Controls - AM-JOULE |  | Amatis Controls - AM-JOULE | Fresno | FALSE | 58.14 |  | 2017-03-28 | 2017-04-12 | 2017-04-07 | 2017-05-04 | 2018-04-24 | 2018-05-01 | 2349 | 90120.26 | Up-front Payment
PGE-007851 | Low Income Multifamily Residential | Domestic Hot Water | Gas | Pacific Gas and Electric | Incentive:Paid | 58815 | 24.89 |  | 1 | 2363 |  | 2363 |  | 2017-04-07 14:09 | 2017-05-04 | PROMISE ENERGY INC | Retrofit | Fresno | Fresno | 93705 | Host Customer is System Owner | [7 empty] | 803.4 | 40.17 |  | Glycol | Steam Back | Solar Storage and Auxiliary Tanks are separate |  | 1 | 1 | 1920 | Z13 | 48 | Units | Apartments/Condos | 2010115A | 20 | 1 | 1200 | 1 | 200 | 1 | 550000 | TRUE | 140 | 140 |  | Amatis Controls - AM-JOULE |  | Amatis Controls - AM-JOULE | Fresno | FALSE | 59.93 |  | 2017-03-28 | 2017-04-12 | 2017-04-07 | 2017-05-04 | 2018-04-24 | 2018-10-23 | 2171 | 141617.54 | Up-front Payment
SCG-007852 | Low Income Single Family Residential | Domestic Hot Water | Gas | Southern California Gas Company | Incentive:Paid | 4779 | 36.9 |  | 1 | 140 |  | 140 |  | 2017-04-03 14:50 | 2017-07-12 | TITANIUM POWER INC | Retrofit | Pacoima | Los Angeles | 91331 | Host Customer is System Owner | 4 |  | 2011141B | Heliodyne, Inc. | HELIOPAK | HPAK 016 1 410 G 80 ACD Z | Indirect Forced Circulation (IF) | 40.17 |  | 410 001 | Glycol | Advanced Controller with a Vacation or Holiday Mode | Solar Storage and Auxiliary Tanks are separate | 80 | 1 | 1 | 55 | Z09 | [18 empty] | Los Angeles | FALSE | 34.14 |  | 2011-06-01: 2017-03-29; 2011-08-03: 2017-04-03; 2011-09-20: 2017-07-12 | 2658 | 4779 | Up-front Payment
SCG-007853 | Low Income Single Family Residential | Domestic Hot Water | Gas | Southern California Gas Company | Incentive:Canceled | 3284 | 36.9 |  | 1 | 89 |  | 89 |  | 2017-03-30 13:45 |  | TITANIUM POWER INC | Retrofit | Pacoima | Los Angeles | 91331 | Host Customer is System Owner | 6 |  | 30004078 | GREENoneTEC Solarindustrie GmbH | Solpal Plus | Solpal Plus L-G | Direct Integral Collector Storage (DI) | 25.66 |  | Solpal Plus L |  |  | Solar Storage and Auxiliary Tanks are separate | 51 | 1 | 1 | 75 | Z09 | [18 empty] | Los Angeles | FALSE | 53.47 |  | 2011-06-01: 2017-03-29; 2011-06-21: 2017-06-21; 2011-08-03: 2017-03-30 | 2638 | 4759 | Up-front Payment
SCG-007854 | Low Income Single Family Residential | Domestic Hot Water | Gas | Southern California Gas Company | Incentive:Paid | 5166 | 36.9 |  | 1 | 140 |  | 140 |  | 2017-03-30 13:44 | 2017-05-31 | TITANIUM POWER INC | Retrofit | Pacoima | Los Angeles | 91331 | Host Customer is System Owner | 6 |  | 2011141B | Heliodyne, Inc. | HELIOPAK | HPAK 016 1 410 G 80 ACD Z | Indirect Forced Circulation (IF) | 40.17 |  | 410 001 | Glycol | Advanced Controller with a Vacation or Holiday Mode | Solar Storage and Auxiliary Tanks are separate | 80 | 1 | 1 | 75 | Z09 | [18 empty] | Los Angeles | FALSE | 37.27 |  | 2011-06-01: 2017-03-29; 2011-08-03: 2017-03-30; 2011-09-20: 2017-05-31 | 2700 | 5218 | Up-front Payment
SCG-007855 | Low Income Single Family Residential | Domestic Hot Water | Gas | Southern California Gas Company | Incentive:Paid | 4723 | 36.9 |  | 1 | 128 |  | 128 |  | 2017-04-03 15:03 | 2017-08-01 | TITANIUM POWER INC | Retrofit | Pacoima | Los Angeles | 91331 | Host Customer is System Owner | 6 |  | 30004079 | GREENoneTEC Solarindustrie GmbH | Solpal Plus | Solpal Plus L-GT | Direct Integral Collector Storage (DI) | 25.66 |  | Solpal Plus L |  |  | Solar Storage with Tankless Auxiliary Water Heater | 51 | 1 | 1 | 75 | Z09 | [18 empty] | Los Angeles | FALSE | 37.34 |  | 2011-06-01: 2017-03-29; 2011-08-03: 2017-04-03; 2011-09-20: 2017-08-01 | 2626 | 4779 | Up-front Payment
SCG-007857 | Low Income Single Family Residential | Domestic Hot Water | Gas | Southern California Gas Company | Incentive:Paid | 4723 | 36.9 |  | 1 | 128 |  | 128 |  | 2017-04-03 14:55 | 2017-08-01 | TITANIUM POWER INC | Retrofit | Pacoima | Los Angeles | 91331 | Host Customer is System Owner | 7 |  | 30004079 | GREENoneTEC Solarindustrie GmbH | Solpal Plus | Solpal Plus L-GT | Direct Integral Collector Storage (DI) | 25.66 |  | Solpal Plus L |  |  | Solar Storage with Tankless Auxiliary Water Heater | 51 | 1 | 1 | 85 | Z09 | [18 empty] | Los Angeles | FALSE | 37.18 |  | 2011-06-01: 2017-03-29; 2011-08-03: 2017-04-03; 2011-09-20: 2017-08-01 | 2626 | 4759 | Up-front Payment
SCG-007858 | Low Income Single Family Residential | Domestic Hot Water | Gas | Southern California Gas Company | Incentive:Canceled | 5166 | 36.9 |  | 1 | 140 |  | 140 |  | 2017-04-03 14:32 |  | TITANIUM POWER INC | Retrofit | Pacoima | Los Angeles | 91331 | Host Customer is System Owner | 6 |  | 2011141B | Heliodyne, Inc. | HELIOPAK | HPAK 016 1 410 G 80 ACD Z | Indirect Forced Circulation (IF) | 40.17 |  | 410 001 | Glycol | Advanced Controller with a Vacation or Holiday Mode | Solar Storage and Auxiliary Tanks are separate | 80 | 1 | 1 | 75 | Z09 | [18 empty] | Los Angeles | FALSE | 37.27 |  | 2011-06-01: 2017-03-29; 2011-06-21: 2017-06-21; 2011-08-03: 2017-04-03 | 2638 | 5218 | Up-front Payment
SCG-007859 | Low Income Single Family Residential | Domestic Hot Water | Gas | Southern California Gas Company | Incentive:Paid | 4723 | 36.9 |  | 1 | 128 |  | 128 |  | 2017-04-03 14:24 | 2017-07-18 | TITANIUM POWER INC | Retrofit | Pacoima | Los Angeles | 91331 | Host Customer is System Owner | 5 |  | 30004079 | GREENoneTEC Solarindustrie GmbH | Solpal Plus | Solpal Plus L-GT | Direct Integral Collector Storage (DI) | 25.66 |  | Solpal Plus L |  |  | Solar Storage with Tankless Auxiliary Water Heater | 51 | 1 | 1 | 65 | Z09 | [18 empty] | Los Angeles | FALSE | 37.34 |  | 2011-06-01: 2017-03-29; 2011-08-03: 2017-04-03; 2011-09-20: 2017-07-18 | 2650 | 4779 | Up-front Payment
SCG-007860 | Low Income Single Family Residential | Domestic Hot Water | Gas | Southern California Gas Company | Incentive:Paid | 4723 | 36.9 |  | 1 | 128 |  | 128 |  | 2017-03-31 13:50 | 2017-07-20 | TITANIUM POWER INC | Retrofit | Pacoima | Los Angeles | 91331 | Host Customer is System Owner | 8 |  | 30004079 | GREENoneTEC Solarindustrie GmbH | Solpal Plus | Solpal Plus L-GT | Direct Integral Collector Storage (DI) | 25.66 |  | Solpal Plus L |  |  | Solar Storage with Tankless Auxiliary Water Heater | 51 | 1 | 1 | 95 | Z09 | [18 empty] | Los Angeles | FALSE | 37.18 |  | 2011-06-01: 2017-03-30; 2011-08-03: 2017-03-31; 2011-09-20: 2017-07-20 | 2650 | 4759 | Up-front Payment
SCG-007861 | Low Income Single Family Residential | Domestic Hot Water | Gas | Southern California Gas Company | Incentive:Paid | 4723 | 36.9 |  | 1 | 128 |  | 128 |  | 2017-04-03 14:46 | 2017-07-31 | TITANIUM POWER INC | Retrofit | Pacoima | Los Angeles | 91331 | Host Customer is System Owner | 6 |  | 30004079 | GREENoneTEC Solarindustrie GmbH | Solpal Plus | Solpal Plus L-GT | Direct Integral Collector Storage (DI) | 25.66 |  | Solpal Plus L |  |  | Solar Storage with Tankless Auxiliary Water Heater | 51 | 1 | 1 | 75 | Z09 | [18 empty] | Los Angeles | FALSE | 37.18 |  | 2011-06-01: 2017-03-30; 2011-08-03: 2017-04-03; 2011-09-20: 2017-07-31 | 2626 | 4759 | Up-front Payment
SCG-007863 | Low Income Single Family Residential | Domestic Hot Water | Gas | Southern California Gas Company | Incentive:Canceled | 4723 | 36.9 |  | 1 | 128 |  | 128 |  | 2017-03-31 13:49 |  | TITANIUM POWER INC | Retrofit | Pacoima | Los Angeles | 91331 | Host Customer is System Owner | 5 |  | 30004079 | GREENoneTEC Solarindustrie GmbH | Solpal Plus | Solpal Plus L-GT | Direct Integral Collector Storage (DI) | 25.66 |  | Solpal Plus L |  |  | Solar Storage with Tankless Auxiliary Water Heater | 51 | 1 | 1 | 65 | Z09 | [18 empty] | Los Angeles | FALSE | 37.18 |  | 2011-06-01: 2017-03-30; 2011-06-21: 2017-06-05; 2011-08-03: 2017-03-31 | 2700 | 4759 | Up-front Payment
SCG-007864 | Low Income Single Family Residential | Domestic Hot Water | Gas | Southern California Gas Company | Incentive:Paid | 4723 | 36.9 |  | 1 | 128 |  | 128 |  | 2017-03-31 13:48 | 2017-07-18 | TITANIUM POWER INC | Retrofit | Pacoima | Los Angeles | 91331 | Host Customer is System Owner | 7 |  | 30004079 | GREENoneTEC Solarindustrie GmbH | Solpal Plus | Solpal Plus L-GT | Direct Integral Collector Storage (DI) | 25.66 |  | Solpal Plus L |  |  | Solar Storage with Tankless Auxiliary Water Heater | 51 | 1 | 1 | 85 | Z09 | [18 empty] | Los Angeles | FALSE | 37.18 |  | 2011-06-01: 2017-03-30; 2011-08-03: 2017-03-31; 2011-09-20: 2017-07-18 | 2650 | 4759 | Up-front Payment
SCG-007865 | Low Income Single Family Residential | Domestic Hot Water | Gas | Southern California Gas Company | Incentive:Paid | 4723 | 36.9 |  | 1 | 128 |  | 128 |  | 2017-03-31 13:47 | 2017-07-18 | TITANIUM POWER INC | Retrofit | Pacoima | Los Angeles | 91331 | Host Customer is System Owner | 7 |  | 30004079 | GREENoneTEC Solarindustrie GmbH | Solpal Plus | Solpal Plus L-GT | Direct Integral Collector Storage (DI) | 25.66 |  | Solpal Plus L |  |  | Solar Storage with Tankless Auxiliary Water Heater | 51 | 1 | 1 | 85 | Z09 | [18 empty] | Los Angeles | FALSE | 37.18 |  | 2011-06-01: 2017-03-30; 2011-08-03: 2017-03-31; 2011-09-20: 2017-07-18 | 2651 | 4759 | Up-front Payment
SCG-007866 | Low Income Single Family Residential | Domestic Hot Water | Gas | Southern California Gas Company | Incentive:Paid | 4723 | 36.9 |  | 1 | 128 |  | 128 |  | 2017-04-03 14:39 | 2017-07-31 | TITANIUM POWER INC | Retrofit | Pacoima | Los Angeles | 91331 | Host Customer is System Owner | 4 |  | 30004079 | GREENoneTEC Solarindustrie GmbH | Solpal Plus | Solpal Plus L-GT | Direct Integral Collector Storage (DI) | 25.66 |  | Solpal Plus L |  |  | Solar Storage with Tankless Auxiliary Water Heater | 51 | 1 | 1 | 55 | Z09 | [18 empty] | Los Angeles | FALSE | 37.18 |  | 2011-06-01: 2017-03-30; 2011-08-03: 2017-04-03; 2011-09-20: 2017-07-31 | 2626 | 4759 | Up-front Payment
SCG-007867 | Low Income Single Family Residential | Domestic Hot Water | Gas | Southern California Gas Company | Incentive:Canceled | 5166 | 36.9 |  | 1 | 140 |  | 140 |  | 2017-04-03 14:34 |  | TITANIUM POWER INC | Retrofit | Pacoima | Los Angeles | 91331 | Host Customer is System Owner | 7 |  | 2011141B | Heliodyne, Inc. | HELIOPAK | HPAK 016 1 410 G 80 ACD Z | Indirect Forced Circulation (IF) | 40.17 |  | 410 001 | Glycol | Advanced Controller with a Vacation or Holiday Mode | Solar Storage and Auxiliary Tanks are separate | 80 | 1 | 1 | 85 | Z09 | [18 empty] | Los Angeles | FALSE | 37.27 |  | 2011-06-01: 2017-03-31; 2011-06-21: 2017-06-21; 2011-08-03: 2017-04-03 | 2638 | 5218 | Up-front Payment
SCG-007868 | Single Family Residential | Domestic Hot Water | Gas | Southern California Gas Company | Incentive:Paid | 2239 | 29.85 |  | 1 | 75 |  | 75 |  | 2017-04-03 11:22 | 2017-05-12 | ZERO ENERGY CONTRACTING INC | Retrofit | Altadena | Los Angeles | 91001 | Host Customer is System Owner | 2 |  | 2012012B | GREENoneTEC Solarindustrie GmbH | SOLPAL (formerly Solcrafte) | SOLPAL L-G | Direct Integral Collector Storage (DI) | 26.11 |  | Solpal L |  |  | Solar Storage and Auxiliary Tanks are separate | 51 | 1 | 1 | 35 | Z09 | [18 empty] | LA County | FALSE | 125.07 |  | 2011-06-01: 2017-03-31; 2011-08-03: 2017-04-03; 2011-09-20: 2017-05-12 | 2711 | 9380 | Up-front Payment
SCG-007869 | Commercial Pools | Pool Heating | Gas | Southern California Gas Company | Incentive:Paid | 10782 | 5 |  | 1 | 2223 |  | 2156 |  | 2017-05-02 09:06 | 2017-05-02 | SOLAR UNLIMITED INC | Retrofit | Thousand Oaks | Ventura | 91362 | Host Customer is System Owner | [7 empty] | 720 | 36 |  | Drainback |  |  |  | 0.97 | 1 |  | Z09 |  |  |  | 10001954 | 20 | 1 | [5 empty] | FALSE |  |  |  | Flow meter, Blue White F2000, Model: ASD |  | Flow meter, Blue White F2000, Model: ASD | Thousand Oaks | FALSE | 9.75 |  | 2017-03-31 |  | 2017-05-02 | 2017-05-02 | 2017-06-23 | 2017-06-28 | 2670 | 21685 | Up-front Payment
SCG-007870 | Low Income Single Family Residential | Domestic Hot Water | Gas | Southern California Gas Company | Incentive:Paid | 5166 | 36.9 |  | 1 | 140 |  | 140 |  | 2017-04-06 13:59 | 2017-06-23 | TITANIUM POWER INC | Retrofit | Pacoima | Los Angeles | 91331 | Host Customer is System Owner | 7 |  | 2011141B | Heliodyne, Inc. | HELIOPAK | HPAK 016 1 410 G 80 ACD Z | Indirect Forced Circulation (IF) | 40.17 |  | 410 001 | Glycol | Advanced Controller with a Vacation or Holiday Mode | Solar Storage and Auxiliary Tanks are separate | 80 | 1 | 1 | 85 | Z09 | [18 empty] | Los Angeles | FALSE | 37.27 |  | 2011-06-01: 2017-04-01; 2011-08-03: 2017-04-06; 2011-09-20: 2017-06-23 | 2664 | 5218 | Up-front Payment
SCG-007871 | Low Income Single Family Residential | Domestic Hot Water | Gas | Southern California Gas Company | Incentive:Canceled | 5166 | 36.9 |  | 1 | 140 |  | 140 |  | 2017-04-04 13:43 |  | TITANIUM POWER INC | Retrofit | Pacoima | Los Angeles | 91331 | Host Customer is System Owner | 5 |  | 2011141B | Heliodyne, Inc. | HELIOPAK | HPAK 016 1 410 G 80 ACD Z | Indirect Forced Circulation (IF) | 40.17 |  | 410 001 | Glycol | Advanced Controller with a Vacation or Holiday Mode | Solar Storage and Auxiliary Tanks are separate | 80 | 1 | 1 | 65 | Z09 | [18 empty] | Los Angeles | FALSE | 37.27 |  | 2011-06-01: 2017-04-01; 2011-06-21: 2017-06-23; 2011-08-03: 2017-04-04 | 2638 | 5218 | Up-front Payment
SCG-007872 | Low Income Single Family Residential | Domestic Hot Water | Gas | Southern California Gas Company | Incentive:Paid | 5166 | 36.9 |  | 1 | 140 |  | 140 |  | 2017-04-04 13:44 | 2017-06-01 | TITANIUM POWER INC | Retrofit | Pacoima | Los Angeles | 91331 | Host Customer is System Owner | 7 |  | 2011141B | Heliodyne, Inc. | HELIOPAK | HPAK 016 1 410 G 80 ACD Z | Indirect Forced Circulation (IF) | 40.17 |  | 410 001 | Glycol | Advanced Controller with a Vacation or Holiday Mode | Solar Storage and Auxiliary Tanks are separate | 80 | 1 | 1 | 85 | Z09 | [18 empty] | Los Angeles | FALSE | 37.27 |  | 2011-06-01: 2017-04-01; 2011-08-03: 2017-04-04; 2011-09-20: 2017-06-01 | 2700 | 5218 | Up-front Payment
SCG-007873 | Low Income Single Family Residential | Domestic Hot Water | Gas | Southern California Gas Company | Incentive:Paid | 5166 | 36.9 |  | 1 | 140 |  | 140 |  | 2017-04-04 13:42 | 2017-05-31 | TITANIUM POWER INC | Retrofit | Pacoima | Los Angeles | 91331 | Host Customer is System Owner | 8 |  | 2011141B | Heliodyne, Inc. | HELIOPAK | HPAK 016 1 410 G 80 ACD Z | Indirect Forced Circulation (IF) | 40.17 |  | 410 001 | Glycol | Advanced Controller with a Vacation or Holiday Mode | Solar Storage and Auxiliary Tanks are separate | 80 | 1 | 1 | 95 | Z09 | [18 empty] | Los Angeles | FALSE | 37.27 |  | 2011-06-01: 2017-04-01; 2011-08-03: 2017-04-04; 2011-09-20: 2017-05-31 | 2700 | 5218 | Up-front Payment
SCG-007874 | Low Income Single Family Residential | Domestic Hot Water | Gas | Southern California Gas Company | Incentive:Canceled | 4723 | 36.9 |  | 1 | 128 |  | 128 |  | 2017-04-06 13:58 |  | TITANIUM POWER INC | Retrofit | Pacoima | Los Angeles | 91331 | Host Customer is System Owner | 6 |  | 30004079 | GREENoneTEC Solarindustrie GmbH | Solpal Plus | Solpal Plus L-GT | Direct Integral Collector Storage (DI) | 25.66 |  | Solpal Plus L | Glycol | Advanced Controller with a Vacation or Holiday Mode | Solar Storage with Tankless Auxiliary Water Heater | 51 | 1 | 1 | 75 | Z09 | [18 empty] | Los Angeles | FALSE | 37.34 |  | 2011-06-01: 2017-04-01; 2011-06-21: 2017-06-23; 2011-08-03: 2017-04-06 | 2638 | 4779 | Up-front Payment
SCG-007875 | Low Income Single Family Residential | Domestic Hot Water | Gas | Southern California Gas Company | Incentive:Paid | 4723 | 36.9 |  | 1 | 128 |  | 128 |  | 2017-04-06 13:56 | 2017-08-01 | TITANIUM POWER INC | Retrofit | Pacoima | Los Angeles | 91331 | Host Customer is System Owner | 5 |  | 30004079 | GREENoneTEC Solarindustrie GmbH | Solpal Plus | Solpal Plus L-GT | Direct Integral Collector Storage (DI) | 25.66 |  | Solpal Plus L |  |  | Solar Storage with Tankless Auxiliary Water Heater | 51 | 1 | 1 | 65 | Z09 | [18 empty] | Los Angeles | FALSE | 37.18 |  | 2011-06-01: 2017-04-03; 2011-08-03: 2017-04-06; 2011-09-20: 2017-08-01 | 2626 | 4759 | Up-front Payment
SCG-007876 | Low Income Single Family Residential | Domestic Hot Water | Gas | Southern California Gas Company | Incentive:Paid | 4723 | 36.9 |  | 1 | 128 |  | 128 |  | 2017-04-06 13:56 | 2017-08-01 | TITANIUM POWER INC | Retrofit | Pacoima | Los Angeles | 91331 | Host Customer is System Owner | 4 |  | 30004079 | GREENoneTEC Solarindustrie GmbH | Solpal Plus | Solpal Plus L-GT | Direct Integral Collector Storage (DI) | 25.66 |  | Solpal Plus L |  |  | Solar Storage with Tankless Auxiliary Water Heater | 51 | 1 | 1 | 55 | Z09 | [18 empty] | Los Angeles | FALSE | 37.18 |  | 2011-06-01: 2017-04-03; 2011-08-03: 2017-04-06; 2011-09-20: 2017-08-01 | 2626 | 4759 | Up-front Payment
SCG-007877 | Low Income Single Family Residential | Domestic Hot Water | Gas | Southern California Gas Company | Incentive:Canceled | 3284 | 36.9 |  | 1 | 89 |  | 89 |  | 2017-04-06 14:00 |  | TITANIUM POWER INC | Retrofit | Pacoima | Los Angeles | 91331 | Host Customer is System Owner | 7 |  | 30004078 | GREENoneTEC Solarindustrie GmbH | Solpal Plus | Solpal Plus L-G | Direct Integral Collector Storage (DI) | 25.66 |  | Solpal Plus L |  |  | Solar Storage and Auxiliary Tanks are separate | 51 | 1 | 1 | 85 | Z09 | [18 empty] | Los Angeles | FALSE | 53.47 |  | 2011-06-01: 2017-04-03; 2011-06-21: 2017-06-23; 2011-08-03: 2017-04-06 | 2638 | 4759 | Up-front Payment
SCG-007878 | Low Income Single Family Residential | Domestic Hot Water | Gas | Southern California Gas Company | Incentive:Paid | 5166 | 36.9 |  | 1 | 140 |  | 140 |  | 2017-04-06 14:00 | 2017-06-01 | TITANIUM POWER INC | Retrofit | Pacoima | Los Angeles | 91331 | Host Customer is System Owner | 6 |  | 2011141B | Heliodyne, Inc. | HELIOPAK | HPAK 016 1 410 G 80 ACD Z | Indirect Forced Circulation (IF) | 40.17 |  | 410 001 | Glycol | Advanced Controller with a Vacation or Holiday Mode | Solar Storage and Auxiliary Tanks are separate | 80 | 1 | 1 | 75 | Z09 | [18 empty] | Los Angeles | FALSE | 37.27 |  | 2011-06-01: 2017-04-03; 2011-08-03: 2017-04-06; 2011-09-20: 2017-06-01 | 2700 | 5218 | Up-front Payment
SCG-007879 | Low Income Single Family Residential | Domestic Hot Water | Gas | Southern California Gas Company | Incentive:Paid | 4723 | 36.9 |  | 1 | 128 |  | 128 |  | 2017-04-06 13:59 | 2017-08-01 | TITANIUM POWER INC | Retrofit | Pacoima | Los Angeles | 91331 | Host Customer is System Owner | 5 |  | 30004079 | GREENoneTEC Solarindustrie GmbH | Solpal Plus | Solpal Plus L-GT | Direct Integral Collector Storage (DI) | 25.66 |  | Solpal Plus L |  |  | Solar Storage with Tankless Auxiliary Water Heater | 51 | 1 | 1 | 65 | Z09 | [18 empty] | Los Angeles | FALSE | 37.18 |  | 2011-06-01: 2017-04-03; 2011-08-03: 2017-04-06; 2011-09-20: 2017-08-01 | 2626 | 4759 | Up-front Payment
SCG-007880 | Low Income Single Family Residential | Domestic Hot Water | Gas | Southern California Gas Company | Incentive:Paid | 4723 | 36.9 |  | 1 | 128 |  | 128 |  | 2017-04-06 14:01 | 2017-08-01 | TITANIUM POWER INC | Retrofit | Pacoima | Los Angeles | 91331 | Host Customer is System Owner | 4 |  | 30004079 | GREENoneTEC Solarindustrie GmbH | Solpal Plus | Solpal Plus L-GT | Direct Integral Collector Storage (DI) | 25.66 |  | Solpal Plus L |  |  | Solar Storage with Tankless Auxiliary Water Heater | 51 | 1 | 1 | 55 | Z09 | [18 empty] | Los Angeles | FALSE | 37.18 |  | 2011-06-01: 2017-04-03; 2011-08-03: 2017-04-06; 2011-09-20: 2017-08-01 | 2626 | 4759 | Up-front Payment
SCG-007881 | Low Income Single Family Residential | Domestic Hot Water | Gas | Southern California Gas Company | Incentive:Paid | 3284 | 36.9 |  | 1 | 89 |  | 89 |  | 2017-04-06 13:58 | 2017-07-07 | TITANIUM POWER INC | Retrofit | Pacoima | Los Angeles | 91331 | Host Customer is System Owner | 4 |  | 30004078 | GREENoneTEC Solarindustrie GmbH | Solpal Plus | Solpal Plus L-G | Direct Integral Collector Storage (DI) | 25.66 |  | Solpal Plus L |  |  | Solar Storage and Auxiliary Tanks are separate | 51 | 1 | 1 | 55 | Z09 | [18 empty] | Los Angeles | FALSE | 53.47 |  | 2011-06-01: 2017-04-03; 2011-08-03: 2017-04-06; 2011-09-20: 2017-07-07 | 2658 | 4759 | Up-front Payment
SCG-007882 | Low Income Single Family Residential | Domestic Hot Water | Gas | Southern California Gas Company | Incentive:Canceled | 4723 | 36.9 |  | 1 | 128 |  | 128 |  | 2017-04-06 13:57 |  | TITANIUM POWER INC | Retrofit | Pacoima | Los Angeles | 91331 | Host Customer is System Owner | 4 |  | 30004079 | GREENoneTEC Solarindustrie GmbH | Solpal Plus | Solpal Plus L-GT | Direct Integral Collector Storage (DI) | 25.66 |  | Solpal Plus L |  |  | Solar Storage with Tankless Auxiliary Water Heater | 51 | 1 | 1 | 55 | Z09 | [18 empty] | Los Angeles | FALSE | 37.18 |  | 2011-06-01: 2017-04-03; 2011-06-21: 2017-06-23; 2011-08-03: 2017-04-06 | 2638 | 4759 | Up-front Payment
SCG-007883 | Multifamily Residential - Disadvantaged Community | Domestic Hot Water | Gas | Southern California Gas Company | Incentive:Paid | 48718 | 20.19 |  | 1 | 2413 |  | 2413 |  | 2017-04-18 09:51 | 2017-04-26 | ALL VALLEY SOLAR INC | Retrofit | Los Angeles | Los Angeles | 90016 | Host Customer is System Owner | [7 empty] | 655.2 | 40.95 |  | Drainback | Drainback (Water) | Solar Storage and Auxiliary Tanks are separate |  | 1 | 1 | 1120 | Z08 | 28 | Units | Apartments/Condos | TRB-40 | 16 | 2 | 1090 | 1 | 200 | 2 | 520000 | TRUE | 135 | 140 |  | SunEarth - SETR A503 TTR U + VFS 10-200 |  | SunEarth - SETR A503 TTR U + VFS 10-200 | LADBS | FALSE | 26.55 |  | 2017-04-03 |  | 2017-04-18 | 2017-04-26 | 2018-02-12 | 2018-02-26 | 2339 | 64060 | Up-front Payment
SCG-007884 | Low Income Single Family Residential | Domestic Hot Water | Gas | Southern California Gas Company | Incentive:Paid | 4723 | 36.9 |  | 1 | 128 |  | 128 |  | 2017-04-07 15:03 | 2017-08-01 | TITANIUM POWER INC | Retrofit | Pacoima | Los Angeles | 91331 | Host Customer is System Owner | 5 |  | 30004079 | GREENoneTEC Solarindustrie GmbH | Solpal Plus | Solpal Plus L-GT | Direct Integral Collector Storage (DI) | 25.66 |  | Solpal Plus L |  |  | Solar Storage with Tankless Auxiliary Water Heater | 51 | 1 | 1 | 65 | Z09 | [18 empty] | Los Angeles | FALSE | 37.18 |  | 2011-06-01: 2017-04-04; 2011-08-03: 2017-04-07; 2011-09-20: 2017-08-01 | 2619 | 4759 | Up-front Payment
SCG-007885 | Low Income Single Family Residential | Domestic Hot Water | Gas | Southern California Gas Company | Incentive:Paid | 4723 | 36.9 |  | 1 | 128 |  | 128 |  | 2017-04-07 15:02 | 2017-07-31 | TITANIUM POWER INC | Retrofit | Pacoima | Los Angeles | 91331 | Host Customer is System Owner | 4 |  | 30004079 | GREENoneTEC Solarindustrie GmbH | Solpal Plus | Solpal Plus L-GT | Direct Integral Collector Storage (DI) | 25.66 |  | Solpal Plus L |  |  | Solar Storage with Tankless Auxiliary Water Heater | 51 | 1 | 1 | 55 | Z09 | [18 empty] | Los Angeles | FALSE | 37.18 |  | 2011-06-01: 2017-04-04; 2011-08-03: 2017-04-07; 2011-09-20: 2017-07-31 | 2626 | 4759 | Up-front Payment
PGE-007886 | Single Family Residential | Domestic Hot Water | Gas | Pacific Gas and Electric | Incentive:Paid | 3743 | 29.85 |  | 1 | 149 |  | 125 |  | 2017-07-10 12:17 | 2017-07-26 | FRESNO COUNTY ECONOMIC OPPORTUNITIES COMMISSION | Retrofit | FRESNO | Fresno | 93727 | Host Customer is System Owner | 3 |  | 2010017C | Alternate Energy Technologies | EAGLESUN | DBS-G2-80-64 | Indirect Forced Circulation (IF) | 65.34 |  | MSC-32 | Automatic Drainback | Drainback (Water) | Solar Storage and Auxiliary Tanks are separate | 80 | 0.99 | 0.85 | 45 | Z13 | [18 empty] | CITY OF FRESNO | FALSE | 47.03 |  | 2011-06-01: 2017-04-04; 2011-08-03: 2017-07-10; 2011-09-20: 2017-07-26 | 2637 | 7007.23 | Up-front Payment
SCG-007887 | Low Income Single Family Residential | Domestic Hot Water | Gas | Southern California Gas Company | Incentive:Canceled | 4723 | 36.9 |  | 1 | 128 |  | 128 |  | 2017-04-07 15:04 |  | TITANIUM POWER INC | Retrofit | Pacoima | Los Angeles | 91331 | Host Customer is System Owner | 5 |  | 30004079 | GREENoneTEC Solarindustrie GmbH | Solpal Plus | Solpal Plus L-GT | Direct Integral Collector Storage (DI) | 25.66 |  | Solpal Plus L |  |  | Solar Storage with Tankless Auxiliary Water Heater | 51 | 1 | 1 | 65 | Z09 | [18 empty] | Los Angeles | FALSE | 37.18 |  | 2011-06-01: 2017-04-04; 2011-06-21: 2017-06-27; 2011-08-03: 2017-04-07 | 2637 | 4759 | Up-front Payment
SCG-007888 | Low Income Single Family Residential | Domestic Hot Water | Gas | Southern California Gas Company | Incentive:Paid | 4723 | 36.9 |  | 1 | 128 |  | 128 |  | 2017-04-07 15:03 | 2017-07-31 | TITANIUM POWER INC | New Construction | Pacoima | Los Angeles | 91331 | Host Customer is System Owner | 5 |  | 30004079 | GREENoneTEC Solarindustrie GmbH | Solpal Plus | Solpal Plus L-GT | Direct Integral Collector Storage (DI) | 25.66 |  | Solpal Plus L |  |  | Solar Storage with Tankless Auxiliary Water Heater | 51 | 1 | 1 | 65 | Z09 | [18 empty] | Los Angeles | FALSE | 37.18 |  | 2011-06-01: 2017-04-04; 2011-08-03: 2017-04-07; 2011-09-20: 2017-07-31 | 2626 | 4759 | Up-front Payment
PGE-007889 | Single Family Residential | Domestic Hot Water | Gas | Pacific Gas and Electric | Incentive:Canceled | 3515 | 29.85 |  | 1 | 149 |  | 118 |  | 2017-04-17 10:09 | 2017-04-27 | FRESNO COUNTY ECONOMIC OPPORTUNITIES COMMISSION | Retrofit | PINEDALE | Fresno | 93650 | Host Customer is System Owner | 4 |  | 2010017C | Alternate Energy Technologies | EAGLESUN | DBS-G2-80-64 | Indirect Forced Circulation (IF) | 65.34 |  | MSC-32 | Automatic Drainback |  | Solar Storage and Auxiliary Tanks are separate | 80 | 0.93 | 0.85 | 55 | Z13 | [18 empty] | CITY OF FRESNO | FALSE | 47.03 |  | 2017-04-04 | 2017-04-27 |  |  | 2017-04-17 | 2017-04-27 | 2718 | 7007.23 | Up-front Payment
SCG-007890 | Low Income Single Family Residential | Domestic Hot Water | Gas | Southern California Gas Company | Incentive:Canceled | 3284 | 36.9 |  | 1 | 89 |  | 89 |  | 2017-04-07 15:01 |  | TITANIUM POWER INC | Retrofit | Pacoima | Los Angeles | 91331 | Host Customer is System Owner | 5 |  | 30004078 | GREENoneTEC Solarindustrie GmbH | Solpal Plus | Solpal Plus L-G | Direct Integral Collector Storage (DI) | 25.66 |  | Solpal Plus L |  |  | Solar Storage and Auxiliary Tanks are separate | 51 | 1 | 1 | 65 | Z09 | [18 empty] | Los Angeles | FALSE | 53.47 |  | 2011-06-01: 2017-04-04; 2011-06-21: 2017-06-23; 2011-08-03: 2017-04-07 | 2637 | 4759 | Up-front Payment
PGE-007893 | Low Income Single Family Residential | Domestic Hot Water | Gas | Pacific Gas and Electric | Incentive:Paid | 4749 | 36.9 |  | 1 | 143 |  | 129 |  | 2017-04-24 14:05 | 2017-04-27 | SELF-HELP HOME IMPROVEMENT PROJECT | Retrofit | SHASTA LAKE | Shasta | 96019 | Host Customer is System Owner | 2 |  | 2010017C | Alternate Energy Technologies | EAGLESUN | DBS-G2-80-64 | Indirect Forced Circulation (IF) | 65.34 |  | MSC-32 | Automatic Drainback | Drainback (Water) | Solar Storage and Auxiliary Tanks are separate | 80 | 1 | 0.9 | 35 | Z11 | [18 empty] | City of Shasta Lake | FALSE | 41.74 |  | 2011-06-01: 2017-04-04; 2011-08-03: 2017-04-24; 2011-09-20: 2017-04-27 | 2711 | 5968.14 | Up-front Payment
PGE-007895 | Single Family Residential | Domestic Hot Water | Gas | Pacific Gas and Electric | Incentive:Paid | 4366 | 29.85 |  | 1 | 155 |  | 147 |  | 2017-10-12 08:08 | 2017-10-31 | MILAROX | Retrofit | KENSINGTON | Contra Costa | 94707 | Host Customer is System Owner | 4 |  | 2007023A | HTP, Inc. | SOLAR SKIES | PR-80-40-GB | Indirect Forced Circulation (IF) | 39.83 |  | SS-40-FP | Glycol | Advanced Controller with a Vacation or Holiday Mode | Solar and Auxiliary Storage are the same Tank | 80 | 0.95 | 1 | 55 | Z03 | [18 empty] | Contra Costa County | FALSE | 68.39 |  | 2017-04-04 | 2017-10-17 |  |  | 2017-10-12 | 2017-10-31 | 2535 | 10600 | Up-front Payment
PGE-007896 | Low Income Single Family Residential | Domestic Hot Water | Gas | Pacific Gas and Electric | Incentive:Paid | 3701 | 36.9 |  | 1 | 118 |  | 100 |  | 2017-04-24 14:03 | 2017-05-16 | SELF-HELP HOME IMPROVEMENT PROJECT | Retrofit | REDDING | Shasta | 96003 | Host Customer is System Owner | 4 |  | 30004214 | Alternate Energy Technologies | EAGLESUN | DBS-G2-60-40 | Indirect Forced Circulation (IF) | 41.35 |  | MSC-20 | Automatic Drainback |  | Solar Storage and Auxiliary Tanks are separate | 60 | 1 | 0.85 | 55 | Z11 | [18 empty] | Shasta County | FALSE | 48.56 |  | 2017-04-05 | 2017-04-28 |  |  | 2017-04-24 | 2017-05-16 | 2711 | 5730.08 | Up-front Payment
SCG-007897 | Low Income Single Family Residential | Domestic Hot Water | Gas | Southern California Gas Company | Incentive:Paid | 4723 | 36.9 |  | 1 | 128 |  | 128 |  | 2017-04-07 14:30 | 2017-07-25 | TITANIUM POWER INC | Retrofit | San Fernando | Los Angeles | 91340 | Host Customer is System Owner | 10 |  | 30004079 | GREENoneTEC Solarindustrie GmbH | Solpal Plus | Solpal Plus L-GT | Direct Integral Collector Storage (DI) | 25.66 |  | Solpal Plus L |  |  | Solar Storage with Tankless Auxiliary Water Heater | 51 | 1 | 1 | 115 | Z09 | [18 empty] | Los Angeles | FALSE | 37.34 |  | 2011-06-01: 2017-04-05; 2011-08-03: 2017-04-07; 2011-09-20: 2017-07-25 | 2629 | 4779 | Up-front Payment
PGE-007898 | Low Income Multifamily Residential | Domestic Hot Water | Gas | Pacific Gas and Electric | Incentive:Paid | 28399 | 24.89 |  | 1 | 1141 |  | 1141 |  | 2017-08-21 12:14 | 2017-09-12 | SUN LIGHT & POWER | New Construction | Oakland | Alameda | 94619 | Host Customer is System Owner | [7 empty] | 321.36 | 40.17 |  | Glycol | Pressure Stagnation Protection (PSP) | Solar Storage and Auxiliary Tanks are separate |  | 1 | 1 | 1120 | Z03 | 28 | Units | Apartments/Condos | 2010115A | 8 | 1 | 480 | 1 | 200 | 2 | 399998 | FALSE | 140 | 120 |  |  |  |  | City of Oakland | FALSE | 60.7 |  | 2017-08-16 | 2019-06-28 | 2017-08-21 | 2017-09-12 | 2019-06-13 | 2019-08-01 | 1892 | 69255 | Up-front Payment
SCG-007899 | Low Income Single Family Residential | Domestic Hot Water | Gas | Southern California Gas Company | Incentive:Paid | 3284 | 36.9 |  | 1 | 89 |  | 89 |  | 2017-04-07 14:29 | 2017-07-10 | TITANIUM POWER INC | Retrofit | San Fernando | Los Angeles | 91340 | Host Customer is System Owner | 6 |  | 30004078 | GREENoneTEC Solarindustrie GmbH | Solpal Plus | Solpal Plus L-G | Direct Integral Collector Storage (DI) | 25.66 |  | Solpal Plus L |  |  | Solar Storage and Auxiliary Tanks are separate | 51 | 1 | 1 | 75 | Z09 | [18 empty] | Los Angeles | FALSE | 53.47 |  | 2011-06-01: 2017-04-05; 2011-08-03: 2017-04-07; 2011-09-20: 2017-07-10 | 2658 | 4759 | Up-front Payment
SCG-007900 | Low Income Single Family Residential | Domestic Hot Water | Gas | Southern California Gas Company | Incentive:Paid | 4723 | 36.9 |  | 1 | 128 |  | 128 |  | 2017-04-07 14:34 | 2017-07-31 | TITANIUM POWER INC | Retrofit | Pacoima | Los Angeles | 91331 | Host Customer is System Owner | 6 |  | 30004079 | GREENoneTEC Solarindustrie GmbH | Solpal Plus | Solpal Plus L-GT | Direct Integral Collector Storage (DI) | 25.66 |  | Solpal Plus L |  |  | Solar Storage with Tankless Auxiliary Water Heater | 51 | 1 | 1 | 75 | Z09 | [18 empty] | Los Angeles | FALSE | 37.18 |  | 2011-06-01: 2017-04-05; 2011-08-03: 2017-04-07; 2011-09-20: 2017-07-31 | 2626 | 4759 | Up-front Payment
SCG-007901 | Low Income Single Family Residential | Domestic Hot Water | Gas | Southern California Gas Company | Incentive:Paid | 4723 | 36.9 |  | 1 | 128 |  | 128 |  | 2017-04-07 14:36 | 2017-07-31 | TITANIUM POWER INC | Retrofit | Pacoima | Los Angeles | 91331 | Host Customer is System Owner | 5 |  | 30004079 | GREENoneTEC Solarindustrie GmbH | Solpal Plus | Solpal Plus L-GT | Direct Integral Collector Storage (DI) | 25.66 |  | Solpal Plus L |  |  | Solar Storage with Tankless Auxiliary Water Heater | 51 | 1 | 1 | 65 | Z09 | [18 empty] | Los Angeles | FALSE | 37.18 |  | 2011-06-01: 2017-04-05; 2011-08-03: 2017-04-07; 2011-09-20: 2017-07-31 | 2626 | 4759 | Up-front Payment
SCG-007902 | Low Income Single Family Residential | Domestic Hot Water | Gas | Southern California Gas Company | Incentive:Paid | 4723 | 36.9 |  | 1 | 128 |  | 128 |  | 2017-04-07 14:28 | 2017-07-31 | TITANIUM POWER INC | Retrofit | Pacoima | Los Angeles | 91331 | Host Customer is System Owner | 5 |  | 30004079 | GREENoneTEC Solarindustrie GmbH | Solpal Plus | Solpal Plus L-GT | Direct Integral Collector Storage (DI) | 25.66 |  | Solpal Plus L |  |  | Solar Storage with Tankless Auxiliary Water Heater | 51 | 1 | 1 | 65 | Z09 | [18 empty] | Los Angeles | FALSE | 37.18 |  | 2011-06-01: 2017-04-05; 2011-08-03: 2017-04-07; 2011-09-20: 2017-07-31 | 2626 | 4759 | Up-front Payment
SCG-007903 | Multifamily Residential - Disadvantaged Community | Domestic Hot Water | Gas | Southern California Gas Company | Incentive:Paid | 52837 | 20.19 |  | 1 | 2617 |  | 2617 |  | 2017-04-18 10:22 | 2017-04-26 | ALL VALLEY SOLAR INC | Retrofit | Los Angeles | Los Angeles | 90016 | Host Customer is System Owner | [7 empty] | 655.2 | 40.95 |  | Drainback |  | Solar Storage and Auxiliary Tanks are separate |  | 1 | 1 | 1440 | Z08 | 36 | Units | Apartments/Condos | TRB-40 | 16 | 2 | 990 | 1 | 100 | 1 | 299000 | TRUE | 135 | 140 |  | SunEarth - SETR A503 TTR U + VFS 10-200 |  | SunEarth - SETR A503 TTR U + VFS 10-200 | LADBS | FALSE | 24.48 |  | 2017-04-05 |  | 2017-04-18 | 2017-04-26 | 2018-03-15 | 2018-03-30 | 2329 | 64060 | Up-front Payment
SCG-007904 | Single Family Residential | Domestic Hot Water | Gas | Southern California Gas Company | Incentive:Paid | 3630 | 29.85 |  | 1 | 128 |  | 122 |  | 2017-04-07 14:38 | 2017-04-24 | TITANIUM POWER INC | Retrofit | Panorama City | Los Angeles | 91402 | Host Customer is System Owner | 6 |  | 30004079 | GREENoneTEC Solarindustrie GmbH | Solpal Plus | Solpal Plus L-GT | Direct Integral Collector Storage (DI) | 25.66 |  | Solpal Plus L |  |  | Solar Storage with Tankless Auxiliary Water Heater | 51 | 1 | 0.95 | 75 | Z09 | [18 empty] | Los Angeles | FALSE | 28.78 |  | 2011-06-01: 2017-04-05; 2011-08-03: 2017-04-07; 2011-09-20: 2017-04-24 | 2739 | 3684 | Up-front Payment
SCG-007905 | Multifamily Residential - Disadvantaged Community | Domestic Hot Water | Gas | Southern California Gas Company | Incentive:Paid | 36039 | 20.19 |  | 1 | 1785 |  | 1785 |  | 2017-04-18 09:47 | 2017-04-20 | ALL VALLEY SOLAR INC | Retrofit | Los Angeles | Los Angeles | 90016 | Host Customer is System Owner | [7 empty] | 450.45 | 40.95 |  | Drainback | Drainback (Water) | Solar Storage and Auxiliary Tanks are separate |  | 1 | 1 | 960 | Z08 | 24 | Units | Apartments/Condos | TRB-40 | 11 | 2 | 700 | 1 | 100 | 1 | 665000 | TRUE | 135 | 140 |  |  |  |  | LADBS | FALSE | 24.68 |  | 2017-04-05 |  | 2017-04-18 | 2017-04-20 | 2018-03-14 | 2018-04-17 | 2329 | 44060 | Up-front Payment
SCG-007906 | Single Family Residential | Domestic Hot Water | Gas | Southern California Gas Company | Incentive:Paid | 3821 | 29.85 |  | 1 | 128 |  | 128 |  | 2017-04-07 14:39 | 2017-04-24 | TITANIUM POWER INC | Retrofit | Arleta | Los Angeles | 91331 | Host Customer is System Owner | 91331 |  | 30004079 | GREENoneTEC Solarindustrie GmbH | Solpal Plus | Solpal Plus L-GT | Direct Integral Collector Storage (DI) | 25.66 |  | Solpal Plus L |  |  | Solar Storage with Tankless Auxiliary Water Heater | 51 | 1 | 1 | 913325 | Z09 | [18 empty] | Los Angeles | FALSE | 30.15 |  | 2011-06-01: 2017-04-05; 2011-08-03: 2017-04-07; 2011-09-20: 2017-04-24 | 2739 | 3859 | Up-front Payment
SDG-007907 | Commercial/Multifamily Residential | Domestic Hot Water | Gas | San Diego Gas and Electric | Incentive:Paid | 118293 | 20.19 |  | 1 | 5859 |  | 5859 |  | 2017-08-08 15:00 | 2017-08-22 | REGREEN INC | New Construction | Carlsbad | San Diego | 92010 | Host Customer is System Owner | [7 empty] | 1927.2 | 40.15 |  | Glycol | Advanced Controller with a Vacation or Holiday Mode | Solar and Auxiliary Storage are the same Tank |  | 1 | 1 | 3737 | Z07 | 101 | Units | Apartments/Condos | 2010115A | 48 | 1 | 2600 | 1 | 0 | 0 | 1024000 | TRUE | 120 | 140 |  | Heliodyne - Delta-T Pro Ethernet |  | Heliodyne - Delta-T Pro Ethernet | Carlsbad | FALSE | 49.7 |  | 2017-04-05 | 2017-08-09 | 2017-08-08 | 2017-08-22 | 2018-09-05 | 2018-10-26 | 2160 | 291200 | Up-front Payment
SCG-007908 | Multifamily Residential - Disadvantaged Community | Domestic Hot Water | Gas | Southern California Gas Company | Incentive:Paid | 64022 | 20.19 |  | 1 | 3171 |  | 3171 |  | 2017-04-18 10:17 | 2017-04-26 | ALL VALLEY SOLAR INC | Retrofit | Los Angeles | Los Angeles | 90016 | Host Customer is System Owner | [7 empty] | 819 | 40.95 |  | Drainback | Drainback (Water) | Solar Storage and Auxiliary Tanks are separate |  | 1 | 1 | 1600 | Z08 | 40 | Units | Apartments/Condos | TRB-40 | 20 | 3 | 1260 | 1 | 530 | 1 | 325000 | TRUE | 135 | 140 |  | SunEarth - SETR A503 TTR U + VFS 10-200 |  | SunEarth - SETR A503 TTR U + VFS 10-200 | LADBS | FALSE | 24.71 |  | 2017-04-06 |  | 2017-04-18 | 2017-04-26 | 2018-02-12 | 2018-02-26 | 2339 | 78360 | Up-front Payment
SCG-007909 | Low Income Single Family Residential | Domestic Hot Water | Gas | Southern California Gas Company | Incentive:Canceled | 4908 | 36.9 |  | 1 | 140 |  | 133 |  | 2017-04-08 11:28 |  | TITANIUM POWER INC | Retrofit | Pacoima | Los Angeles | 91331 | Host Customer is System Owner | 7 |  | 2011141B | Heliodyne, Inc. | HELIOPAK | HPAK 016 1 410 G 80 ACD Z | Indirect Forced Circulation (IF) | 40.17 |  | 410 001 | Glycol | Advanced Controller with a Vacation or Holiday Mode | Solar Storage and Auxiliary Tanks are separate | 80 | 1 | 0.95 | 85 | Z09 | [18 empty] | Los Angeles | FALSE | 37.27 |  | 2011-06-01: 2017-04-06; 2011-06-21: 2017-06-27; 2011-08-03: 2017-04-08 | 2637 | 5218 | Up-front Payment
SCG-007910 | Multifamily Residential - Disadvantaged Community | Domestic Hot Water | Gas | Southern California Gas Company | Incentive:Paid | 31840 | 20.19 |  | 1 | 1577 |  | 1577 |  | 2017-04-18 10:11 | 2017-04-20 | ALL VALLEY SOLAR INC | Retrofit | Los Angeles | Los Angeles | 90016 | Host Customer is System Owner | [7 empty] | 409.5 | 40.95 |  | Drainback |  | Solar Storage and Auxiliary Tanks are separate |  | 1 | 1 | 840 | Z08 | 20 | Units | Apartments/Condos | TRB-40 | 10 | 2 | 525 | 1 | 100 | 1 | 270000 | TRUE | 135 | 140 |  |  |  |  | LADBS | FALSE | 26.04 |  | 2017-04-06 |  | 2017-04-18 | 2017-04-20 | 2018-02-14 | 2018-02-26 | 2339 | 41060 | Up-front Payment
SCG-007911 | Low Income Single Family Residential | Domestic Hot Water | Gas | Southern California Gas Company | Incentive:Paid | 5166 | 36.9 |  | 1 | 140 |  | 140 |  | 2017-04-08 11:27 | 2017-06-05 | TITANIUM POWER INC | Retrofit | Pacoima | Los Angeles | 91331 | Host Customer is System Owner | 7 |  | 2011141B | Heliodyne, Inc. | HELIOPAK | HPAK 016 1 410 G 80 ACD Z | Indirect Forced Circulation (IF) | 40.17 |  | 410 001 | Glycol | Advanced Controller with a Vacation or Holiday Mode | Solar Storage and Auxiliary Tanks are separate | 80 | 1 | 1 | 85 | Z09 | [18 empty] | Los Angeles | FALSE | 37.27 |  | 2011-06-01: 2017-04-06; 2011-08-03: 2017-04-08; 2011-09-20: 2017-06-05 | 2692 | 5218 | Up-front Payment
SCG-007912 | Commercial Pools | Pool Heating | Gas | Southern California Gas Company | Incentive:Paid | 8760 | 5 |  | 1 | 1752 |  | 1752 |  | 2017-05-08 14:24 | 2017-05-17 | ALL VALLEY SOLAR INC | Retrofit | Los Angeles | Los Angeles | 90024 | Host Customer is System Owner | [7 empty] | 652.82 | 46.63 |  | Drainback |  |  |  | 1 | 1 |  | Z09 |  |  |  | OPP-48-2 | 14 | 2 | [5 empty] | FALSE |  |  |  | SunEarth - SETR0603mcU + VFS 20-400 |  | SunEarth - SETR0603mcU + VFS 20-400 | LADBS | FALSE | 14.19 |  | 2017-04-06 |  | 2017-05-08 | 2017-05-17 | 2018-01-04 | 2018-01-18 | 2468 | 24860 | Up-front Payment
SCG-007913 | Low Income Single Family Residential | Domestic Hot Water | Gas | Southern California Gas Company | Incentive:Canceled | 5166 | 36.9 |  | 1 | 140 |  | 140 |  | 2017-04-08 11:27 |  | TITANIUM POWER INC | Retrofit | Pacoima | Los Angeles | 91331 | Host Customer is System Owner | 5 |  | 2011141B | Heliodyne, Inc. | HELIOPAK | HPAK 016 1 410 G 80 ACD Z | Indirect Forced Circulation (IF) | 40.17 |  | 410 001 | Glycol | Advanced Controller with a Vacation or Holiday Mode | Solar Storage and Auxiliary Tanks are separate | 80 | 1 | 1 | 65 | Z09 | [18 empty] | Los Angeles | FALSE | 37.27 |  | 2011-06-01: 2017-04-06; 2011-06-21: 2017-06-27; 2011-08-03: 2017-04-08 | 2637 | 5218 | Up-front Payment
SCG-007914 | Commercial/Multifamily Residential | Domestic Hot Water | Gas | Southern California Gas Company | Incentive:Paid | 181326 | 20.19 |  | 1 | 8981 |  | 8981 |  | 2017-05-08 14:01 | 2017-05-17 | ALL VALLEY SOLAR INC | Retrofit | Los Angeles | Los Angeles | 90024 | Host Customer is System Owner | [7 empty] | 2293.2 | 40.95 |  | Drainback |  | Solar Storage and Auxiliary Tanks are separate |  | 1 | 1 | 7455 | Z09 | 213 | Units | Apartments/Condos | TRB-40 | 56 | 3 | 2970 | 1 | 350 | 2 | 1984000 | TRUE | 135 | 140 |  | SunEarth - SETR A503 TTR U + VFS 10-200 |  | SunEarth - SETR A503 TTR U + VFS 10-200 | LADBS | FALSE | 31.38 |  | 2017-04-06 |  | 2017-05-08 | 2017-05-17 | 2018-01-04 | 2018-01-19 | 2453 | 281800 | Up-front Payment
SCG-007915 | Low Income Single Family Residential | Domestic Hot Water | Gas | Southern California Gas Company | Incentive:Paid | 4723 | 36.9 |  | 1 | 128 |  | 128 |  | 2017-04-08 11:26 | 2017-08-01 | TITANIUM POWER INC | Retrofit | Pacoima | Los Angeles | 91331 | Host Customer is System Owner | 7 |  | 30004079 | GREENoneTEC Solarindustrie GmbH | Solpal Plus | Solpal Plus L-GT | Direct Integral Collector Storage (DI) | 25.66 |  | Solpal Plus L |  |  | Solar Storage with Tankless Auxiliary Water Heater | 51 | 1 | 1 | 85 | Z09 | [18 empty] | Los Angeles | FALSE | 37.18 |  | 2011-06-01: 2017-04-06; 2011-08-03: 2017-04-08; 2011-09-20: 2017-08-01 | 2626 | 4759 | Up-front Payment
SCG-007916 | Multifamily Residential - Disadvantaged Community | Domestic Hot Water | Gas | Southern California Gas Company | Incentive:Paid | 44438 | 20.19 |  | 1 | 2201 |  | 2201 |  | 2017-04-18 10:10 | 2017-04-26 | ALL VALLEY SOLAR INC | Retrofit | Los Angeles | Los Angeles | 90016 | Host Customer is System Owner | [7 empty] | 573.3 | 40.95 |  | Drainback |  | Solar Storage and Auxiliary Tanks are separate |  | 1 | 1 | 1120 | Z08 | 28 | Units | Apartments/Condos | TRB-40 | 14 | 2 | 850 | 1 | 100 | 1 | 270000 | TRUE | 135 | 140 |  | SunEarth - SETR A503 TTR U + VFS 10-200 |  | SunEarth - SETR A503 TTR U + VFS 10-200 | LADBS | FALSE | 26.47 |  | 2017-04-06 |  | 2017-04-18 | 2017-04-26 | 2018-02-12 | 2018-02-28 | 2339 | 58260 | Up-front Payment
SCG-007917 | Commercial Pools | Pool Heating | Gas | Southern California Gas Company | Incentive:Paid | 5562 | 5 |  | 1 | 1236 |  | 1112 |  | 2017-04-10 15:08 | 2017-04-11 | REVCO SOLAR ENGINEERING INC | Retrofit | orange | Orange | 92868 | Host Customer is System Owner | [7 empty] | 532 | 38 |  | Drainback |  |  |  | 0.9 | 1 |  | Z08 |  |  |  | 10001773 | 14 | 1 | [5 empty] | FALSE |  |  |  | SunEarth - SETR A503 TTR U + VFS 20-400 |  | SunEarth - SETR A503 TTR U + VFS 20-400 | City of Orange | FALSE | 11.97 |  | 2017-04-06 |  | 2017-04-10 | 2017-04-11 | 2017-10-04 | 2017-10-05 | 2574 | 14800 | Up-front Payment
SCG-007918 | Multifamily Residential - Disadvantaged Community | Domestic Hot Water | Gas | Southern California Gas Company | Incentive:Paid | 36403 | 20.19 |  | 1 | 1803 |  | 1803 |  | 2017-04-18 10:09 | 2017-04-21 | ALL VALLEY SOLAR INC | Retrofit | Los Angeles | Los Angeles | 90016 | Host Customer is System Owner | [7 empty] | 409.5 | 40.95 |  | Drainback |  | Solar Storage and Auxiliary Tanks are separate |  | 1 | 1 | 1359 | Z08 | 34 | Units | Apartments/Condos | TRB-40 | 10 | 2 | 898 | 1 | 100 | 1 | 270000 | TRUE | 135 | 140 |  |  |  |  | LADBS | FALSE | 26.1 |  | 2017-04-06 |  | 2017-04-18 | 2017-04-21 | 2018-03-21 | 2018-03-30 | 2330 | 47060 | Up-front Payment
PGE-007919 | Low Income Multifamily Residential | Domestic Hot Water | Gas | Pacific Gas and Electric | Incentive:Paid | 40272 | 24.89 |  | 1 | 1618 |  | 1618 |  | 2017-04-20 09:13 | 2017-04-27 | SUN LIGHT & POWER | New Construction | El Cerrito | Contra Costa | 94530 | Host Customer is System Owner | [7 empty] | 441.87 | 40.17 |  | Glycol | Pressure Stagnation Protection (PSP) | Solar Storage and Auxiliary Tanks are separate |  | 1 | 1 | 2052 | Z03 | 54 | Units | Apartments/Condos | 2010115A | 11 | 1 | 720 | 1 | 226 | 2 | 759998 | TRUE | 135 | 120 |  |  |  |  | City of El Cerrito | FALSE | 64.13 |  | 2017-04-18 | 2019-01-17 | 2017-04-20 | 2017-04-27 | 2019-01-15 | 2019-01-23 | 2067 | 103761 | Up-front Payment
SCG-007920 | Multifamily Residential - Disadvantaged Community | Domestic Hot Water | Gas | Southern California Gas Company | Incentive:Paid | 39895 | 20.19 |  | 1 | 1976 |  | 1976 |  | 2017-04-18 10:06 | 2017-04-20 | ALL VALLEY SOLAR INC | Retrofit | Los Angeles | Los Angeles | 90016 | Host Customer is System Owner | [7 empty] | 450.45 | 40.95 |  | Drainback |  | Solar Storage and Auxiliary Tanks are separate |  | 1 | 1 | 1520 | Z08 | 38 | Units | Apartments/Condos | TRB-40 | 11 | 2 | 830 | 1 | 100 | 1 | 275000 | TRUE | 135 | 140 |  |  |  |  | LADBS | FALSE | 23.01 |  | 2017-04-06 |  | 2017-04-18 | 2017-04-20 | 2018-03-21 | 2018-04-02 | 2329 | 45460 | Up-front Payment
PGE-007921 | Low Income Multifamily Residential | Domestic Hot Water | Gas | Pacific Gas and Electric | Incentive:Paid | 69484 | 24.89 |  | 1 | 2839 |  | 2754 |  | 2017-04-20 09:14 | 2017-05-09 | SUN LIGHT & POWER | New Construction | RICHMOND | Contra Costa | 94804 | Host Customer is System Owner | [7 empty] | 964.08 | 40.17 |  | Glycol | Pressure Stagnation Protection (PSP) | Solar Storage and Auxiliary Tanks are separate |  | 0.97 | 1 | 3040 | Z03 | 80 | Units | Apartments/Condos | 2010115A | 24 | 2 | 1450 | 1 | 400 | 2 | 570000 | TRUE | 120 | 120 |  | Heliodyne - Delta-T Pro Ethernet |  | Heliodyne - Delta-T Pro Ethernet | City of Richmond | FALSE | 56.23 |  | 2017-04-18 | 2017-04-27 | 2017-04-20 | 2017-05-09 | 2018-04-19 | 2018-06-01 | 2098 | 159628 | Up-front Payment
SCG-007922 | Low Income Single Family Residential | Domestic Hot Water | Gas | Southern California Gas Company | Incentive:Canceled | 4723 | 36.9 |  | 1 | 128 |  | 128 |  | 2017-04-08 11:26 |  | TITANIUM POWER INC | Retrofit | Pacoima | Los Angeles | 91331 | Host Customer is System Owner | 5 |  | 30004079 | GREENoneTEC Solarindustrie GmbH | Solpal Plus | Solpal Plus L-GT | Direct Integral Collector Storage (DI) | 25.66 |  | Solpal Plus L |  |  | Solar Storage with Tankless Auxiliary Water Heater | 51 | 1 | 1 | 65 | Z09 | [18 empty] | Los Angeles | FALSE | 37.18 |  | 2011-06-01: 2017-04-06; 2011-06-21: 2017-06-27; 2011-08-03: 2017-04-08 | 2637 | 4759 | Up-front Payment
SCG-007923 | Low Income Single Family Residential | Domestic Hot Water | Gas | Southern California Gas Company | Incentive:Paid | 3284 | 36.9 |  | 1 | 89 |  | 89 |  | 2017-04-08 12:47 | 2017-07-10 | TITANIUM POWER INC | Retrofit | Sun Valley | Los Angeles | 91352 | Host Customer is System Owner | 7 |  | 30004078 | GREENoneTEC Solarindustrie GmbH | Solpal Plus | Solpal Plus L-G | Direct Integral Collector Storage (DI) | 25.66 |  | Solpal Plus L |  |  | Solar Storage and Auxiliary Tanks are separate | 51 | 1 | 1 | 85 | Z09 | [18 empty] | Los Angeles | FALSE | 53.47 |  | 2011-06-01: 2017-04-06; 2011-08-03: 2017-04-08; 2011-09-20: 2017-07-10 | 2658 | 4759 | Up-front Payment
SCG-007924 | Low Income Single Family Residential | Domestic Hot Water | Gas | Southern California Gas Company | Incentive:Canceled | 4723 | 36.9 |  | 1 | 128 |  | 128 |  | 2017-04-08 12:48 |  | TITANIUM POWER INC | Retrofit | Sun Valley | Los Angeles | 91352 | Host Customer is System Owner | 5 |  | 30004079 | GREENoneTEC Solarindustrie GmbH | Solpal Plus | Solpal Plus L-GT | Direct Integral Collector Storage (DI) | 25.66 |  | Solpal Plus L |  |  | Solar Storage with Tankless Auxiliary Water Heater | 51 | 1 | 1 | 65 | Z09 | [18 empty] | Los Angeles | FALSE | 37.18 |  | 2011-06-01: 2017-04-06; 2011-06-21: 2017-06-27; 2011-08-03: 2017-04-08 | 2637 | 4759 | Up-front Payment
SCG-007925 | Low Income Single Family Residential | Domestic Hot Water | Gas | Southern California Gas Company | Incentive:Paid | 3284 | 36.9 |  | 1 | 89 |  | 89 |  | 2017-04-08 12:49 | 2017-07-10 | TITANIUM POWER INC | Retrofit | Sun Valley | Los Angeles | 91352 | Host Customer is System Owner | 8 |  | 30004078 | GREENoneTEC Solarindustrie GmbH | Solpal Plus | Solpal Plus L-G | Direct Integral Collector Storage (DI) | 25.66 |  | Solpal Plus L |  |  | Solar Storage and Auxiliary Tanks are separate |  | 1 | 1 | 95 | Z09 | [18 empty] | Los Angeles | FALSE | 53.47 |  | 2011-06-01: 2017-04-06; 2011-08-03: 2017-04-08; 2011-09-20: 2017-07-10 | 2658 | 4759 | Up-front Payment
SCG-007926 | Multifamily Residential - Disadvantaged Community | Domestic Hot Water | Gas | Southern California Gas Company | Incentive:Paid | 58208 | 20.19 |  | 1 | 2883 |  | 2883 |  | 2017-04-18 10:02 | 2017-04-26 | ALL VALLEY SOLAR INC | Retrofit | Los Angeles | Los Angeles | 90016 | Host Customer is System Owner | [7 empty] | 737.1 | 40.95 |  | Drainback | Drainback (Water) | Solar Storage and Auxiliary Tanks are separate |  | 1 | 1 | 1520 | Z08 | 38 | Units | Apartments/Condos | TRB-40 | 18 | 3 | 1120 | 1 | 100 | 1 | 270000 | TRUE | 135 | 140 |  | SunEarth - SETR A503 TTR U + VFS 10-200 |  | SunEarth - SETR A503 TTR U + VFS 10-200 | LADBS | FALSE | 23.57 |  | 2017-04-06 |  | 2017-04-18 | 2017-04-26 | 2018-03-13 | 2018-04-02 | 2329 | 67960 | Up-front Payment
SCG-007927 | Low Income Single Family Residential | Domestic Hot Water | Gas | Southern California Gas Company | Incentive:Paid | 4723 | 36.9 |  | 1 | 128 |  | 128 |  | 2017-04-08 12:50 | 2017-07-20 | TITANIUM POWER INC | Retrofit | Pacoima | Los Angeles | 91331 | Host Customer is System Owner | 5 |  | 30004079 | GREENoneTEC Solarindustrie GmbH | Solpal Plus | Solpal Plus L-GT | Direct Integral Collector Storage (DI) | 25.66 |  | Solpal Plus L |  |  | Solar Storage with Tankless Auxiliary Water Heater | 51 | 1 | 1 | 65 | Z09 | [18 empty] | Los Angeles | FALSE | 37.18 |  | 2011-06-01: 2017-04-06; 2011-08-03: 2017-04-08; 2011-09-20: 2017-07-20 | 2651 | 4759 | Up-front Payment
SCG-007928 | Low Income Single Family Residential | Domestic Hot Water | Gas | Southern California Gas Company | Incentive:Paid | 5166 | 36.9 |  | 1 | 140 |  | 140 |  | 2017-04-08 12:51 | 2017-06-27 | TITANIUM POWER INC | Retrofit | Pacoima | Los Angeles | 91331 | Host Customer is System Owner | 4 |  | 2011141B | Heliodyne, Inc. | HELIOPAK | HPAK 016 1 410 G 80 ACD Z | Indirect Forced Circulation (IF) | 40.17 |  | 410 001 | Glycol | Advanced Controller with a Vacation or Holiday Mode | Solar Storage and Auxiliary Tanks are separate | 80 | 1 | 1 | 55 | Z09 | [18 empty] | Los Angeles | FALSE | 37.27 |  | 2011-06-01: 2017-04-06; 2011-08-03: 2017-04-08; 2011-09-20: 2017-06-27 | 2664 | 5218 | Up-front Payment
SCG-007929 | Multifamily Residential - Disadvantaged Community | Domestic Hot Water | Gas | Southern California Gas Company | Incentive:Paid | 52878 | 20.19 |  | 1 | 2619 |  | 2619 |  | 2017-04-18 09:59 | 2017-04-26 | ALL VALLEY SOLAR INC | Retrofit | Los Angeles | Los Angeles | 90016 | Host Customer is System Owner | [7 empty] | 614.25 | 40.95 |  | Drainback |  | Solar Storage and Auxiliary Tanks are separate |  | 1 | 1 | 1680 | Z08 | 42 | Units | Apartments/Condos | TRB-40 | 15 | 2 | 1080 | 1 | 100 | 1 | 270000 | TRUE | 135 | 140 |  | SunEarth - SETR A503 TTR U + VFS 10-200 |  | SunEarth - SETR A503 TTR U + VFS 10-200 | LADBS | FALSE | 23.73 |  | 2017-04-06 |  | 2017-04-18 | 2017-04-26 | 2018-02-12 | 2018-02-26 | 2339 | 62160 | Up-front Payment
SCG-007930 | Multifamily Residential - Disadvantaged Community | Domestic Hot Water | Gas | Southern California Gas Company | Incentive:Paid | 47911 | 20.19 |  | 1 | 2373 |  | 2373 |  | 2017-04-18 09:42 | 2017-04-26 | ALL VALLEY SOLAR INC | Retrofit | Los Angeles | Los Angeles | 90016 | Host Customer is System Owner | [7 empty] | 573.3 | 40.95 |  | Drainback |  | Solar Storage and Auxiliary Tanks are separate |  | 1 | 1 | 1600 | Z08 | 40 | Units | Apartments/Condos | TRB-40 | 14 | 2 | 785 | 1 | 100 | 1 | 270000 | TRUE | 135 | 140 |  | SunEarth - SETR A503 TTR U + VFS 10-200 |  | SunEarth - SETR A503 TTR U + VFS 10-200 | LADBS | FALSE | 24.47 |  | 2017-04-06 |  | 2017-04-18 | 2017-04-26 | 2018-02-12 | 2018-02-26 | 2339 | 58060 | Up-front Payment
SCG-007931 | Low Income Single Family Residential | Domestic Hot Water | Gas | Southern California Gas Company | Incentive:Canceled | 4723 | 36.9 |  | 1 | 128 |  | 128 |  | 2017-04-08 12:55 |  | TITANIUM POWER INC | Retrofit | Pacoima | Los Angeles | 91331 | Host Customer is System Owner | 5 |  | 30004079 | GREENoneTEC Solarindustrie GmbH | Solpal Plus | Solpal Plus L-GT | Direct Integral Collector Storage (DI) | 25.66 |  | Solpal Plus L |  |  | Solar Storage with Tankless Auxiliary Water Heater | 51 | 1 | 1 | 65 | Z09 | [18 empty] | Los Angeles | FALSE | 37.18 |  | 2011-06-01: 2017-04-06; 2011-06-21: 2017-06-27; 2011-08-03: 2017-04-08 | 2637 | 4759 | Up-front Payment
SCG-007932 | Low Income Single Family Residential | Domestic Hot Water | Gas | Southern California Gas Company | Incentive:Paid | 4723 | 36.9 |  | 1 | 128 |  | 128 |  | 2017-04-08 12:57 | 2017-07-20 | TITANIUM POWER INC | Retrofit | Pacoima | Los Angeles | 91331 | Host Customer is System Owner | 4 |  | 30004079 | GREENoneTEC Solarindustrie GmbH | Solpal Plus | Solpal Plus L-GT | Direct Integral Collector Storage (DI) | 25.66 |  | Solpal Plus L |  |  | Solar Storage with Tankless Auxiliary Water Heater | 51 | 1 | 1 | 55 | Z09 | [18 empty] | Los Angeles | FALSE | 37.18 |  | 2011-06-01: 2017-04-06; 2011-08-03: 2017-04-08; 2011-09-20: 2017-07-20 | 2651 | 4759 | Up-front Payment
PGE-007933 | Low Income Single Family Residential | Domestic Hot Water | Gas | Pacific Gas and Electric | Incentive:Paid | 5012 | 36.9 |  | 1 | 154 |  | 136 |  | 2017-05-02 12:39 | 2017-05-22 | SPECTRUM COMMUNITY SERVICES INC | Retrofit | Oakland | Alameda | 94603 | Owner/Tenant | 3 |  | 2010017C | Alternate Energy Technologies | EAGLESUN | DBS-G2-80-64 | Indirect Forced Circulation (IF) | 65.34 |  | MSC-32 | Automatic Drainback | Drainback (Water) | Solar Storage and Auxiliary Tanks are separate | 80 | 0.98 | 0.9 | 45 | Z03 | [18 empty] | City of Oakland | FALSE | 44.76 |  | 2011-06-01: 2017-04-06; 2011-08-03: 2017-05-02; 2011-09-20: 2017-05-22 | 2693 | 6893.25 | Up-front Payment
PGE-007934 | Low Income Single Family Residential | Domestic Hot Water | Gas | Pacific Gas and Electric | Incentive:Paid | 5012 | 36.9 |  | 1 | 154 |  | 136 |  | 2017-09-15 15:59 | 2017-10-20 | SPECTRUM COMMUNITY SERVICES INC | Retrofit | OAKLAND | Alameda | 94603 | Host Customer is System Owner | 2 |  | 2010017C | Alternate Energy Technologies | EAGLESUN | DBS-G2-80-64 | Indirect Forced Circulation (IF) | 65.34 |  | MSC-32 | Automatic Drainback | Drainback (Water) | Solar Storage and Auxiliary Tanks are separate | 80 | 0.98 | 0.9 | 35 | Z03 | [18 empty] | City of Oakland | FALSE | 44.82 |  | 2017-04-06 | 2017-09-20 |  |  | 2017-09-15 | 2017-10-20 | 2545 | 6902.22 | Up-front Payment
PGE-007935 | Low Income Single Family Residential | Domestic Hot Water | Gas | Pacific Gas and Electric | Incentive:Paid | 5397 | 36.9 |  | 1 | 154 |  | 146 |  | 2017-04-20 09:47 | 2017-05-22 | SPECTRUM COMMUNITY SERVICES INC | Retrofit | Oakland | Alameda | 94605 | Host Customer is System Owner | 1 |  | 2010017C | Alternate Energy Technologies | EAGLESUN | DBS-G2-80-64 | Indirect Forced Circulation (IF) | 65.34 |  | MSC-32 | Automatic Drainback | Drainback (Water) | Solar Storage and Auxiliary Tanks are separate | 80 | 1 | 0.95 | 20 | Z03 | [18 empty] | City of Oakland | FALSE | 44.77 |  | 2017-04-06 | 2017-04-28 |  |  | 2017-04-20 | 2017-05-22 | 2693 | 6895.09 | Up-front Payment
SCG-007936 | Low Income Single Family Residential | Domestic Hot Water | Gas | Southern California Gas Company | Incentive:Paid | 4723 | 36.9 |  | 1 | 128 |  | 128 |  | 2017-04-10 14:13 | 2017-07-31 | TITANIUM POWER INC | Retrofit | Pacoima | Los Angeles | 91331 | Host Customer is System Owner | 4 |  | 30004079 | GREENoneTEC Solarindustrie GmbH | Solpal Plus | Solpal Plus L-GT | Direct Integral Collector Storage (DI) | 25.66 |  | Solpal Plus L |  |  | Solar Storage with Tankless Auxiliary Water Heater | 51 | 1 | 1 | 55 | Z09 | [18 empty] | Los Angeles | FALSE | 37.18 |  | 2011-06-01: 2017-04-07; 2011-08-03: 2017-04-10; 2011-09-20: 2017-07-31 | 2629 | 4759 | Up-front Payment
SCG-007937 | Single Family Residential | Domestic Hot Water | Gas | Southern California Gas Company | Incentive:Paid | 4331 | 29.85 |  | 1 | 156 |  | 145 |  | 2017-04-19 10:30 | 2017-06-06 | COMMUNITY ACTION PARTNERSHIP OF ORANGE COUNTY | Retrofit | Huntington Beach | Orange | 92647 | Host Customer is System Owner | 2 |  | 2010017C | Alternate Energy Technologies | EAGLESUN | DBS-G2-80-64 | Indirect Forced Circulation (IF) | 65.34 |  | MSC-32 | Automatic Drainback | Drainback (Water) | Solar Storage and Auxiliary Tanks are separate | 80 | 0.93 | 1 | 35 | Z06 | [18 empty] | Huntington Beach, Orange Cuonty, CA | FALSE | 66.26 |  | 2011-06-01: 2017-04-07; 2011-08-03: 2017-04-19; 2011-09-20: 2017-06-06 | 2692 | 10337.16 | Up-front Payment
SCG-007938 | Low Income Single Family Residential | Domestic Hot Water | Gas | Southern California Gas Company | Incentive:Paid | 4723 | 36.9 |  | 1 | 128 |  | 128 |  | 2017-04-10 14:12 | 2017-07-31 | TITANIUM POWER INC | Retrofit | Pacoima | Los Angeles | 91331 | Host Customer is System Owner | 10 |  | 30004079 | GREENoneTEC Solarindustrie GmbH | Solpal Plus | Solpal Plus L-GT | Direct Integral Collector Storage (DI) | 25.66 |  | Solpal Plus L |  |  | Solar Storage with Tankless Auxiliary Water Heater | 51 | 1 | 1 | 115 | Z09 | [18 empty] | Los Angeles | FALSE | 37.18 |  | 2011-06-01: 2017-04-07; 2011-08-03: 2017-04-10; 2011-09-20: 2017-07-31 | 2629 | 4759 | Up-front Payment
SCG-007939 | Multifamily Residential - Disadvantaged Community | Domestic Hot Water | Gas | Southern California Gas Company | Incentive:Paid | 22290 | 20.19 |  | 1 | 1104 |  | 1104 |  | 2017-04-18 09:27 | 2017-04-20 | ALL VALLEY SOLAR INC | Retrofit | Los Angeles | Los Angeles | 90016 | Host Customer is System Owner | [7 empty] | 286.65 | 40.95 |  | Drainback |  | Solar Storage and Auxiliary Tanks are separate |  | 1 | 1 | 588 | Z08 | 14 | Units | Apartments/Condos | TRB-40 | 7 | 1 | 420 | 1 | 100 | 1 | 199999 | TRUE | 135 | 140 |  |  |  |  | LADBS | FALSE | 28.13 |  | 2017-04-07 |  | 2017-04-18 | 2017-04-20 | 2018-03-21 | 2018-03-30 | 2330 | 31060 | Up-front Payment
SCG-007941 | Commercial/Multifamily Residential | Domestic Hot Water | Gas | Southern California Gas Company | Incentive:Paid | 51767 | 20.19 |  | 1 | 2564 |  | 2564 |  | 2017-04-10 08:02 | 2017-04-14 | EVOLUTION ENERGY SOLUTIONS L L C | Retrofit | Echo Park | Los Angeles | 90026 | Host Customer is System Owner | [7 empty] | 819 | 40.95 |  | Drainback | Drainback (Water) | Solar Storage and Auxiliary Tanks are separate |  | 1 | 1 | 1800 | Z09 | 45 | Units | Apartments/Condos | TRB-40 | 20 | 1 | 1500 | 1 | 5 | 1 | 825000 | TRUE | 140 | 140 |  | SunEarth - SETR A503 TTR U + VFS 10-200 |  | SunEarth - SETR A503 TTR U + VFS 10-200 | Los Angeles | FALSE | 20.19 |  | 2017-04-07 |  | 2017-04-10 | 2017-04-14 | 2017-09-07 | 2017-09-08 | 2594 | 51767 | Up-front Payment
SCG-007942 | Commercial/Multifamily Residential | Domestic Hot Water | Gas | Southern California Gas Company | Incentive:Paid | 50152 | 20.19 |  | 1 | 2484 |  | 2484 |  | 2017-04-10 08:06 | 2017-04-14 | EVOLUTION ENERGY SOLUTIONS L L C | Retrofit | Hollywood | Los Angeles | 90029 | Host Customer is System Owner | [7 empty] | 655.2 | 40.95 |  | Drainback | Drainback (Water) | Solar Storage and Auxiliary Tanks are separate |  | 1 | 1 | 1360 | Z09 | 34 | Units | Apartments/Condos | TRB-40 | 16 | 1 | 1500 | 1 | 200 | 2 | 398000 | TRUE | 140 | 140 |  | Amatis Controls - AM-JOULE |  | Amatis Controls - AM-JOULE | Los Angeles | FALSE | 20.19 |  | 2017-04-07 |  | 2017-04-10 | 2017-04-14 | 2017-06-30 | 2017-07-14 | 2655 | 50152 | Up-front Payment
SCG-007943 | Commercial/Multifamily Residential | Domestic Hot Water | Gas | Southern California Gas Company | Incentive:Paid | 57168 | 20.19 |  | 1 | 2831 |  | 2831 |  | 2017-04-10 08:11 | 2017-04-13 | EVOLUTION ENERGY SOLUTIONS L L C | Retrofit | Van Nuys | Los Angeles | 91405 | Host Customer is System Owner | [7 empty] | 614.25 | 40.95 |  | Drainback | Drainback (Water) | Solar Storage and Auxiliary Tanks are separate |  | 1 | 1 | 3344 | Z09 | 88 | Units | Apartments/Condos | TRB-40 | 15 | 1 | 1500 | 1 | 350 | 1 | 900000 | TRUE | 140 | 140 |  | SunEarth - SETR A503 TTR U + VFS 10-200 |  | SunEarth - SETR A503 TTR U + VFS 10-200 | Los Angeles | FALSE | 20.19 |  | 2017-04-07 |  | 2017-04-10 | 2017-04-13 | 2017-10-13 | 2017-10-13 | 2554 | 57158 | Up-front Payment
SCG-007944 | Commercial/Multifamily Residential | Domestic Hot Water | Gas | Southern California Gas Company | Incentive:Paid | 43590 | 20.19 |  | 1 | 2159 |  | 2159 |  | 2017-04-10 08:14 | 2017-04-14 | EVOLUTION ENERGY SOLUTIONS L L C | Retrofit | Van Nuys | Los Angeles | 91405 | Host Customer is System Owner | [7 empty] | 613.5 | 40.9 |  | Drainback |  | Solar Storage and Auxiliary Tanks are separate |  | 1 | 1 | 1160 | Z09 | 29 | Units | Apartments/Condos | IC-40 | 15 | 1 | 1100 | 1 | 119 | 1 | 399000 | TRUE | 140 | 140 |  | SunEarth - SETR A503 TTR U + VFS 10-200 |  | SunEarth - SETR A503 TTR U + VFS 10-200 | Los Angeles | FALSE | 20.42 |  | 2017-04-07 |  | 2017-04-10 | 2017-04-14 | 2017-07-12 | 2017-07-17 | 2654 | 44095 | Up-front Payment
SCG-007945 | Low Income Single Family Residential | Domestic Hot Water | Gas | Southern California Gas Company | Incentive:Canceled | 4723 | 36.9 |  | 1 | 128 |  | 128 |  | 2017-04-08 13:00 |  | TITANIUM POWER INC | Retrofit | Pacoima | Los Angeles | 91331 | Host Customer is System Owner | 4 |  | 30004079 | GREENoneTEC Solarindustrie GmbH | Solpal Plus | Solpal Plus L-GT | Direct Integral Collector Storage (DI) | 25.66 |  | Solpal Plus L |  |  | Solar Storage with Tankless Auxiliary Water Heater | 51 | 1 | 1 | 55 | Z09 | [18 empty] | Los Angeles | FALSE | 37.18 |  | 2011-06-01: 2017-04-07; 2011-06-21: 2017-06-27; 2011-08-03: 2017-04-08 | 2637 | 4759 | Up-front Payment
SCG-007946 | Low Income Single Family Residential | Domestic Hot Water | Gas | Southern California Gas Company | Incentive:Canceled | 5166 | 36.9 |  | 1 | 140 |  | 140 |  | 2017-04-10 14:13 |  | TITANIUM POWER INC | Retrofit | Pacoima | Los Angeles | 91331 | Host Customer is System Owner | 7 |  | 2011141B | Heliodyne, Inc. | HELIOPAK | HPAK 016 1 410 G 80 ACD Z | Indirect Forced Circulation (IF) | 40.17 |  | 410 001 | Glycol | Advanced Controller with a Vacation or Holiday Mode | Solar Storage and Auxiliary Tanks are separate | 80 | 1 | 1 | 85 | Z09 | [18 empty] | Los Angeles | FALSE | 37.27 |  | 2011-06-01: 2017-04-07; 2011-06-21: 2017-06-27; 2011-08-03: 2017-04-10 | 2637 | 5218 | Up-front Payment
SCG-007947 | Commercial/Multifamily Residential | Domestic Hot Water | Gas | Southern California Gas Company | Incentive:Paid | 62246 | 20.19 |  | 1 | 3083 |  | 3083 |  | 2017-04-20 08:25 | 2017-04-28 | EVOLUTION ENERGY SOLUTIONS L L C | Retrofit | Studio City | Los Angeles | 91604 | Host Customer is System Owner | [7 empty] | 819 | 40.95 |  | Drainback |  | Solar Storage and Auxiliary Tanks are separate |  | 1 | 1 | 1760 | Z09 | 44 | Units | Apartments/Condos | TRB-40 | 20 | 1 | 1500 | 1 | 238 | 2 | 399000 | TRUE | 140 | 140 |  | Amatis Controls - AM-JOULE |  | Amatis Controls - AM-JOULE | Los Angeles | FALSE | 20.19 |  | 2017-04-07 |  | 2017-04-20 | 2017-04-28 | 2017-06-30 | 2017-07-14 | 2655 | 62246 | Up-front Payment
SCG-007948 | Low Income Single Family Residential | Domestic Hot Water | Gas | Southern California Gas Company | Incentive:Paid | 3284 | 36.9 |  | 1 | 89 |  | 89 |  | 2017-04-10 14:12 | 2017-07-10 | TITANIUM POWER INC | Retrofit | Pacoima | Los Angeles | 91331 | Host Customer is System Owner | 5 |  | 30004078 | GREENoneTEC Solarindustrie GmbH | Solpal Plus | Solpal Plus L-G | Direct Integral Collector Storage (DI) | 25.66 |  | Solpal Plus L |  |  | Solar Storage and Auxiliary Tanks are separate | 51 | 1 | 1 | 65 | Z09 | [18 empty] | Los Angeles | FALSE | 53.47 |  | 2011-06-01: 2017-04-07; 2011-08-03: 2017-04-10; 2011-09-20: 2017-07-10 | 2658 | 4759 | Up-front Payment
SCG-007949 | Low Income Single Family Residential | Domestic Hot Water | Gas | Southern California Gas Company | Incentive:Paid | 4723 | 36.9 |  | 1 | 128 |  | 128 |  | 2017-04-08 12:53 | 2017-07-20 | TITANIUM POWER INC | Retrofit | Pacoima | Los Angeles | 91331 | Host Customer is System Owner | 8 |  | 30004079 | GREENoneTEC Solarindustrie GmbH | Solpal Plus | Solpal Plus L-GT | Direct Integral Collector Storage (DI) | 25.66 |  | Solpal Plus L |  |  | Solar Storage with Tankless Auxiliary Water Heater | 51 | 1 | 1 | 95 | Z09 | [18 empty] | Los Angeles | FALSE | 37.18 |  | 2011-06-01: 2017-04-07; 2011-08-03: 2017-04-08; 2011-09-20: 2017-07-20 | 2651 | 4759 | Up-front Payment
SCG-007950 | Low Income Single Family Residential | Domestic Hot Water | Gas | Southern California Gas Company | Incentive:Paid | 4723 | 36.9 |  | 1 | 128 |  | 128 |  | 2017-04-08 12:59 | 2017-07-20 | TITANIUM POWER INC | Retrofit | Pacoima | Los Angeles | 91331 | Host Customer is System Owner | 6 |  | 30004079 | GREENoneTEC Solarindustrie GmbH | Solpal Plus | Solpal Plus L-GT | Direct Integral Collector Storage (DI) | 25.66 |  | Solpal Plus L |  |  | Solar Storage with Tankless Auxiliary Water Heater | 51 | 1 | 1 | 75 | Z09 | [18 empty] | Los Angeles | FALSE | 37.18 |  | 2011-06-01: 2017-04-07; 2011-08-03: 2017-04-08; 2011-09-20: 2017-07-20 | 2651 | 4759 | Up-front Payment
SCG-007951 | Low Income Single Family Residential | Domestic Hot Water | Gas | Southern California Gas Company | Incentive:Paid | 4723 | 36.9 |  | 1 | 128 |  | 128 |  | 2017-04-11 13:56 | 2017-07-25 | TITANIUM POWER INC | Retrofit | Pacoima | Los Angeles | 91331 | Host Customer is System Owner | 7 |  | 30004079 | GREENoneTEC Solarindustrie GmbH | Solpal Plus | Solpal Plus L-GT | Direct Integral Collector Storage (DI) | 25.66 |  | Solpal Plus L |  |  | Solar Storage with Tankless Auxiliary Water Heater | 51 | 1 | 1 | 85 | Z09 | [18 empty] | Los Angeles | FALSE | 37.18 |  | 2011-06-01: 2017-04-07; 2011-08-03: 2017-04-11; 2011-09-20: 2017-07-25 | 2629 | 4759 | Up-front Payment
SCG-007952 | Low Income Single Family Residential | Domestic Hot Water | Gas | Southern California Gas Company | Incentive:Paid | 4723 | 36.9 |  | 1 | 128 |  | 128 |  | 2017-04-11 13:55 | 2017-08-10 | TITANIUM POWER INC | Retrofit | Pacoima | Los Angeles | 91331 | Host Customer is System Owner | 6 |  | 30004079 | GREENoneTEC Solarindustrie GmbH | Solpal Plus | Solpal Plus L-GT | Direct Integral Collector Storage (DI) | 25.66 |  | Solpal Plus L |  |  | Solar Storage with Tankless Auxiliary Water Heater | 51 | 1 | 1 | 75 | Z09 | [18 empty] | Los Angeles | FALSE | 37.18 |  | 2011-06-01: 2017-04-08; 2011-08-03: 2017-04-11; 2011-09-20: 2017-08-10 | 2622 | 4759 | Up-front Payment
SCG-007953 | Low Income Single Family Residential | Domestic Hot Water | Gas | Southern California Gas Company | Incentive:Paid | 4723 | 36.9 |  | 1 | 128 |  | 128 |  | 2017-04-11 13:55 | 2017-07-20 | TITANIUM POWER INC | Retrofit | Pacoima | Los Angeles | 91331 | Host Customer is System Owner | 4 |  | 30004079 | GREENoneTEC Solarindustrie GmbH | Solpal Plus | Solpal Plus L-GT | Direct Integral Collector Storage (DI) | 25.66 |  | Solpal Plus L |  |  | Solar Storage with Tankless Auxiliary Water Heater | 51 | 1 | 1 | 55 | Z09 | [18 empty] | Los Angeles | FALSE | 37.18 |  | 2011-06-01: 2017-04-08; 2011-08-03: 2017-04-11; 2011-09-20: 2017-07-20 | 2651 | 4759 | Up-front Payment
SCG-007954 | Low Income Single Family Residential | Domestic Hot Water | Gas | Southern California Gas Company | Incentive:Paid | 5166 | 36.9 |  | 1 | 140 |  | 140 |  | 2017-04-11 13:59 | 2017-06-06 | TITANIUM POWER INC | Retrofit | San Fernando | Los Angeles | 91340 | Host Customer is System Owner | 4 |  | 2011141B | Heliodyne, Inc. | HELIOPAK | HPAK 016 1 410 G 80 ACD Z | Indirect Forced Circulation (IF) | 40.17 |  | 410 001 | Glycol | Advanced Controller with a Vacation or Holiday Mode | Solar Storage and Auxiliary Tanks are separate | 80 | 1 | 1 | 55 | Z09 | [18 empty] | Los Angeles | FALSE | 37.27 |  | 2011-06-01: 2017-04-08; 2011-08-03: 2017-04-11; 2011-09-20: 2017-06-06 | 2692 | 5218 | Up-front Payment
SCG-007955 | Low Income Single Family Residential | Domestic Hot Water | Gas | Southern California Gas Company | Incentive:Paid | 5166 | 36.9 |  | 1 | 140 |  | 140 |  | 2017-04-11 13:58 | 2017-06-06 | TITANIUM POWER INC | Retrofit | San Fernando | Los Angeles | 91340 | Host Customer is System Owner | 5 |  | 2011141B | Heliodyne, Inc. | HELIOPAK | HPAK 016 1 410 G 80 ACD Z | Indirect Forced Circulation (IF) | 40.17 |  | 410 001 | Glycol | Advanced Controller with a Vacation or Holiday Mode | Solar Storage and Auxiliary Tanks are separate | 80 | 1 | 1 | 65 | Z09 | [18 empty] | Los Angeles | FALSE | 37.27 |  | 2011-06-01: 2017-04-08; 2011-08-03: 2017-04-11; 2011-09-20: 2017-06-06 | 2692 | 5218 | Up-front Payment
SCG-007956 | Low Income Single Family Residential | Domestic Hot Water | Gas | Southern California Gas Company | Incentive:Paid | 5166 | 36.9 |  | 1 | 140 |  | 140 |  | 2017-04-11 13:57 | 2017-06-06 | TITANIUM POWER INC | Retrofit | San Fernando | Los Angeles | 91340 | Host Customer is System Owner | 5 |  | 2011141B | Heliodyne, Inc. | HELIOPAK | HPAK 016 1 410 G 80 ACD Z | Indirect Forced Circulation (IF) | 40.17 |  | 410 001 | Glycol | Advanced Controller with a Vacation or Holiday Mode | Solar Storage and Auxiliary Tanks are separate | 80 | 1 | 1 | 65 | Z09 | [18 empty] | Los Angeles | FALSE | 37.27 |  | 2011-06-01: 2017-04-08; 2011-08-03: 2017-04-11; 2011-09-20: 2017-06-06 | 2692 | 5218 | Up-front Payment
SCG-007957 | Low Income Single Family Residential | Domestic Hot Water | Gas | Southern California Gas Company | Incentive:Paid | 4723 | 36.9 |  | 1 | 128 |  | 128 |  | 2017-04-11 13:56 | 2017-07-24 | TITANIUM POWER INC | Retrofit | San Fernando | Los Angeles | 91340 | Host Customer is System Owner | 8 |  | 30004079 | GREENoneTEC Solarindustrie GmbH | Solpal Plus | Solpal Plus L-GT | Direct Integral Collector Storage (DI) | 25.66 |  | Solpal Plus L |  |  | Solar Storage with Tankless Auxiliary Water Heater | 51 | 1 | 1 | 95 | Z09 | [18 empty] | Los Angeles | FALSE | 37.18 |  | 2011-06-01: 2017-04-08; 2011-08-03: 2017-04-11; 2011-09-20: 2017-07-24 | 2629 | 4759 | Up-front Payment
SCG-007958 | Single Family Residential | Domestic Hot Water | Gas | Southern California Gas Company | Incentive:Canceled | 3821 | 29.85 |  | 1 | 128 |  | 128 |  | 2017-07-12 09:30 |  | TITANIUM POWER INC | Retrofit | Pacoima | Los Angeles | 91331 | Host Customer is System Owner | 5 |  | 30004079 | GREENoneTEC Solarindustrie GmbH | Solpal Plus | Solpal Plus L-GT | Direct Integral Collector Storage (DI) | 25.66 |  | Solpal Plus L |  |  | Solar Storage with Tankless Auxiliary Water Heater | 51 | 1 | 1 | 65 | Z09 | [18 empty] | Los Angeles | FALSE | 70.38 |  | 2011-06-01: 2017-04-08; 2011-06-21: 2017-09-12; 2011-08-03: 2017-07-12 | 2601 | 9009 | Up-front Payment
SCG-007959 | Low Income Single Family Residential | Domestic Hot Water | Gas | Southern California Gas Company | Incentive:Paid | 4723 | 36.9 |  | 1 | 128 |  | 128 |  | 2017-04-11 13:43 | 2017-07-20 | TITANIUM POWER INC | Retrofit | Sun Valley | Sun Valley | 91352 | Host Customer is System Owner | 5 |  | 30004079 | GREENoneTEC Solarindustrie GmbH | Solpal Plus | Solpal Plus L-GT | Direct Integral Collector Storage (DI) | 25.66 |  | Solpal Plus L |  |  | Solar Storage with Tankless Auxiliary Water Heater | 51 | 1 | 1 | 65 | Z09 | [18 empty] | Los Angeles | FALSE | 37.18 |  | 2011-06-01: 2017-04-08; 2011-08-03: 2017-04-11; 2011-09-20: 2017-07-20 | 2651 | 4759 | Up-front Payment
SCG-007960 | Low Income Single Family Residential | Domestic Hot Water | Gas | Southern California Gas Company | Incentive:Canceled | 4723 | 36.9 |  | 1 | 128 |  | 128 |  | 2017-04-11 13:44 |  | TITANIUM POWER INC | Retrofit | San Fernando | Los Angeles | 91340 | Host Customer is System Owner | 6 |  | 30004079 | GREENoneTEC Solarindustrie GmbH | Solpal Plus | Solpal Plus L-GT | Direct Integral Collector Storage (DI) | 25.66 |  | Solpal Plus L |  |  | Solar Storage with Tankless Auxiliary Water Heater | 51 | 1 | 1 | 75 | Z09 | [18 empty] | Los Angeles | FALSE | 37.18 |  | 2011-06-01: 2017-04-08; 2011-06-21: 2017-06-27; 2011-08-03: 2017-04-11 | 2637 | 4759 | Up-front Payment
SCG-007961 | Low Income Single Family Residential | Domestic Hot Water | Gas | Southern California Gas Company | Incentive:Paid | 3284 | 36.9 |  | 1 | 89 |  | 89 |  | 2017-04-11 13:46 | 2017-07-10 | TITANIUM POWER INC | Retrofit | North Hollywood | Los Angeles | 91605 | Host Customer is System Owner | 5 |  | 30004078 | GREENoneTEC Solarindustrie GmbH | Solpal Plus | Solpal Plus L-G | Direct Integral Collector Storage (DI) | 25.66 |  | Solpal Plus L |  |  | Solar Storage and Auxiliary Tanks are separate | 51 | 1 | 1 | 65 | Z09 | [18 empty] | Los Angeles | FALSE | 53.47 |  | 2011-06-01: 2017-04-08; 2011-08-03: 2017-04-11; 2011-09-20: 2017-07-10 | 2658 | 4759 | Up-front Payment
SCG-007962 | Low Income Single Family Residential | Domestic Hot Water | Gas | Southern California Gas Company | Incentive:Canceled | 4487 | 36.9 |  | 1 | 128 |  | 122 |  | 2017-04-11 13:47 |  | TITANIUM POWER INC | Retrofit | North Hollywood | Los Angeles | 91605 | Host Customer is System Owner | 4 |  | 30004079 | GREENoneTEC Solarindustrie GmbH | Solpal Plus | Solpal Plus L-GT | Direct Integral Collector Storage (DI) | 25.66 |  | Solpal Plus L |  |  | Solar Storage with Tankless Auxiliary Water Heater | 51 | 1 | 0.95 | 55 | Z09 | [18 empty] | Los Angeles | FALSE | 35.62 |  | 2011-06-01: 2017-04-08; 2011-06-21: 2017-06-27; 2011-08-03: 2017-04-11 | 2637 | 4559 | Up-front Payment
SCG-007963 | Low Income Single Family Residential | Domestic Hot Water | Gas | Southern California Gas Company | Incentive:Canceled | 4487 | 36.9 |  | 1 | 128 |  | 122 |  | 2017-04-11 13:48 |  | TITANIUM POWER INC | Retrofit | North Hollywood | Los Angeles | 91605 | Host Customer is System Owner | 7 |  | 30004079 | GREENoneTEC Solarindustrie GmbH | Solpal Plus | Solpal Plus L-GT | Direct Integral Collector Storage (DI) | 25.66 |  | Solpal Plus L |  |  | Solar Storage with Tankless Auxiliary Water Heater | 51 | 1 | 0.95 | 85 | Z09 | [18 empty] | Los Angeles | FALSE | 35.62 |  | 2011-06-01: 2017-04-08; 2011-06-21: 2017-06-27; 2011-08-03: 2017-04-11 | 2637 | 4559 | Up-front Payment
SDG-007964 | Low Income Multifamily Residential | Domestic Hot Water | Gas | San Diego Gas and Electric | Incentive:Canceled | 16552 | 24.89 |  | 1 | 665 |  | 665 |  | 2017-04-14 10:39 | 2017-05-16 | CALIFORNIA SOLAR INTEGRATORS INC | Retrofit | San Marcos | Los Angeles | 92069 | Host Customer is System Owner | [7 empty] | 204.75 | 40.95 |  | Glycol | Steam Back | Solar Storage and Auxiliary Tanks are separate |  | 1 | 1 | 504 | Z10 | 12 | Units | Apartments/Condos | TRB-40 | 5 | 1 | 324 | 3 | 119 | 1 | 150000 | TRUE | 120 | 140 | [5 empty] | FALSE | 50.17 |  | 2017-04-13 | 2017-04-27 | 2017-04-14 | 2017-05-16 |  |  | 2720 | 33365 | Up-front Payment
SDG-007965 | Low Income Multifamily Residential | Domestic Hot Water | Gas | San Diego Gas and Electric | Incentive:Canceled | 16552 | 24.89 |  | 1 | 665 |  | 665 |  | 2017-04-14 10:39 | 2017-05-17 | CALIFORNIA SOLAR INTEGRATORS INC | Retrofit | San Marcos | Los Angeles | 92069 | Host Customer is System Owner | [7 empty] | 204.75 | 40.95 |  | Glycol | Steam Back | Solar Storage and Auxiliary Tanks are separate |  | 1 | 1 | 504 | Z10 | 12 | Units | Apartments/Condos | TRB-40 | 5 | 1 | 324 | 3 | 119 | 1 | 150000 | TRUE | 120 | 140 | [5 empty] | FALSE | 50.17 |  | 2017-04-13 | 2017-05-01 | 2017-04-14 | 2017-05-17 |  |  | 2719 | 33365 | Up-front Payment
SDG-007966 | Low Income Multifamily Residential | Domestic Hot Water | Gas | San Diego Gas and Electric | Incentive:Canceled | 12744 | 24.89 |  | 1 | 512 |  | 512 |  | 2017-04-14 10:39 | 2017-05-17 | CALIFORNIA SOLAR INTEGRATORS INC | Retrofit | San Marcos | Los Angeles | 92069 | Host Customer is System Owner | [7 empty] | 163.8 | 40.95 |  | Glycol | Steam Back | Solar Storage and Auxiliary Tanks are separate |  | 1 | 1 | 378 | Z10 | 9 | Units | Apartments/Condos | TRB-40 | 4 | 1 | 216 | 2 | 119 | 1 | 150000 | TRUE | 120 | 140 | [5 empty] | FALSE | 52.13 |  | 2017-04-13 | 2017-05-01 | 2017-04-14 | 2017-05-17 |  |  | 2719 | 26692 | Up-front Payment
SDG-007967 | Low Income Multifamily Residential | Domestic Hot Water | Gas | San Diego Gas and Electric | Incentive:Canceled | 12744 | 24.89 |  | 1 | 512 |  | 512 |  | 2017-04-14 10:40 | 2017-05-17 | CALIFORNIA SOLAR INTEGRATORS INC | Retrofit | San Marcos | San Diego | 92069 | Host Customer is System Owner | [7 empty] | 163.8 | 40.95 |  | Glycol | Steam Back | Solar Storage and Auxiliary Tanks are separate |  | 1 | 1 | 378 | Z10 | 9 | Units | Apartments/Condos | TRB-40 | 4 | 1 | 216 | 2 | 119 | 1 | 150000 | TRUE | 120 | 140 | [5 empty] | FALSE | 52.13 |  | 2017-04-14 | 2017-05-01 | 2017-04-14 | 2017-05-17 |  |  | 2719 | 26692 | Up-front Payment
SDG-007968 | Low Income Multifamily Residential | Domestic Hot Water | Gas | San Diego Gas and Electric | Incentive:Canceled | 12744 | 24.89 |  | 1 | 512 |  | 512 |  | 2017-04-14 10:41 | 2017-05-17 | CALIFORNIA SOLAR INTEGRATORS INC | Retrofit | San Marcos | San Diego | 92069 | Host Customer is System Owner | [7 empty] | 163.8 | 40.95 |  | Glycol | Steam Back | Solar Storage and Auxiliary Tanks are separate |  | 1 | 1 | 378 | Z10 | 9 | Units | Apartments/Condos | TRB-40 | 4 | 1 | 216 | 2 | 119 | 1 | 150000 | TRUE | 120 | 140 | [5 empty] | FALSE | 52.13 |  | 2017-04-13 | 2017-05-01 | 2017-04-14 | 2017-05-17 |  |  | 2719 | 26692 | Up-front Payment
SDG-007969 | Low Income Multifamily Residential | Domestic Hot Water | Gas | San Diego Gas and Electric | Incentive:Canceled | 12744 | 24.89 |  | 1 | 512 |  | 512 |  | 2017-04-14 10:40 | 2017-05-17 | CALIFORNIA SOLAR INTEGRATORS INC | Retrofit | San Marcos | San Diego | 92069 | Host Customer is System Owner | [7 empty] | 163.8 | 40.95 |  | Glycol | Steam Back | Solar Storage and Auxiliary Tanks are separate |  | 1 | 1 | 378 | Z10 | 9 | Units | Apartments/Condos | TRB-40 | 4 | 1 | 216 | 2 | 119 | 1 | 150000 | TRUE | 120 | 140 | [5 empty] | FALSE | 52.13 |  | 2017-04-13 | 2017-05-01 | 2017-04-14 | 2017-05-17 |  |  | 2719 | 26692 | Up-front Payment
SDG-007970 | Low Income Multifamily Residential | Domestic Hot Water | Gas | San Diego Gas and Electric | Incentive:Canceled | 12744 | 24.89 |  | 1 | 512 |  | 512 |  | 2017-04-14 10:41 | 2017-05-17 | CALIFORNIA SOLAR INTEGRATORS INC | Retrofit | San Marcos | San Diego | 92069 | Host Customer is System Owner | [7 empty] | 163.8 | 40.95 |  | Glycol | Steam Back | Solar Storage and Auxiliary Tanks are separate |  | 1 | 1 | 378 | Z10 | 9 | Units | Apartments/Condos | TRB-40 | 4 | 1 | 216 | 2 | 119 | 1 | 150000 | TRUE | 120 | 140 | [5 empty] | FALSE | 52.13 |  | 2017-04-13 | 2017-05-01 | 2017-04-14 | 2017-05-17 |  |  | 2719 | 26692 | Up-front Payment
SDG-007971 | Low Income Multifamily Residential | Domestic Hot Water | Gas | San Diego Gas and Electric | Incentive:Canceled | 10280 | 24.89 |  | 1 | 413 |  | 413 |  | 2017-04-14 10:40 | 2017-05-17 | CALIFORNIA SOLAR INTEGRATORS INC | Retrofit | San Marcos | San Diego | 92069 | Host Customer is System Owner | [7 empty] | 122.85 | 40.95 |  | Glycol | Steam Back | Solar Storage and Auxiliary Tanks are separate |  | 1 | 1 | 252 | Z10 | 6 | Units | Apartments/Condos | TRB-40 | 3 | 1 | 216 | 2 | 119 | 1 | 150000 | TRUE | 120 | 140 | [5 empty] | FALSE | 48.53 |  | 2017-04-13 | 2017-05-01 | 2017-04-14 | 2017-05-17 |  |  | 2719 | 20042 | Up-front Payment
SDG-007972 | Low Income Multifamily Residential | Domestic Hot Water | Gas | San Diego Gas and Electric | Incentive:Canceled | 13764 | 24.89 |  | 1 | 553 |  | 553 |  | 2017-04-14 10:43 | 2017-05-17 | CALIFORNIA SOLAR INTEGRATORS INC | Retrofit | San Marcos | San Diego | 92069 | Host Customer is System Owner | [7 empty] | 163.8 | 40.95 |  | Glycol | Steam Back | Solar Storage and Auxiliary Tanks are separate |  | 1 | 1 | 378 | Z10 | 9 | Units | Apartments/Condos | TRB-40 | 4 | 1 | 216 | 2 | 119 | 1 | 150000 | TRUE | 120 | 140 | [5 empty] | FALSE | 48.27 |  | 2017-04-13 | 2017-05-01 | 2017-04-14 | 2017-05-17 |  |  | 2719 | 26692 | Up-front Payment
SDG-007973 | Low Income Multifamily Residential | Domestic Hot Water | Gas | San Diego Gas and Electric | Incentive:Canceled | 13764 | 24.89 |  | 1 | 553 |  | 553 |  | 2017-04-14 10:43 | 2017-05-17 | CALIFORNIA SOLAR INTEGRATORS INC | Retrofit | San Marcos | San Diego | 92069 | Host Customer is System Owner | [7 empty] | 163.8 | 40.95 |  | Glycol | Steam Back | Solar Storage and Auxiliary Tanks are separate |  | 1 | 1 | 378 | Z10 | 9 | Units | Apartments/Condos | TRB-40 | 4 | 1 | 216 | 2 | 119 | 1 | 150000 | TRUE | 120 | 140 | [5 empty] | FALSE | 48.27 |  | 2017-04-13 | 2017-05-01 | 2017-04-14 | 2017-05-17 |  |  | 2719 | 26692 | Up-front Payment
SDG-007974 | Low Income Multifamily Residential | Domestic Hot Water | Gas | San Diego Gas and Electric | Incentive:Canceled | 13764 | 24.89 |  | 1 | 553 |  | 553 |  | 2017-04-14 10:43 | 2017-05-17 | CALIFORNIA SOLAR INTEGRATORS INC | Retrofit | San Marcos | San Diego | 92069 | Host Customer is System Owner | [7 empty] | 163.8 | 40.95 |  | Glycol | Steam Back | Solar Storage and Auxiliary Tanks are separate |  | 1 | 1 | 378 | Z10 | 9 | Units | Apartments/Condos | TRB-40 | 4 | 1 | 216 | 2 | 119 | 1 | 150000 | TRUE | 120 | 140 | [5 empty] | FALSE | 48.27 |  | 2017-04-14 | 2017-05-01 | 2017-04-14 | 2017-05-17 |  |  | 2719 | 26692 | Up-front Payment
SDG-007975 | Low Income Multifamily Residential | Domestic Hot Water | Gas | San Diego Gas and Electric | Incentive:Canceled | 13764 | 24.89 |  | 1 | 553 |  | 553 |  | 2017-04-14 10:44 | 2017-05-17 | CALIFORNIA SOLAR INTEGRATORS INC | Retrofit | San Marcos | San Diego | 92069 | Host Customer is System Owner | [7 empty] | 163.8 | 40.95 |  | Glycol | Steam Back | Solar Storage and Auxiliary Tanks are separate |  | 1 | 1 | 378 | Z10 | 9 | Units | Apartments/Condos | TRB-40 | 4 | 1 | 216 | 2 | 119 | 1 | 150000 | TRUE | 120 | 140 | [5 empty] | FALSE | 48.27 |  | 2017-04-13 | 2017-05-01 | 2017-04-14 | 2017-05-17 |  |  | 2719 | 26692 | Up-front Payment
SDG-007976 | Low Income Multifamily Residential | Domestic Hot Water | Gas | San Diego Gas and Electric | Incentive:Canceled | 19713 | 24.89 |  | 1 | 792 |  | 792 |  | 2017-04-14 10:45 | 2017-05-25 | CALIFORNIA SOLAR INTEGRATORS INC | Retrofit | National City | San Diego | 91950 | Host Customer is System Owner | [7 empty] | 245.7 | 40.95 |  | Glycol | Steam Back | Solar Storage and Auxiliary Tanks are separate |  | 1 | 1 | 504 | Z07 | 12 | Units | Apartments/Condos | TRB-40 | 6 | 1 | 324 | 3 | 100 | 1 | 199900 | TRUE | 120 | 140 | [5 empty] | FALSE | 46.44 |  | 2017-04-13 | 2017-05-17 | 2017-04-14 | 2017-05-25 |  |  | 2711 | 36780 | Up-front Payment
SDG-007977 | Low Income Multifamily Residential | Domestic Hot Water | Gas | San Diego Gas and Electric | Incentive:Canceled | 19713 | 24.89 |  | 1 | 792 |  | 792 |  | 2017-04-14 10:45 | 2017-05-25 | CALIFORNIA SOLAR INTEGRATORS INC | Retrofit | National City | San Diego | 91950 | Host Customer is System Owner | [7 empty] | 245.7 | 40.95 |  | Glycol | Steam Back | Solar Storage and Auxiliary Tanks are separate |  | 1 | 1 | 504 | Z07 | 12 | Units | Apartments/Condos | TRB-40 | 6 | 1 | 324 | 3 | 100 | 1 | 199900 | TRUE | 120 | 140 | [5 empty] | FALSE | 46.44 |  | 2017-04-13 | 2017-05-17 | 2017-04-14 | 2017-05-25 |  |  | 2711 | 36780 | Up-front Payment
SDG-007978 | Low Income Multifamily Residential | Domestic Hot Water | Gas | San Diego Gas and Electric | Incentive:Canceled | 19713 | 24.89 |  | 1 | 792 |  | 792 |  | 2017-04-14 10:45 | 2017-05-25 | CALIFORNIA SOLAR INTEGRATORS INC | Retrofit | National City | San Diego | 91950 | Host Customer is System Owner | [7 empty] | 245.7 | 40.95 |  | Glycol | Steam Back | Solar Storage and Auxiliary Tanks are separate |  | 1 | 1 | 504 | Z07 | 12 | Units | Apartments/Condos | TRB-40 | 6 | 1 | 324 | 3 | 100 | 1 | 199900 | TRUE | 120 | 140 | [5 empty] | FALSE | 46.44 |  | 2017-04-13 | 2017-05-17 | 2017-04-14 | 2017-05-25 |  |  | 2711 | 36780 | Up-front Payment
SDG-007979 | Low Income Multifamily Residential | Domestic Hot Water | Gas | San Diego Gas and Electric | Incentive:Canceled | 19713 | 24.89 |  | 1 | 792 |  | 792 |  | 2017-04-14 10:45 | 2017-05-25 | CALIFORNIA SOLAR INTEGRATORS INC | Retrofit | National City | San Diego | 91950 | Host Customer is System Owner | [7 empty] | 245.7 | 40.95 |  | Glycol | Steam Back | Solar Storage and Auxiliary Tanks are separate |  | 1 | 1 | 504 | Z07 | 12 | Units | Apartments/Condos | TRB-40 | 6 | 1 | 324 | 3 | 100 | 1 | 199900 | TRUE | 120 | 140 | [5 empty] | FALSE | 46.44 |  | 2017-04-13 | 2017-05-17 | 2017-04-14 | 2017-05-25 |  |  | 2711 | 36780 | Up-front Payment
SDG-007980 | Low Income Multifamily Residential | Domestic Hot Water | Gas | San Diego Gas and Electric | Incentive:Canceled | 19713 | 24.89 |  | 1 | 792 |  | 792 |  | 2017-04-14 10:46 | 2017-05-25 | CALIFORNIA SOLAR INTEGRATORS INC | Retrofit | National City | San Diego | 91950 | Host Customer is System Owner | [7 empty] | 245.7 | 40.95 |  | Glycol | Steam Back | Solar Storage and Auxiliary Tanks are separate |  | 1 | 1 | 504 | Z07 | 12 | Units | Apartments/Condos | TRB-40 | 6 | 1 | 324 | 3 | 100 | 1 | 199900 | TRUE | 120 | 140 | [5 empty] | FALSE | 46.44 |  | 2017-04-13 | 2017-05-17 | 2017-04-14 | 2017-05-25 |  |  | 2711 | 36780 | Up-front Payment
SDG-007981 | Low Income Multifamily Residential | Domestic Hot Water | Gas | San Diego Gas and Electric | Incentive:Canceled | 19713 | 24.89 |  | 1 | 792 |  | 792 |  | 2017-04-14 10:46 | 2017-05-25 | CALIFORNIA SOLAR INTEGRATORS INC | Retrofit | National City | San Diego | 91950 | Host Customer is System Owner | [7 empty] | 245.7 | 40.95 |  | Glycol | Steam Back | Solar Storage and Auxiliary Tanks are separate |  | 1 | 1 | 504 | Z07 | 12 | Units | Apartments/Condos | TRB-40 | 6 | 1 | 324 | 3 | 100 | 1 | 199900 | TRUE | 120 | 140 | [5 empty] | FALSE | 46.44 |  | 2017-04-13 | 2017-05-17 | 2017-04-14 | 2017-05-25 |  |  | 2711 | 36780 | Up-front Payment
SDG-007982 | Low Income Multifamily Residential | Domestic Hot Water | Gas | San Diego Gas and Electric | Incentive:Canceled | 19713 | 24.89 |  | 1 | 792 |  | 792 |  | 2017-04-14 10:46 | 2017-05-25 | CALIFORNIA SOLAR INTEGRATORS INC | Retrofit | National City | San Diego | 91950 | Host Customer is System Owner | [7 empty] | 245.7 | 40.95 |  | Glycol | Steam Back | Solar Storage and Auxiliary Tanks are separate |  | 1 | 1 | 504 | Z07 | 12 | Units | Apartments/Condos | TRB-40 | 6 | 1 | 324 | 3 | 100 | 1 | 199900 | TRUE | 120 | 140 | [5 empty] | FALSE | 46.44 |  | 2017-04-13 | 2017-05-17 | 2017-04-14 | 2017-05-25 |  |  | 2711 | 36780 | Up-front Payment
SDG-007983 | Low Income Multifamily Residential | Domestic Hot Water | Gas | San Diego Gas and Electric | Incentive:Canceled | 18941 | 24.89 |  | 1 | 761 |  | 761 |  | 2017-04-14 10:46 | 2017-05-25 | CALIFORNIA SOLAR INTEGRATORS INC | Retrofit | National City | San Diego | 91950 | Host Customer is System Owner | [7 empty] | 245.7 | 40.95 |  | Glycol | Steam Back | Solar Storage and Auxiliary Tanks are separate |  | 1 | 1 | 504 | Z07 | 12 | Units | Apartments/Condos | TRB-40 | 6 | 1 | 324 | 3 | 100 | 1 | 199900 | TRUE | 120 | 140 | [5 empty] | FALSE | 48.33 |  | 2017-04-13 | 2017-05-16 | 2017-04-14 | 2017-05-25 |  |  | 2711 | 36780 | Up-front Payment
SDG-007984 | Low Income Multifamily Residential | Domestic Hot Water | Gas | San Diego Gas and Electric | Incentive:Canceled | 19713 | 24.89 |  | 1 | 792 |  | 792 |  | 2017-04-14 10:47 | 2017-05-25 | CALIFORNIA SOLAR INTEGRATORS INC | Retrofit | National City | San Diego | 91950 | Host Customer is System Owner | [7 empty] | 245.7 | 40.95 |  | Glycol | Steam Back | Solar Storage and Auxiliary Tanks are separate |  | 1 | 1 | 504 | Z07 | 12 | Units | Apartments/Condos | TRB-40 | 6 | 1 | 324 | 3 | 100 | 1 | 199900 | TRUE | 120 | 140 | [5 empty] | FALSE | 46.44 |  | 2017-04-13 | 2017-05-17 | 2017-04-14 | 2017-05-25 |  |  | 2711 | 36780 | Up-front Payment
SDG-007985 | Low Income Multifamily Residential | Domestic Hot Water | Gas | San Diego Gas and Electric | Incentive:Canceled | 19713 | 24.89 |  | 1 | 792 |  | 792 |  | 2017-04-14 10:47 | 2017-05-25 | CALIFORNIA SOLAR INTEGRATORS INC | Retrofit | National City | San Diego | 91950 | Host Customer is System Owner | [7 empty] | 245.7 | 40.95 |  | Glycol | Steam Back | Solar Storage and Auxiliary Tanks are separate |  | 1 | 1 | 504 | Z07 | 12 | Units | Apartments/Condos | TRB-40 | 6 | 1 | 324 | 3 | 100 | 1 | 199900 | TRUE | 120 | 140 | [5 empty] | FALSE | 46.44 |  | 2017-04-13 | 2017-05-17 | 2017-04-14 | 2017-05-25 |  |  | 2711 | 36780 | Up-front Payment
SDG-007986 | Low Income Multifamily Residential | Domestic Hot Water | Gas | San Diego Gas and Electric | Reservation:Canceled | 28773 | 24.89 |  | 1 | 1156 |  | 1156 |  | 2017-04-14 10:48 |  | CALIFORNIA SOLAR INTEGRATORS INC | Retrofit | San Marcos | San Diego | 92069 | Host Customer is System Owner | [7 empty] | 327.6 | 40.95 |  | Glycol | Steam Back | Solar Storage and Auxiliary Tanks are separate |  | 1 | 1 | 672 | Z10 | 16 | Units | Apartments/Condos | TRB-40 | 8 | 1 | 432 | 4 | 119 | 1 | 500000 | TRUE | 120 | 140 | [5 empty] | FALSE | 42.42 |  | 2011-06-01: 2017-04-13; 2011-06-21: 2017-05-24 | 2675 | 49040 | Up-front Payment
SDG-007987 | Low Income Multifamily Residential | Domestic Hot Water | Gas | San Diego Gas and Electric | Reservation:Canceled | 28773 | 24.89 |  | 1 | 1156 |  | 1156 |  | 2017-04-14 10:48 |  | CALIFORNIA SOLAR INTEGRATORS INC | Retrofit | San Marcos | San Diego | 92069 | Host Customer is System Owner | [7 empty] | 327.6 | 40.95 |  | Glycol | Steam Back | Solar Storage and Auxiliary Tanks are separate |  | 1 | 1 | 672 | Z10 | 16 | Units | Apartments/Condos | TRB-40 | 8 | 1 | 432 | 4 | 119 | 1 | 500000 | TRUE | 120 | 140 | [5 empty] | FALSE | 42.42 |  | 2011-06-01: 2017-04-13; 2011-06-21: 2017-05-24 | 2675 | 49040 | Up-front Payment
SDG-007988 | Low Income Multifamily Residential | Domestic Hot Water | Gas | San Diego Gas and Electric | Reservation:Canceled | 28773 | 24.89 |  | 1 | 1156 |  | 1156 |  | 2017-04-14 10:48 |  | CALIFORNIA SOLAR INTEGRATORS INC | Retrofit | San Marcos | San Diego | 92069 | Host Customer is System Owner | [7 empty] | 327.6 | 40.95 |  | Glycol | Steam Back | Solar Storage and Auxiliary Tanks are separate |  | 1 | 1 | 672 | Z10 | 16 | Units | Apartments/Condos | TRB-40 | 8 | 1 | 432 | 4 | 119 | 1 | 500000 | TRUE | 120 | 140 | [5 empty] | FALSE | 42.42 |  | 2011-06-01: 2017-04-13; 2011-06-21: 2017-05-24 | 2675 | 49040 | Up-front Payment
SDG-007989 | Low Income Multifamily Residential | Domestic Hot Water | Gas | San Diego Gas and Electric | Reservation:Canceled | 28773 | 24.89 |  | 1 | 1156 |  | 1156 |  | 2017-04-14 10:48 |  | CALIFORNIA SOLAR INTEGRATORS INC | Retrofit | San Marcos | San Diego | 92069 | Host Customer is System Owner | [7 empty] | 327.6 | 40.95 |  | Glycol | Steam Back | Solar Storage and Auxiliary Tanks are separate |  | 1 | 1 | 672 | Z10 | 16 | Units | Apartments/Condos | TRB-40 | 8 | 1 | 432 | 4 | 119 | 1 | 500000 | TRUE | 120 | 140 | [5 empty] | FALSE | 42.42 |  | 2011-06-01: 2017-04-13; 2011-06-21: 2017-05-24 | 2675 | 49040 | Up-front Payment
SDG-007990 | Low Income Multifamily Residential | Domestic Hot Water | Gas | San Diego Gas and Electric | Reservation:Canceled | 28773 | 24.89 |  | 1 | 1156 |  | 1156 |  | 2017-04-14 10:49 |  | CALIFORNIA SOLAR INTEGRATORS INC | Retrofit | San Marcos | San Diego | 92069 | Host Customer is System Owner | [7 empty] | 327.6 | 40.95 |  | Glycol | Steam Back | Solar Storage and Auxiliary Tanks are separate |  | 1 | 1 | 672 | Z10 | 16 | Units | Apartments/Condos | TRB-40 | 8 | 1 | 432 | 4 | 119 | 1 | 500000 | TRUE | 120 | 140 | [5 empty] | FALSE | 42.42 |  | 2011-06-01: 2017-04-13; 2011-06-21: 2017-05-24 | 2675 | 49040 | Up-front Payment
SDG-007991 | Low Income Multifamily Residential | Domestic Hot Water | Gas | San Diego Gas and Electric | Reservation:Canceled | 28773 | 24.89 |  | 1 | 1156 |  | 1156 |  | 2017-04-14 10:49 |  | CALIFORNIA SOLAR INTEGRATORS INC | Retrofit | San Marcos | San Diego | 92069 | Host Customer is System Owner | [7 empty] | 327.6 | 40.95 |  | Glycol | Steam Back | Solar Storage and Auxiliary Tanks are separate |  | 1 | 1 | 672 | Z10 | 16 | Units | Apartments/Condos | TRB-40 | 8 | 1 | 432 | 4 | 119 | 1 | 500000 | TRUE | 120 | 140 | [5 empty] | FALSE | 42.42 |  | 2011-06-01: 2017-04-13; 2011-06-21: 2017-05-24 | 2675 | 49040 | Up-front Payment
SDG-007992 | Low Income Multifamily Residential | Domestic Hot Water | Gas | San Diego Gas and Electric | Reservation:Canceled | 28773 | 24.89 |  | 1 | 1156 |  | 1156 |  | 2017-04-14 10:49 |  | CALIFORNIA SOLAR INTEGRATORS INC | Retrofit | San Marcos | San Diego | 92069 | Host Customer is System Owner | [7 empty] | 327.6 | 40.95 |  | Glycol | Steam Back | Solar Storage and Auxiliary Tanks are separate |  | 1 | 1 | 672 | Z10 | 16 | Units | Apartments/Condos | TRB-40 | 8 | 1 | 432 | 4 | 119 | 1 | 500000 | TRUE | 120 | 140 | [5 empty] | FALSE | 42.42 |  | 2011-06-01: 2017-04-13; 2011-06-21: 2017-05-24 | 2675 | 49040 | Up-front Payment
SDG-007993 | Low Income Multifamily Residential | Domestic Hot Water | Gas | San Diego Gas and Electric | Reservation:Canceled | 28773 | 24.89 |  | 1 | 1156 |  | 1156 |  | 2017-04-14 10:49 |  | CALIFORNIA SOLAR INTEGRATORS INC | Retrofit | San Marcos | San Diego | 92069 | Host Customer is System Owner | [7 empty] | 327.6 | 40.95 |  | Glycol | Steam Back | Solar Storage and Auxiliary Tanks are separate |  | 1 | 1 | 672 | Z10 | 16 | Units | Apartments/Condos | TRB-40 | 8 | 1 | 432 | 4 | 119 | 1 | 500000 | TRUE | 120 | 140 | [5 empty] | FALSE | 42.42 |  | 2011-06-01: 2017-04-13; 2011-06-21: 2017-05-24 | 2675 | 49040 | Up-front Payment
SDG-007994 | Low Income Multifamily Residential | Domestic Hot Water | Gas | San Diego Gas and Electric | Reservation:Canceled | 28773 | 24.89 |  | 1 | 1156 |  | 1156 |  | 2017-04-14 10:50 |  | CALIFORNIA SOLAR INTEGRATORS INC | Retrofit | San Marcos | San Diego | 92069 | Host Customer is System Owner | [7 empty] | 327.6 | 40.95 |  | Glycol | Steam Back | Solar Storage and Auxiliary Tanks are separate |  | 1 | 1 | 672 | Z10 | 16 | Units | Apartments/Condos | TRB-40 | 8 | 1 | 432 | 4 | 119 | 1 | 500000 | TRUE | 120 | 140 | [5 empty] | FALSE | 42.42 |  | 2011-06-01: 2017-04-13; 2011-06-21: 2017-05-24 | 2675 | 49040 | Up-front Payment
SDG-007995 | Low Income Multifamily Residential | Domestic Hot Water | Gas | San Diego Gas and Electric | Reservation:Canceled | 28773 | 24.89 |  | 1 | 1156 |  | 1156 |  | 2017-04-14 10:51 |  | CALIFORNIA SOLAR INTEGRATORS INC | Retrofit | San Marcos | San Diego | 92069 | Host Customer is System Owner | [7 empty] | 327.6 | 40.95 |  | Glycol | Steam Back | Solar Storage and Auxiliary Tanks are separate |  | 1 | 1 | 672 | Z10 | 16 | Units | Apartments/Condos | TRB-40 | 8 | 1 | 432 | 4 | 119 | 1 | 500000 | TRUE | 120 | 140 | [5 empty] | FALSE | 42.42 |  | 2011-06-01: 2017-04-13; 2011-06-21: 2017-05-24 | 2675 | 49040 | Up-front Payment
SDG-007996 | Low Income Multifamily Residential | Domestic Hot Water | Gas | San Diego Gas and Electric | Reservation:Canceled | 28773 | 24.89 |  | 1 | 1156 |  | 1156 |  | 2017-04-14 10:51 |  | CALIFORNIA SOLAR INTEGRATORS INC | Retrofit | San Marcos | San Diego | 92069 | Host Customer is System Owner | [7 empty] | 327.6 | 40.95 |  | Glycol | Steam Back | Solar Storage and Auxiliary Tanks are separate |  | 1 | 1 | 672 | Z10 | 16 | Units | Apartments/Condos | TRB-40 | 8 | 1 | 432 | 4 | 119 | 1 | 500000 | TRUE | 120 | 140 | [5 empty] | FALSE | 42.42 |  | 2011-06-01: 2017-04-13; 2011-06-21: 2017-05-24 | 2675 | 49040 | Up-front Payment
SDG-007997 | Low Income Multifamily Residential | Domestic Hot Water | Gas | San Diego Gas and Electric | Reservation:Canceled | 28773 | 24.89 |  | 1 | 1156 |  | 1156 |  | 2017-04-14 10:51 |  | CALIFORNIA SOLAR INTEGRATORS INC | Retrofit | San Marcos | San Diego | 92069 | Host Customer is System Owner | [7 empty] | 327.6 | 40.95 |  | Glycol | Steam Back | Solar Storage and Auxiliary Tanks are separate |  | 1 | 1 | 672 | Z10 | 16 | Units | Apartments/Condos | TRB-40 | 8 | 1 | 432 | 4 | 119 | 1 | 500000 | TRUE | 120 | 140 | [5 empty] | FALSE | 42.42 |  | 2011-06-01: 2017-04-13; 2011-06-21: 2017-05-24 | 2675 | 49040 | Up-front Payment
SCG-007998 | Single Family Residential | Domestic Hot Water | Gas | Southern California Gas Company | Incentive:Canceled | 4069 | 29.85 |  | 1 | 162 |  | 136 |  | 2017-06-15 12:15 |  | COMMUNITY ACTION PARTNERSHIP OF ORANGE COUNTY | Retrofit | Anaheim | Orange | 92806 | Host Customer is System Owner | 4 |  | 2010017C | Alternate Energy Technologies | EAGLESUN | DBS-G2-80-64 | Indirect Forced Circulation (IF) | 65.34 |  | MSC-32 | Automatic Drainback |  | Solar Storage and Auxiliary Tanks are separate | 80 | 0.99 | 0.85 | 55 | Z08 | [18 empty] | Anaheim, Orange County, CA | FALSE | 55.36 |  | 2011-06-01: 2017-04-10; 2011-06-21: 2017-07-17; 2011-08-03: 2017-06-15 | 2658 | 8967.6 | Up-front Payment
SCG-007999 | Commercial/Multifamily Residential | Domestic Hot Water | Gas | Southern California Gas Company | Incentive:Paid | 77671 | 20.19 |  | 1 | 3847 |  | 3847 |  | 2017-04-27 13:55 | 2017-05-12 | ALL VALLEY SOLAR INC | Retrofit | N Holywood | North Hollywood | 91602 | Host Customer is System Owner | [7 empty] | 982.8 | 40.95 |  | Drainback |  | Solar Storage and Auxiliary Tanks are separate |  | 1 | 1 | 2280 | Z09 | 60 | Units | Apartments/Condos | TRB-40 | 24 | 3 | 1360 | 1 | 200 | 2 | 540000 | TRUE | 135 | 140 |  | SunEarth - SETR0603mcU + VFS 10-200 |  | SunEarth - SETR0603mcU + VFS 10-200 | LADBS | FALSE | 24.06 |  | 2017-04-10 |  | 2017-04-27 | 2017-05-12 | 2017-09-07 | 2017-09-08 | 2579 | 92560 | Up-front Payment
SCG-008000 | Low Income Single Family Residential | Domestic Hot Water | Gas | Southern California Gas Company | Incentive:Paid | 4723 | 36.9 |  | 1 | 128 |  | 128 |  | 2017-04-17 15:17 | 2017-08-04 | TITANIUM POWER INC | Retrofit | Pacoima | Los Angeles | 91331 | Host Customer is System Owner | 4 |  | 30004079 | GREENoneTEC Solarindustrie GmbH | Solpal Plus | Solpal Plus L-GT | Direct Integral Collector Storage (DI) | 25.66 |  | Solpal Plus L |  |  | Solar Storage with Tankless Auxiliary Water Heater | 51 | 1 | 1 | 55 | Z09 | [18 empty] | Los Angeles | FALSE | 37.57 |  | 2011-06-01: 2017-04-10; 2011-08-03: 2017-04-17; 2011-09-20: 2017-08-04 | 2629 | 4809 | Up-front Payment
SCG-008001 | Commercial/Multifamily Residential | Domestic Hot Water | Gas | Southern California Gas Company | Incentive:Paid | 37170 | 20.19 |  | 1 | 1841 |  | 1841 |  | 2017-04-11 07:29 | 2017-04-20 | EVOLUTION ENERGY SOLUTIONS L L C | Retrofit | Stanton | Orange | 90680 | Host Customer is System Owner | [7 empty] | 532.35 | 40.95 |  | Drainback |  | Solar Storage and Auxiliary Tanks are separate |  | 1 | 1 | 880 | Z08 | 22 | Units | Apartments/Condos | TRB-40 | 13 | 1 | 1000 | 1 | 100 | 1 | 270000 | TRUE | 140 | 140 |  | SunEarth - SETR A503 TTR U + VFS 10-200 |  | SunEarth - SETR A503 TTR U + VFS 10-200 | Stanton | FALSE | 20.19 |  | 2017-04-10 |  | 2017-04-11 | 2017-04-20 | 2017-12-27 | 2018-01-19 | 2458 | 37170 | Up-front Payment
SCG-008002 | Low Income Single Family Residential | Domestic Hot Water | Gas | Southern California Gas Company | Incentive:Paid | 4487 | 36.9 |  | 1 | 128 |  | 122 |  | 2017-04-13 13:16 | 2017-07-20 | TITANIUM POWER INC | Retrofit | North Hollywood | Los Angeles | 91605 | Host Customer is System Owner | 5 |  | 30004079 | GREENoneTEC Solarindustrie GmbH | Solpal Plus | Solpal Plus L-GT | Direct Integral Collector Storage (DI) | 25.66 |  | Solpal Plus L |  |  | Solar Storage with Tankless Auxiliary Water Heater | 51 | 1 | 0.95 | 65 | Z09 | [18 empty] | Los Angeles | FALSE | 35.62 |  | 2011-06-01: 2017-04-10; 2011-08-03: 2017-04-13; 2011-09-20: 2017-07-20 | 2651 | 4559 | Up-front Payment
SCG-008003 | Low Income Single Family Residential | Domestic Hot Water | Gas | Southern California Gas Company | Incentive:Paid | 5166 | 36.9 |  | 1 | 140 |  | 140 |  | 2017-04-12 14:21 | 2017-06-28 | TITANIUM POWER INC | Retrofit | San Fernando | Los Angeles | 91340 | Host Customer is System Owner | 4 |  | 2011141B | Heliodyne, Inc. | HELIOPAK | HPAK 016 1 410 G 80 ACD Z | Indirect Forced Circulation (IF) | 40.17 |  | 410 001 | Glycol | Advanced Controller with a Vacation or Holiday Mode | Solar Storage and Auxiliary Tanks are separate | 80 | 1 | 1 | 55 | Z09 | [18 empty] | Los Angeles | FALSE | 37.27 |  | 2011-06-01: 2017-04-10; 2011-08-03: 2017-04-12; 2011-09-20: 2017-06-28 | 2664 | 5218 | Up-front Payment
SCG-008004 | Low Income Single Family Residential | Domestic Hot Water | Gas | Southern California Gas Company | Incentive:Paid | 4487 | 36.9 |  | 1 | 128 |  | 122 |  | 2017-04-13 13:18 | 2017-07-25 | TITANIUM POWER INC | Retrofit | North Hollywood | Los Angeles | 91605 | Host Customer is System Owner | 4 |  | 30004079 | GREENoneTEC Solarindustrie GmbH | Solpal Plus | Solpal Plus L-GT | Direct Integral Collector Storage (DI) | 25.66 |  | Solpal Plus L |  |  | Solar Storage with Tankless Auxiliary Water Heater | 51 | 1 | 0.95 | 55 | Z09 | [18 empty] | Los Angeles | FALSE | 35.62 |  | 2011-06-01: 2017-04-10; 2011-08-03: 2017-04-13; 2011-09-20: 2017-07-25 | 2629 | 4559 | Up-front Payment
SCG-008005 | Low Income Single Family Residential | Domestic Hot Water | Gas | Southern California Gas Company | Incentive:Canceled | 4723 | 36.9 |  | 1 | 128 |  | 128 |  | 2017-04-12 14:19 |  | TITANIUM POWER INC | Retrofit | Pacoima | Los Angeles | 91331 | Host Customer is System Owner | 5 |  | 30004079 | GREENoneTEC Solarindustrie GmbH | Solpal Plus | Solpal Plus L-GT | Direct Integral Collector Storage (DI) | 25.66 |  | Solpal Plus L |  |  | Solar Storage with Tankless Auxiliary Water Heater | 51 | 1 | 1 | 65 | Z09 | [18 empty] | Los Angeles | FALSE | 37.18 |  | 2011-06-01: 2017-04-10; 2011-06-21: 2017-06-27; 2011-08-03: 2017-04-12 | 2636 | 4759 | Up-front Payment
SCG-008006 | Low Income Single Family Residential | Domestic Hot Water | Gas | Southern California Gas Company | Incentive:Paid | 4723 | 36.9 |  | 1 | 128 |  | 128 |  | 2017-04-12 14:20 | 2017-08-22 | TITANIUM POWER INC | Retrofit | Pacoima | Los Angeles | 91331 | Host Customer is System Owner | 4 |  | 30004079 | GREENoneTEC Solarindustrie GmbH | Solpal Plus | Solpal Plus L-GT | Direct Integral Collector Storage (DI) | 25.66 |  | Solpal Plus L |  |  | Solar Storage with Tankless Auxiliary Water Heater | 51 | 1 | 1 | 55 | Z09 | [18 empty] | Los Angeles | FALSE | 37.18 |  | 2011-06-01: 2017-04-10; 2011-08-03: 2017-04-12; 2011-09-20: 2017-08-22 | 2613 | 4759 | Up-front Payment
SCG-008007 | Low Income Single Family Residential | Domestic Hot Water | Gas | Southern California Gas Company | Incentive:Canceled | 4487 | 36.9 |  | 1 | 128 |  | 122 |  | 2017-04-13 13:19 |  | TITANIUM POWER INC | Retrofit | North Hollywood | Los Angeles | 91605 | Host Customer is System Owner | 6 |  | 30004079 | GREENoneTEC Solarindustrie GmbH | Solpal Plus | Solpal Plus L-GT | Direct Integral Collector Storage (DI) | 25.66 |  | Solpal Plus L |  |  | Solar Storage with Tankless Auxiliary Water Heater | 51 | 1 | 0.95 | 75 | Z09 | [18 empty] | Los Angeles | FALSE | 35.62 |  | 2011-06-01: 2017-04-10; 2011-06-21: 2017-06-28; 2011-08-03: 2017-04-13 | 2636 | 4559 | Up-front Payment
SCG-008008 | Low Income Single Family Residential | Domestic Hot Water | Gas | Southern California Gas Company | Incentive:Canceled | 4723 | 36.9 |  | 1 | 128 |  | 128 |  | 2017-04-12 14:19 |  | TITANIUM POWER INC | Retrofit | Pacoima | Los Angeles | 91331 | Host Customer is System Owner | 7 |  | 30004079 | GREENoneTEC Solarindustrie GmbH | Solpal Plus | Solpal Plus L-GT | Direct Integral Collector Storage (DI) | 25.66 |  | Solpal Plus L |  |  | Solar Storage with Tankless Auxiliary Water Heater | 51 | 1 | 1 | 85 | Z09 | [18 empty] | Los Angeles | FALSE | 37.18 |  | 2011-06-01: 2017-04-10; 2011-06-21: 2017-06-27; 2011-08-03: 2017-04-12 | 2636 | 4759 | Up-front Payment
SCG-008009 | Low Income Single Family Residential | Domestic Hot Water | Gas | Southern California Gas Company | Incentive:Paid | 3284 | 36.9 |  | 1 | 89 |  | 89 |  | 2017-04-12 14:19 | 2017-08-02 | TITANIUM POWER INC | Retrofit | Pacoima | Los Angeles | 91331 | Host Customer is System Owner | 7 |  | 30004078 | GREENoneTEC Solarindustrie GmbH | Solpal Plus | Solpal Plus L-G | Direct Integral Collector Storage (DI) | 25.66 |  | Solpal Plus L |  |  | Solar Storage and Auxiliary Tanks are separate | 51 | 1 | 1 | 85 | Z09 | [18 empty] | Los Angeles | FALSE | 53.47 |  | 2011-06-01: 2017-04-10; 2011-08-03: 2017-04-12; 2011-09-20: 2017-08-02 | 2629 | 4759 | Up-front Payment
SCG-008010 | Low Income Single Family Residential | Domestic Hot Water | Gas | Southern California Gas Company | Incentive:Paid | 4723 | 36.9 |  | 1 | 128 |  | 128 |  | 2017-04-13 13:20 | 2017-07-25 | TITANIUM POWER INC | Retrofit | North Hollywood | Los Angeles | 91605 | Host Customer is System Owner | 8 |  | 30004079 | GREENoneTEC Solarindustrie GmbH | Solpal Plus | Solpal Plus L-GT | Direct Integral Collector Storage (DI) | 25.66 |  | Solpal Plus L |  |  | Solar Storage with Tankless Auxiliary Water Heater | 51 | 1 | 1 | 95 | Z09 | [18 empty] | Los Angeles | FALSE | 37.18 |  | 2011-06-01: 2017-04-10; 2011-08-03: 2017-04-13; 2011-09-20: 2017-07-25 | 2629 | 4759 | Up-front Payment
SCG-008011 | Low Income Single Family Residential | Domestic Hot Water | Gas | Southern California Gas Company | Incentive:Canceled | 4723 | 36.9 |  | 1 | 128 |  | 128 |  | 2017-04-13 13:21 |  | TITANIUM POWER INC | Retrofit | North Hollywood | Los Angeles | 91605 | Host Customer is System Owner | 7 |  | 30004079 | GREENoneTEC Solarindustrie GmbH | Solpal Plus | Solpal Plus L-GT | Direct Integral Collector Storage (DI) | 25.66 |  | Solpal Plus L |  |  | Solar Storage with Tankless Auxiliary Water Heater | 51 | 1 | 1 | 85 | Z09 | [18 empty] | Los Angeles | FALSE | 37.18 |  | 2011-06-01: 2017-04-10; 2011-06-21: 2017-06-28; 2011-08-03: 2017-04-13 | 2636 | 4759 | Up-front Payment
SCG-008012 | Low Income Single Family Residential | Domestic Hot Water | Gas | Southern California Gas Company | Incentive:Canceled | 4723 | 36.9 |  | 1 | 128 |  | 128 |  | 2017-04-13 13:22 |  | TITANIUM POWER INC | Retrofit | Sun Valley | Los Angeles | 91352 | Host Customer is System Owner | 5 |  | 30004079 | GREENoneTEC Solarindustrie GmbH | Solpal Plus | Solpal Plus L-GT | Direct Integral Collector Storage (DI) | 25.66 |  | Solpal Plus L |  |  | Solar Storage with Tankless Auxiliary Water Heater | 51 | 1 | 1 | 65 | Z09 | [18 empty] | Los Angeles | FALSE | 37.18 |  | 2011-06-01: 2017-04-10; 2011-06-21: 2017-06-28; 2011-08-03: 2017-04-13 | 2636 | 4759 | Up-front Payment
SCG-008013 | Low Income Single Family Residential | Domestic Hot Water | Gas | Southern California Gas Company | Incentive:Paid | 4487 | 36.9 |  | 1 | 128 |  | 122 |  | 2017-04-13 13:25 | 2017-07-25 | TITANIUM POWER INC | Retrofit | Sun Valley | Los Angeles | 91352 | Host Customer is System Owner | 6 |  | 30004079 | GREENoneTEC Solarindustrie GmbH | Solpal Plus | Solpal Plus L-GT | Direct Integral Collector Storage (DI) | 25.66 |  | Solpal Plus L |  |  | Solar Storage with Tankless Auxiliary Water Heater | 51 | 1 | 0.95 | 75 | Z09 | [18 empty] | Los Angeles | FALSE | 35.62 |  | 2011-06-01: 2017-04-10; 2011-08-03: 2017-04-13; 2011-09-20: 2017-07-25 | 2629 | 4559 | Up-front Payment
SCG-008014 | Low Income Single Family Residential | Domestic Hot Water | Gas | Southern California Gas Company | Incentive:Paid | 4723 | 36.9 |  | 1 | 128 |  | 128 |  | 2017-04-13 13:24 | 2017-07-25 | TITANIUM POWER INC | Retrofit | Sun Valley | Los Angeles | 91352 | Host Customer is System Owner | 6 |  | 30004079 | GREENoneTEC Solarindustrie GmbH | Solpal Plus | Solpal Plus L-GT | Direct Integral Collector Storage (DI) | 25.66 |  | Solpal Plus L |  |  | Solar Storage with Tankless Auxiliary Water Heater | 51 | 1 | 1 | 75 | Z09 | [18 empty] | Los Angeles | FALSE | 37.18 |  | 2011-06-01: 2017-04-10; 2011-08-03: 2017-04-13; 2011-09-20: 2017-07-25 | 2629 | 4759 | Up-front Payment
PGE-008015 | Commercial/Multifamily Residential | Domestic Hot Water | Gas | Pacific Gas and Electric | Incentive:Paid | 16536 | 20.19 |  | 1 | 819 |  | 819 |  | 2017-05-10 15:59 | 2017-05-19 | OXYPOWER INC | Retrofit | SAN FRANCISCO | San Francisco | 94127 | Host Customer is System Owner | [7 empty] | 241.02 | 40.17 |  | Glycol | Pressure Stagnation Protection (PSP) | Solar Storage and Auxiliary Tanks are separate |  | 1 | 1 | 504 | Z03 | 12 | Units | Apartments/Condos | 2010115A | 6 | 1 | 360 | 3 | 100 | 1 | 199000 | TRUE | 130 | 130 |  |  |  |  | City and County of San Francisco | FALSE | 48.06 |  | 2017-04-10 |  | 2017-05-10 | 2017-05-19 | 2017-06-09 | 2017-06-21 | 2655 | 39365 | Up-front Payment
PGE-008016 | Commercial/Multifamily Residential | Domestic Hot Water | Gas | Pacific Gas and Electric | Incentive:Paid | 21381 | 20.19 |  | 1 | 1059 |  | 1059 |  | 2017-05-10 15:57 | 2017-05-19 | OXYPOWER INC | Retrofit | San Francisco | San Francisco | 94110 | Host Customer is System Owner | [7 empty] | 401.7 | 40.17 |  | Glycol | Pressure Stagnation Protection (PSP) | Solar Storage and Auxiliary Tanks are separate |  | 1 | 1 | 504 | Z03 | 12 | Units | Apartments/Condos | 2010115A | 10 | 1 | 600 | 5 | 100 | 1 | 199000 | TRUE | 130 | 130 |  |  |  |  | City and County of San Francisco | FALSE | 59.02 |  | 2017-04-10 |  | 2017-05-10 | 2017-05-19 | 2017-06-09 | 2017-06-21 | 2655 | 62505 | Up-front Payment
SCG-008017 | Low Income Single Family Residential | Domestic Hot Water | Gas | Southern California Gas Company | Incentive:Paid | 4723 | 36.9 |  | 1 | 128 |  | 128 |  | 2017-04-13 15:19 | 2017-08-17 | TITANIUM POWER INC | Retrofit | Pacoima | Los Angeles | 91331 | Host Customer is System Owner | 5 |  | 30004079 | GREENoneTEC Solarindustrie GmbH | Solpal Plus | Solpal Plus L-GT | Direct Integral Collector Storage (DI) | 25.66 |  | Solpal Plus L |  |  | Solar Storage with Tankless Auxiliary Water Heater | 51 | 1 | 1 | 65 | Z09 | [18 empty] | Los Angeles | FALSE | 37.18 |  | 2011-06-01: 2017-04-11; 2011-08-03: 2017-04-13; 2011-09-20: 2017-08-17 | 2622 | 4759 | Up-front Payment
SCG-008018 | Low Income Single Family Residential | Domestic Hot Water | Gas | Southern California Gas Company | Incentive:Canceled | 3284 | 36.9 |  | 1 | 89 |  | 89 |  | 2017-04-13 15:19 |  | TITANIUM POWER INC | Retrofit | Pacoima | Los Angeles | 91331 | Host Customer is System Owner | 6 |  | 30004078 | GREENoneTEC Solarindustrie GmbH | Solpal Plus | Solpal Plus L-G | Direct Integral Collector Storage (DI) | 25.66 |  | Solpal Plus L |  |  | Solar Storage with Tankless Auxiliary Water Heater | 51 | 1 | 1 | 75 | Z09 | [18 empty] | Los Angeles | FALSE | 53.47 |  | 2011-06-01: 2017-04-11; 2011-06-21: 2017-06-28; 2011-08-03: 2017-04-13 | 2636 | 4759 | Up-front Payment
SCG-008019 | Commercial/Multifamily Residential | Domestic Hot Water | Gas | Southern California Gas Company | Incentive:Paid | 30507 | 20.19 |  | 1 | 1511 |  | 1511 |  | 2017-05-09 08:49 | 2017-05-17 | ALL VALLEY SOLAR INC | Retrofit | El Segundo | El Segundo | 90245 | Host Customer is System Owner | [7 empty] | 409.5 | 40.95 |  | Drainback |  | Solar Storage and Auxiliary Tanks are separate |  | 1 | 1 | 840 | Z06 | 21 | Units | Apartments/Condos | TRB-40 | 10 | 2 | 510 | 4 | 100 | 1 | 250000 | TRUE | 135 | 140 |  |  |  |  | El Segundo | FALSE | 43.93 |  | 2017-04-12 |  | 2017-05-09 | 2017-05-17 | 2017-11-20 | 2017-12-15 | 2489 | 66380 | Up-front Payment
SCG-008020 | Low Income Single Family Residential | Domestic Hot Water | Gas | Southern California Gas Company | Incentive:Canceled | 4723 | 36.9 |  | 1 | 128 |  | 128 |  | 2017-04-14 13:39 |  | TITANIUM POWER INC | Retrofit | Pacoima | Los Angeles | 91331 | Host Customer is System Owner | 9 |  | 30004079 | GREENoneTEC Solarindustrie GmbH | Solpal Plus | Solpal Plus L-GT | Direct Integral Collector Storage (DI) | 25.66 |  | Solpal Plus L |  |  | Solar Storage with Tankless Auxiliary Water Heater | 51 | 1 | 1 | 105 | Z09 | [18 empty] | Los Angeles | FALSE | 37.18 |  | 2011-06-01: 2017-04-12; 2011-06-21: 2017-06-28; 2011-08-03: 2017-04-14 | 2636 | 4759 | Up-front Payment
SCG-008021 | Low Income Single Family Residential | Domestic Hot Water | Gas | Southern California Gas Company | Incentive:Canceled | 4723 | 36.9 |  | 1 | 128 |  | 128 |  | 2017-04-14 13:48 |  | TITANIUM POWER INC | Retrofit | Pacoima | Los Angeles | 91331 | Host Customer is System Owner | 4 |  | 30004079 | GREENoneTEC Solarindustrie GmbH | Solpal Plus | Solpal Plus L-GT | Direct Integral Collector Storage (DI) | 25.66 |  | Solpal Plus L |  |  | Solar Storage with Tankless Auxiliary Water Heater | 51 | 1 | 1 | 55 | Z09 | [18 empty] | Los Angeles | FALSE | 37.18 |  | 2011-06-01: 2017-04-12; 2011-06-21: 2017-06-28; 2011-08-03: 2017-04-14 | 2636 | 4759 | Up-front Payment
SCG-008022 | Low Income Single Family Residential | Domestic Hot Water | Gas | Southern California Gas Company | Incentive:Paid | 4723 | 36.9 |  | 1 | 128 |  | 128 |  | 2017-04-14 13:47 | 2017-07-26 | TITANIUM POWER INC | Retrofit | Pacoima | Los Angeles | 91331 | Host Customer is System Owner | 7 |  | 30004079 | GREENoneTEC Solarindustrie GmbH | Solpal Plus | Solpal Plus L-GT | Direct Integral Collector Storage (DI) | 25.66 |  | Solpal Plus L |  |  | Solar Storage with Tankless Auxiliary Water Heater | 51 | 1 | 1 | 85 | Z09 | [18 empty] | Los Angeles | FALSE | 37.18 |  | 2011-06-01: 2017-04-12; 2011-08-03: 2017-04-14; 2011-09-20: 2017-07-26 | 2629 | 4759 | Up-front Payment
SCG-008023 | Low Income Single Family Residential | Domestic Hot Water | Gas | Southern California Gas Company | Incentive:Paid | 4723 | 36.9 |  | 1 | 128 |  | 128 |  | 2017-04-14 13:46 | 2017-08-31 | TITANIUM POWER INC | Retrofit | Pacoima | Los Angeles | 91331 | Host Customer is System Owner | 5 |  | 30004079 | GREENoneTEC Solarindustrie GmbH | Solpal Plus | Solpal Plus L-GT | Direct Integral Collector Storage (DI) | 25.66 |  | Solpal Plus L |  |  | Solar Storage with Tankless Auxiliary Water Heater | 51 | 1 | 1 | 65 | Z09 | [18 empty] | Los Angeles | FALSE | 37.18 |  | 2011-06-01: 2017-04-12; 2011-08-03: 2017-04-14; 2011-09-20: 2017-08-31 | 2601 | 4759 | Up-front Payment
SCG-008024 | Low Income Single Family Residential | Domestic Hot Water | Gas | Southern California Gas Company | Incentive:Paid | 4723 | 36.9 |  | 1 | 128 |  | 128 |  | 2017-04-14 13:41 | 2017-07-25 | TITANIUM POWER INC | Retrofit | Pacoima | Los Angeles | 91331 | Host Customer is System Owner | 4 |  | 30004079 | GREENoneTEC Solarindustrie GmbH | Solpal Plus | Solpal Plus L-GT | Direct Integral Collector Storage (DI) | 25.66 |  | Solpal Plus L |  |  | Solar Storage with Tankless Auxiliary Water Heater | 51 | 1 | 1 | 55 | Z09 | [18 empty] | Los Angeles | FALSE | 37.18 |  | 2011-06-01: 2017-04-12; 2011-08-03: 2017-04-14; 2011-09-20: 2017-07-25 | 2629 | 4759 | Up-front Payment
SCG-008025 | Low Income Single Family Residential | Domestic Hot Water | Gas | Southern California Gas Company | Incentive:Paid | 5166 | 36.9 |  | 1 | 140 |  | 140 |  | 2017-04-14 13:45 | 2017-06-14 | TITANIUM POWER INC | Retrofit | Pacoima | Los Angeles | 91331 | Host Customer is System Owner | 6 |  | 2011141B | Heliodyne, Inc. | HELIOPAK | HPAK 016 1 410 G 80 ACD Z | Indirect Forced Circulation (IF) | 40.17 |  | 410 001 | Glycol | Advanced Controller with a Vacation or Holiday Mode | Solar Storage and Auxiliary Tanks are separate | 80 | 1 | 1 | 75 | Z09 | [18 empty] | Los Angeles | FALSE | 37.27 |  | 2011-06-01: 2017-04-12; 2011-08-03: 2017-04-14; 2011-09-20: 2017-06-14 | 2683 | 5218 | Up-front Payment
SCG-008026 | Commercial/Multifamily Residential | Domestic Hot Water | Gas | Southern California Gas Company | Incentive:Canceled | 12861 | 20.19 |  | 1 | 637 |  | 637 |  | 2017-05-30 21:23 | 2017-06-19 | JNA ENTERPRISE | Retrofit | Morongo Valley | Morongo Valley | 92256 | Host Customer is System Owner | [7 empty] | 200.15 | 40.03 |  | Glycol | Steam Back | Solar Storage and Auxiliary Tanks are separate |  | 1 | 1 | 504 | Z14 | 12 | Units | Apartments/Condos | HP410 (alum/copper absorber) | 5 | 1 | 240 | 2 | 100 | 2 | 200000 | FALSE | 140 | 140 | [5 empty] | FALSE | 39.25 |  | 2011-06-01: 2017-04-12; 2011-06-23: 2017-05-30; 2011-07-01: 2017-06-19 | 2686 | 25000 | Up-front Payment
SCG-008027 | Low Income Single Family Residential | Domestic Hot Water | Gas | Southern California Gas Company | Incentive:Canceled | 4723 | 36.9 |  | 1 | 128 |  | 128 |  | 2017-04-14 13:44 |  | TITANIUM POWER INC | Retrofit | Pacoima | Los Angeles | 91331 | Host Customer is System Owner | 9 |  | 30004079 | GREENoneTEC Solarindustrie GmbH | Solpal Plus | Solpal Plus L-GT | Direct Integral Collector Storage (DI) | 25.66 |  | Solpal Plus L |  |  | Solar Storage with Tankless Auxiliary Water Heater | 51 | 1 | 1 | 105 | Z09 | [18 empty] | Los Angeles | FALSE | 37.18 |  | 2011-06-01: 2017-04-12; 2011-06-21: 2017-06-28; 2011-08-03: 2017-04-14 | 2636 | 4759 | Up-front Payment
SCG-008029 | Low Income Single Family Residential | Domestic Hot Water | Gas | Southern California Gas Company | Incentive:Paid | 4723 | 36.9 |  | 1 | 128 |  | 128 |  | 2017-04-14 13:42 | 2017-07-25 | TITANIUM POWER INC | Retrofit | Pacoima | Los Angeles | 91331 | Host Customer is System Owner | 6 |  | 30004079 | GREENoneTEC Solarindustrie GmbH | Solpal Plus | Solpal Plus L-GT | Direct Integral Collector Storage (DI) | 25.66 |  | Solpal Plus L |  |  | Solar Storage with Tankless Auxiliary Water Heater | 51 | 1 | 1 | 75 | Z09 | [18 empty] | Los Angeles | FALSE | 37.18 |  | 2011-06-01: 2017-04-12; 2011-08-03: 2017-04-14; 2011-09-20: 2017-07-25 | 2629 | 4759 | Up-front Payment
SCG-008030 | Low Income Single Family Residential | Domestic Hot Water | Gas | Southern California Gas Company | Incentive:Paid | 4723 | 36.9 |  | 1 | 128 |  | 128 |  | 2017-04-14 13:41 | 2017-08-09 | TITANIUM POWER INC | Retrofit | Pacoima | Los Angeles | 91331 | Host Customer is System Owner | 4 |  | 30004079 | GREENoneTEC Solarindustrie GmbH | Solpal Plus | Solpal Plus L-GT | Direct Integral Collector Storage (DI) | 25.66 |  | Solpal Plus L |  |  | Solar Storage with Tankless Auxiliary Water Heater | 51 | 1 | 1 | 55 | Z09 | [18 empty] | Los Angeles | FALSE | 37.18 |  | 2011-06-01: 2017-04-12; 2011-08-03: 2017-04-14; 2011-09-20: 2017-08-09 | 2622 | 4759 | Up-front Payment
SCG-008031 | Low Income Single Family Residential | Domestic Hot Water | Gas | Southern California Gas Company | Incentive:Paid | 4723 | 36.9 |  | 1 | 128 |  | 128 |  | 2017-04-14 13:40 | 2017-08-10 | TITANIUM POWER INC | Retrofit | Pacoima | Los Angeles | 91331 | Host Customer is System Owner | 7 |  | 30004079 | GREENoneTEC Solarindustrie GmbH | Solpal Plus | Solpal Plus L-GT | Direct Integral Collector Storage (DI) | 25.66 |  | Solpal Plus L |  |  | Solar Storage with Tankless Auxiliary Water Heater | 51 | 1 | 1 | 85 | Z09 | [18 empty] | Los Angeles | FALSE | 37.18 |  | 2011-06-01: 2017-04-12; 2011-08-03: 2017-04-14; 2011-09-20: 2017-08-10 | 2622 | 4759 | Up-front Payment
SCG-008032 | Low Income Single Family Residential | Domestic Hot Water | Gas | Southern California Gas Company | Incentive:Canceled | 4723 | 36.9 |  | 1 | 128 |  | 128 |  | 2017-04-14 13:40 |  | TITANIUM POWER INC | New Construction | San Fernando | Los Angeles | 91342 | Host Customer is System Owner |  | 5 | 30004079 | GREENoneTEC Solarindustrie GmbH | Solpal Plus | Solpal Plus L-GT | Direct Integral Collector Storage (DI) | 25.66 |  | Solpal Plus L |  |  | Solar Storage with Tankless Auxiliary Water Heater | 51 | 1 | 1 | 65 | Z09 | [18 empty] | Los Angeles | FALSE | 37.18 |  | 2011-06-01: 2017-04-12; 2011-06-21: 2017-06-28; 2011-08-03: 2017-04-14 | 2636 | 4759 | Up-front Payment
PGE-008033 | Single Family Residential | Domestic Hot Water | Gas | Pacific Gas and Electric | Incentive:Paid | 3563 | 29.85 |  | 1 | 127 |  | 119 |  | 2017-05-01 12:19 | 2017-07-05 | COMMUNITY ACTION PARTNERSHIP OF KERN | Retrofit | BAKERSFIELD | Kern | 93309 | Host Customer is System Owner | 1 |  | 30004214 | Alternate Energy Technologies | EAGLESUN | DBS-G2-60-40 | Indirect Forced Circulation (IF) | 41.35 |  | MSC-20 | Automatic Drainback | Drainback (Water) | Solar Storage and Auxiliary Tanks are separate | 60 | 0.94 | 1 | 20 | Z13 | [18 empty] | Bakersfield, CA | FALSE | 45.76 |  | 2017-04-12 | 2017-05-09 |  |  | 2017-05-01 | 2017-07-05 | 2637 | 5811.52 | Up-front Payment
SCG-008034 | Single Family Residential | Domestic Hot Water | Gas | Southern California Gas Company | Incentive:Paid | 2127 | 29.85 |  | 1 | 75 |  | 71 |  | 2017-08-15 20:09 | 2017-08-31 | JUSTICE ENERGY PARTNERS | Retrofit | Pacoima | Los Angeles | 91331 | Host Customer is System Owner | 10 |  | 2012012B | GREENoneTEC Solarindustrie GmbH | SOLPAL (formerly Solcrafte) | SOLPAL L-G | Direct Integral Collector Storage (DI) | 26.11 |  | Solpal L |  |  | Solar and Auxiliary Storage are the same Tank | 51 | 1 | 0.95 | 115 | Z09 | [18 empty] | LADBS | FALSE | 40.39 |  | 2011-06-01: 2017-04-12; 2011-08-03: 2017-08-15; 2011-09-20: 2017-08-31 | 2594 | 3029 | Up-front Payment
SCG-008035 | Low Income Single Family Residential | Domestic Hot Water | Gas | Southern California Gas Company | Incentive:Canceled | 4723 | 36.9 |  | 1 | 128 |  | 128 |  | 2017-04-17 15:20 |  | TITANIUM POWER INC | Retrofit | Pacoima | Los Angeles | 91331 | Host Customer is System Owner | 5 |  | 30004079 | GREENoneTEC Solarindustrie GmbH | Solpal Plus | Solpal Plus L-GT | Direct Integral Collector Storage (DI) | 25.66 |  | Solpal Plus L |  |  | Solar Storage with Tankless Auxiliary Water Heater | 51 | 1 | 1 | 65 | Z09 | [18 empty] | Los Angeles | FALSE | 37.18 |  | 2011-06-01: 2017-04-13; 2011-06-21: 2017-06-29; 2011-08-03: 2017-04-17 | 2636 | 4759 | Up-front Payment
SCG-008036 | Low Income Single Family Residential | Domestic Hot Water | Gas | Southern California Gas Company | Incentive:Paid | 3284 | 36.9 |  | 1 | 89 |  | 89 |  | 2017-04-17 15:20 | 2017-07-14 | TITANIUM POWER INC | Retrofit | Pacoima | Los Angeles | 91331 | Host Customer is System Owner | 6 |  | 30004078 | GREENoneTEC Solarindustrie GmbH | Solpal Plus | Solpal Plus L-G | Direct Integral Collector Storage (DI) | 25.66 |  | Solpal Plus L |  |  | Solar Storage and Auxiliary Tanks are separate | 51 | 1 | 1 | 75 | Z09 | [18 empty] | Los Angeles | FALSE | 53.47 |  | 2011-06-01: 2017-04-13; 2011-08-03: 2017-04-17; 2011-09-20: 2017-07-14 | 2651 | 4759 | Up-front Payment
SCG-008037 | Low Income Single Family Residential | Domestic Hot Water | Gas | Southern California Gas Company | Incentive:Canceled | 4723 | 36.9 |  | 1 | 128 |  | 128 |  | 2017-04-17 15:21 |  | TITANIUM POWER INC | Retrofit | Pacoima | Los Angeles | 91331 | Host Customer is System Owner | 4 |  | 30004079 | GREENoneTEC Solarindustrie GmbH | Solpal Plus | Solpal Plus L-GT | Direct Integral Collector Storage (DI) | 25.66 |  | Solpal Plus L |  |  | Solar Storage with Tankless Auxiliary Water Heater | 51 | 1 | 1 | 55 | Z09 | [18 empty] | Los Angeles | FALSE | 37.18 |  | 2011-06-01: 2017-04-13; 2011-06-21: 2017-06-29; 2011-08-03: 2017-04-17 | 2636 | 4759 | Up-front Payment
SCG-008038 | Low Income Single Family Residential | Domestic Hot Water | Gas | Southern California Gas Company | Incentive:Canceled | 5166 | 36.9 |  | 1 | 140 |  | 140 |  | 2017-04-20 11:25 |  | TITANIUM POWER INC | Retrofit | Pacoima | Los Angeles | 91331 | Host Customer is System Owner | 5 |  | 2011141B | Heliodyne, Inc. | HELIOPAK | HPAK 016 1 410 G 80 ACD Z | Indirect Forced Circulation (IF) | 40.17 |  | 410 001 | Glycol | Advanced Controller with a Vacation or Holiday Mode | Solar Storage and Auxiliary Tanks are separate | 80 | 1 | 1 | 65 | Z09 | [18 empty] | Los Angeles | FALSE | 37.27 |  | 2011-06-01: 2017-04-13; 2011-06-21: 2017-06-29; 2011-08-03: 2017-04-20 | 2636 | 5218 | Up-front Payment
SCG-008039 | Low Income Single Family Residential | Domestic Hot Water | Gas | Southern California Gas Company | Incentive:Canceled | 5166 | 36.9 |  | 1 | 140 |  | 140 |  | 2017-04-17 15:21 |  | TITANIUM POWER INC | Retrofit | Pacoima | Los Angeles | 91331 | Host Customer is System Owner | 5 |  | 2011141B | Heliodyne, Inc. | HELIOPAK | HPAK 016 1 410 G 80 ACD Z | Indirect Forced Circulation (IF) | 40.17 |  | 410 001 | Glycol | Advanced Controller with a Vacation or Holiday Mode | Solar Storage and Auxiliary Tanks are separate | 80 | 1 | 1 | 65 | Z09 | [18 empty] | Los Angeles | FALSE | 37.27 |  | 2011-06-01: 2017-04-13; 2011-06-21: 2017-06-29; 2011-08-03: 2017-04-17 | 2636 | 5218 | Up-front Payment
SCG-008041 | Commercial/Multifamily Residential | Domestic Hot Water | Gas | Southern California Gas Company | Incentive:Paid | 38583 | 20.19 |  | 1 | 1911 |  | 1911 |  | 2017-04-14 15:17 | 2017-05-02 | EVOLUTION ENERGY SOLUTIONS L L C | Retrofit | North Hollywood | Los Angeles | 91605 | Host Customer is System Owner | [7 empty] | 532.35 | 40.95 |  | Drainback | Drainback (Water) | Solar Storage and Auxiliary Tanks are separate |  | 1 | 1 | 1000 | Z09 | 25 | Units | Apartments/Condos | TRB-40 | 13 | 1 | 1000 | 1 | 234 | 2 | 275000 | TRUE | 140 | 140 |  | SunEarth - SETR A503 TTR U + VFS 10-200 |  | SunEarth - SETR A503 TTR U + VFS 10-200 | Los Angeles | FALSE | 20.19 |  | 2017-04-13 |  | 2017-04-14 | 2017-05-02 | 2017-10-12 | 2017-10-13 | 2553 | 38583 | Up-front Payment
SCG-008042 | Commercial/Multifamily Residential | Domestic Hot Water | Gas | Southern California Gas Company | Incentive:Paid | 35878 | 20.19 |  | 1 | 1777 |  | 1777 |  | 2017-04-14 15:20 | 2017-05-02 | EVOLUTION ENERGY SOLUTIONS L L C | Retrofit | Hollywood Hills | Los Angeles | 90068 | Host Customer is System Owner | [7 empty] | 532.35 | 40.95 |  | Drainback | Drainback (Water) | Solar Storage and Auxiliary Tanks are separate |  | 1 | 1 | 880 | Z09 | 22 | Units | Apartments/Condos | TRB-40 | 13 | 1 | 1000 | 1 | 115 | 1 | 264000 | TRUE | 140 | 140 |  | SunEarth - SETR A503 TTR U + VFS 10-200 |  | SunEarth - SETR A503 TTR U + VFS 10-200 | Los Angeles | FALSE | 20.19 |  | 2017-04-13 |  | 2017-04-14 | 2017-05-02 | 2017-10-04 | 2017-10-04 | 2574 | 35878 | Up-front Payment
SCG-008043 | Commercial/Multifamily Residential | Domestic Hot Water | Gas | Southern California Gas Company | Incentive:Paid | 41511 | 20.19 |  | 1 | 2056 |  | 2056 |  | 2017-04-14 15:24 | 2017-05-02 | EVOLUTION ENERGY SOLUTIONS L L C | Retrofit | North Hills | Los Angeles | 91343 | Host Customer is System Owner | [7 empty] | 573.3 | 40.95 |  | Drainback | Drainback (Water) | Solar Storage and Auxiliary Tanks are separate |  | 1 | 1 | 1080 | Z09 | 27 | Units | Apartments/Condos | TRB-40 | 14 | 1 | 1100 | 1 | 119 | 1 | 399000 | TRUE | 140 | 140 |  | Amatis Controls - AM-JOULE |  | Amatis Controls - AM-JOULE | Los Angeles | FALSE | 20.19 |  | 2017-04-14 |  | 2017-04-14 | 2017-05-02 | 2017-06-30 | 2017-07-14 | 2655 | 41511 | Up-front Payment
SCG-008044 | Commercial/Multifamily Residential | Domestic Hot Water | Gas | Southern California Gas Company | Incentive:Paid | 62407 | 20.19 |  | 1 | 3157 |  | 3157 |  | 2017-04-20 08:38 | 2017-04-28 | EVOLUTION ENERGY SOLUTIONS L L C | Retrofit | Toluca Lake | Los Angeles | 91602 | Host Customer is System Owner | [7 empty] | 819 | 40.95 |  | Drainback | Drainback (Water) | Solar Storage and Auxiliary Tanks are separate |  | 1 | 1 | 1920 | Z09 | 48 | Units | Apartments/Condos | TRB-40 | 20 | 1 | 1500 | 1 | 115 | 1 | 650000 | TRUE | 140 | 140 |  | SunEarth - SETR A503 TTR U + VFS 10-200 |  | SunEarth - SETR A503 TTR U + VFS 10-200 | Los Angeles | FALSE | 19.77 |  | 2017-04-14 |  | 2017-04-20 | 2017-04-28 | 2017-08-04 | 2017-08-09 | 2628 | 62407 | Up-front Payment
SCG-008045 | Low Income Single Family Residential | Domestic Hot Water | Gas | Southern California Gas Company | Incentive:Paid | 4559 | 36.9 |  | 1 | 128 |  | 128 |  | 2017-04-19 09:54 | 2017-08-22 | TITANIUM POWER INC | Retrofit | North Hollywood | Los Angeles | 91605 | Owner/Tenant | 4 |  | 30004079 | GREENoneTEC Solarindustrie GmbH | Solpal Plus | Solpal Plus L-GT | Direct Integral Collector Storage (DI) | 25.66 |  | Solpal Plus L |  |  | Solar Storage with Tankless Auxiliary Water Heater | 51 | 1 | 1 | 55 | Z09 | [18 empty] | Los Angeles | FALSE | 35.62 |  | 2011-06-01: 2017-04-14; 2011-08-03: 2017-04-19; 2011-09-20: 2017-08-22 | 2613 | 4559 | Up-front Payment
SCG-008046 | Low Income Single Family Residential | Domestic Hot Water | Gas | Southern California Gas Company | Incentive:Canceled | 4723 | 36.9 |  | 1 | 128 |  | 128 |  | 2017-04-17 15:19 |  | TITANIUM POWER INC | Retrofit | Pacoima | Los Angeles | 91331 | Host Customer is System Owner | 10 |  | 30004079 | GREENoneTEC Solarindustrie GmbH | Solpal Plus | Solpal Plus L-GT | Direct Integral Collector Storage (DI) | 25.66 |  | Solpal Plus L |  |  | Solar Storage with Tankless Auxiliary Water Heater | 51 | 1 | 1 | 115 | Z09 | [18 empty] | Los Angeles | FALSE | 37.18 |  | 2011-06-01: 2017-04-14; 2011-06-21: 2017-06-28; 2011-08-03: 2017-04-17 | 2636 | 4759 | Up-front Payment
SCG-008047 | Low Income Single Family Residential | Domestic Hot Water | Gas | Southern California Gas Company | Incentive:Paid | 4723 | 36.9 |  | 1 | 128 |  | 128 |  | 2017-04-17 15:19 | 2017-08-18 | TITANIUM POWER INC | Retrofit | Pacoima | Los Angeles | 91331 | Host Customer is System Owner | 6 |  | 30004079 | GREENoneTEC Solarindustrie GmbH | Solpal Plus | Solpal Plus L-GT | Direct Integral Collector Storage (DI) | 25.66 |  | Solpal Plus L |  |  | Solar Storage with Tankless Auxiliary Water Heater | 51 | 1 | 1 | 75 | Z09 | [18 empty] | Los Angeles | FALSE | 37.18 |  | 2011-06-01: 2017-04-14; 2011-08-03: 2017-04-17; 2011-09-20: 2017-08-18 | 2622 | 4759 | Up-front Payment
SCG-008048 | Low Income Single Family Residential | Domestic Hot Water | Gas | Southern California Gas Company | Incentive:Paid | 4723 | 36.9 |  | 1 | 128 |  | 128 |  | 2017-04-20 11:21 | 2017-07-26 | TITANIUM POWER INC | Retrofit | Pacoima | Los Angeles | 91331 | Host Customer is System Owner | 6 |  | 30004079 | GREENoneTEC Solarindustrie GmbH | Solpal Plus | Solpal Plus L-GT | Direct Integral Collector Storage (DI) | 25.66 |  | Solpal Plus L |  |  | Solar Storage with Tankless Auxiliary Water Heater | 51 | 1 | 1 | 75 | Z09 | [18 empty] | Los Angeles | FALSE | 37.18 |  | 2011-06-01: 2017-04-14; 2011-08-03: 2017-04-20; 2011-09-20: 2017-07-26 | 2629 | 4759 | Up-front Payment
SCG-008049 | Low Income Single Family Residential | Domestic Hot Water | Gas | Southern California Gas Company | Incentive:Paid | 4723 | 36.9 |  | 1 | 128 |  | 128 |  | 2017-04-17 15:18 | 2017-08-04 | TITANIUM POWER INC | Retrofit | Pacoima | Los Angeles | 91331 | Host Customer is System Owner | 4 |  | 30004079 | GREENoneTEC Solarindustrie GmbH | Solpal Plus | Solpal Plus L-GT | Direct Integral Collector Storage (DI) | 25.66 |  | Solpal Plus L |  |  | Solar Storage with Tankless Auxiliary Water Heater | 51 | 1 | 1 | 55 | Z09 | [18 empty] | Los Angeles | FALSE | 37.18 |  | 2011-06-01: 2017-04-14; 2011-08-03: 2017-04-17; 2011-09-20: 2017-08-04 | 2629 | 4759 | Up-front Payment
PGE-008050 | Commercial/Multifamily Residential | Domestic Hot Water | Gas | Pacific Gas and Electric | Incentive:Paid | 171756 | 20.19 |  | 1 | 8507 |  | 8507 |  | 2017-04-19 12:31 | 2017-05-09 | INTELLIGENT GREEN SOLUTIONS CA | Retrofit | MADERA | Madera | 93636 | Lease | [7 empty] | 2654.1 | 29.49 |  | Glycol | Steam Back | Solar Storage with Tankless Auxiliary Water Heater |  | 1 | 1 | 7200 | Z13 |  |  | Other | 10002034 | 90 | 1 | 8000 | 2 | 0 | 0 | 500000 | FALSE | 190 | 180 |  | SunMaxx Solar - SmartMaxx-EMETER1000 |  | SunMaxx Solar - SmartMaxx-EMETER1000 | Madera County | FALSE | 40.56 |  | 2017-04-14 | 2017-04-28 | 2017-04-19 | 2017-05-09 | 2017-08-11 | 2017-08-21 | 2621 | 345033 | Up-front Payment
SCG-008051 | Low Income Single Family Residential | Domestic Hot Water | Gas | Southern California Gas Company | Incentive:Canceled | 3284 | 36.9 |  | 1 | 89 |  | 89 |  | 2017-04-17 15:18 |  | TITANIUM POWER INC | Retrofit | San Fernando | Los Angeles | 91340 | Host Customer is System Owner | 8 |  | 30004078 | GREENoneTEC Solarindustrie GmbH | Solpal Plus | Solpal Plus L-G | Direct Integral Collector Storage (DI) | 25.66 |  | Solpal Plus L |  |  | Solar Storage and Auxiliary Tanks are separate | 51 | 1 | 1 | 95 | Z09 | [18 empty] | Los Angeles | FALSE | 53.47 |  | 2011-06-01: 2017-04-14; 2011-06-21: 2017-06-28; 2011-08-03: 2017-04-17 | 2636 | 4759 | Up-front Payment
SCG-008052 | Low Income Single Family Residential | Domestic Hot Water | Gas | Southern California Gas Company | Incentive:Paid | 4723 | 36.9 |  | 1 | 128 |  | 128 |  | 2017-04-20 11:22 | 2017-08-31 | TITANIUM POWER INC | Retrofit | Pacoima | Los Angeles | 91331 | Host Customer is System Owner | 5 |  | 30004079 | GREENoneTEC Solarindustrie GmbH | Solpal Plus | Solpal Plus L-GT | Direct Integral Collector Storage (DI) | 25.66 |  | Solpal Plus L |  |  | Solar Storage with Tankless Auxiliary Water Heater | 51 | 1 | 1 | 65 | Z09 | [18 empty] | Los Angeles | FALSE | 37.18 |  | 2011-06-01: 2017-04-14; 2011-08-03: 2017-04-20; 2011-09-20: 2017-08-31 | 2601 | 4759 | Up-front Payment
SCG-008053 | Low Income Single Family Residential | Domestic Hot Water | Gas | Southern California Gas Company | Incentive:Paid | 5166 | 36.9 |  | 1 | 140 |  | 140 |  | 2017-04-20 11:24 | 2017-06-08 | TITANIUM POWER INC | Retrofit | San Fernando | Los Angeles | 91342 | Host Customer is System Owner | 6 |  | 2011141B | Heliodyne, Inc. | HELIOPAK | HPAK 016 1 410 G 80 ACD Z | Indirect Forced Circulation (IF) | 40.17 |  | 410 001 | Glycol | Advanced Controller with a Vacation or Holiday Mode | Solar Storage and Auxiliary Tanks are separate | 80 | 1 | 1 | 75 | Z09 | [18 empty] | Los Angeles | FALSE | 37.27 |  | 2011-06-01: 2017-04-14; 2011-08-03: 2017-04-20; 2011-09-20: 2017-06-08 | 2692 | 5218 | Up-front Payment
SCG-008054 | Commercial/Multifamily Residential | Domestic Hot Water | Gas | Southern California Gas Company | Reservation:Canceled |  | 17.16 |  | 2 | 0 |  | 0 |  |  |  | JNA ENTERPRISE | Retrofit | El Centro | Imperial | 92243 | Host Customer is System Owner | [7 empty] | 320.24 | 40.03 | [6 empty] | 1 |  | Z15 |  |  | Other | HP410 (alum/copper absorber) | 8 | 1 | 240 | 2 | 100 | 2 | 299000 | TRUE | 140 | 140 | [5 empty] | FALSE | 0 |  | 2011-06-01: 2017-04-15 | 2752 | 40000 | Up-front Payment
SCG-008055 | Low Income Single Family Residential | Domestic Hot Water | Gas | Southern California Gas Company | Incentive:Canceled | 5166 | 36.9 |  | 1 | 140 |  | 140 |  | 2017-04-20 11:27 |  | TITANIUM POWER INC | Retrofit | San Fernando | Los Angeles | 91340 | Host Customer is System Owner | 6 |  | 2011141B | Heliodyne, Inc. | HELIOPAK | HPAK 016 1 410 G 80 ACD Z | Indirect Forced Circulation (IF) | 40.17 |  | 410 001 | Glycol | Advanced Controller with a Vacation or Holiday Mode | Solar Storage and Auxiliary Tanks are separate | 80 | 1 | 1 | 75 | Z09 | [18 empty] | Los Angeles | FALSE | 37.27 |  | 2011-06-01: 2017-04-15; 2011-06-21: 2017-06-29; 2011-08-03: 2017-04-20 | 2636 | 5218 | Up-front Payment
SCG-008056 | Low Income Single Family Residential | Domestic Hot Water | Gas | Southern California Gas Company | Incentive:Paid | 4723 | 36.9 |  | 1 | 128 |  | 128 |  | 2017-04-20 11:28 | 2017-07-26 | TITANIUM POWER INC | Retrofit | Pacoima | Los Angeles | 91331 | Host Customer is System Owner | 6 |  | 30004079 | GREENoneTEC Solarindustrie GmbH | Solpal Plus | Solpal Plus L-GT | Direct Integral Collector Storage (DI) | 25.66 |  | Solpal Plus L |  |  | Solar Storage with Tankless Auxiliary Water Heater | 51 | 1 | 1 | 75 | Z09 | [18 empty] | Los Angeles | FALSE | 37.18 |  | 2011-06-01: 2017-04-15; 2011-08-03: 2017-04-20; 2011-09-20: 2017-07-26 | 2629 | 4759 | Up-front Payment
SCG-008057 | Low Income Single Family Residential | Domestic Hot Water | Gas | Southern California Gas Company | Incentive:Canceled | 3120 | 36.9 |  | 1 | 89 |  | 85 |  | 2017-04-20 11:23 |  | TITANIUM POWER INC | Retrofit | North Hollywood | Los Angeles | 91605 | Host Customer is System Owner | 7 |  | 30004078 | GREENoneTEC Solarindustrie GmbH | Solpal Plus | Solpal Plus L-G | Direct Integral Collector Storage (DI) | 25.66 |  | Solpal Plus L |  |  | Solar Storage and Auxiliary Tanks are separate | 51 | 1 | 0.95 | 85 | Z09 | [18 empty] | Los Angeles | FALSE | 51.22 |  | 2011-06-01: 2017-04-15; 2011-06-21: 2017-06-29; 2011-08-03: 2017-04-20 | 2636 | 4559 | Up-front Payment
SCG-008058 | Low Income Single Family Residential | Domestic Hot Water | Gas | Southern California Gas Company | Incentive:Canceled | 4723 | 36.9 |  | 1 | 128 |  | 128 |  | 2017-04-24 11:17 |  | TITANIUM POWER INC | Retrofit | Pacoima | Los Angeles | 91331 | Host Customer is System Owner | 6 |  | 30004079 | GREENoneTEC Solarindustrie GmbH | Solpal Plus | Solpal Plus L-GT | Direct Integral Collector Storage (DI) | 25.66 |  | Solpal Plus L |  |  | Solar Storage with Tankless Auxiliary Water Heater | 51 | 1 | 1 | 75 | Z09 | [18 empty] | Los Angeles | FALSE | 37.57 |  | 2011-06-01: 2017-04-15; 2011-06-21: 2017-06-30; 2011-08-03: 2017-04-24 | 2636 | 4809 | Up-front Payment
SCG-008060 | Single Family Residential | Domestic Hot Water | Gas | Southern California Gas Company | Incentive:Canceled | 3429 | 29.85 |  | 1 | 159 |  | 115 |  | 2017-04-17 16:31 |  | ART CRAFT BUILDING CONSTRUCTION | Retrofit | Riverside | Riverside | 92504 | Host Customer is System Owner | 2 |  | 2010017C | Alternate Energy Technologies | EAGLESUN | DBS-G2-80-64 | Indirect Forced Circulation (IF) | 65.34 |  | MSC-32 | Automatic Drainback | Advanced Controller with a Vacation or Holiday Mode | Solar Storage and Auxiliary Tanks are separate | 80 | 0.85 | 0.85 | 35 | Z10 | [18 empty] | City of Riverside | FALSE | 45.44 |  | 2011-06-01: 2017-04-17; 2011-06-21: 2017-05-30; 2011-08-03: 2017-04-17 | 2707 | 7224.29 | Up-front Payment
SCG-008061 | Commercial/Multifamily Residential | Domestic Hot Water | Gas | Southern California Gas Company | Incentive:Paid | 75026 | 20.19 |  | 1 | 3716 |  | 3716 |  | 2017-04-20 08:17 | 2017-04-28 | EVOLUTION ENERGY SOLUTIONS L L C | Retrofit | Los Angeles | Los Angeles | 90026 | Host Customer is System Owner | [7 empty] | 982.8 | 40.95 |  | Drainback | Drainback (Water) | Solar Storage and Auxiliary Tanks are separate |  | 1 | 1 | 2280 | Z09 | 60 | Units | Apartments/Condos | TRB-40 | 24 | 1 | 1700 | 1 | 115 | 1 | 750000 | TRUE | 140 | 140 |  | SunEarth - SETR A503 TTR U + VFS 10-200 |  | SunEarth - SETR A503 TTR U + VFS 10-200 | Los Angeles | FALSE | 20.23 |  | 2017-04-17 |  | 2017-04-20 | 2017-04-28 | 2017-08-31 | 2017-09-01 | 2606 | 75188 | Up-front Payment
SCG-008062 | Low Income Single Family Residential | Domestic Hot Water | Gas | Southern California Gas Company | Incentive:Canceled | 5166 | 36.9 |  | 1 | 140 |  | 140 |  | 2017-04-20 11:28 |  | TITANIUM POWER INC | Retrofit | Pacoima | Los Angeles | 91331 | Host Customer is System Owner | 7 |  | 2011141B | Heliodyne, Inc. | HELIOPAK | HPAK 016 1 410 G 80 ACD Z | Indirect Forced Circulation (IF) | 40.17 |  | 410 001 | Glycol | Advanced Controller with a Vacation or Holiday Mode | Solar Storage and Auxiliary Tanks are separate | 80 | 1 | 1 | 85 | Z09 | [18 empty] | Los Angeles | FALSE | 37.27 |  | 2011-06-01: 2017-04-17; 2011-06-21: 2017-06-29; 2011-08-03: 2017-04-20 | 2636 | 5218 | Up-front Payment
SCG-008063 | Low Income Single Family Residential | Domestic Hot Water | Gas | Southern California Gas Company | Incentive:Canceled | 4723 | 36.9 |  | 1 | 128 |  | 128 |  | 2017-05-08 09:55 |  | TITANIUM POWER INC | Retrofit | Pacoima | Los Angeles | 91331 | Owner/Tenant | 5 |  | 30004079 | GREENoneTEC Solarindustrie GmbH | Solpal Plus | Solpal Plus L-GT | Direct Integral Collector Storage (DI) | 25.66 |  | Solpal Plus L |  |  | Solar Storage with Tankless Auxiliary Water Heater | 51 | 1 | 1 | 65 | Z09 | [18 empty] | Los Angeles | FALSE | 37.18 |  | 2011-06-01: 2017-04-17; 2011-06-21: 2017-07-11; 2011-08-03: 2017-05-08 | 2636 | 4759 | Up-front Payment
SCG-008064 | Low Income Single Family Residential | Domestic Hot Water | Gas | Southern California Gas Company | Incentive:Canceled | 4723 | 36.9 |  | 1 | 128 |  | 128 |  | 2017-04-18 13:32 |  | TITANIUM POWER INC | Retrofit | Pacoima | Los Angeles | 91331 | Host Customer is System Owner | 5 |  | 30004079 | GREENoneTEC Solarindustrie GmbH | Solpal Plus | Solpal Plus L-GT | Direct Integral Collector Storage (DI) | 25.66 |  | Solpal Plus L |  |  | Solar Storage with Tankless Auxiliary Water Heater | 51 | 1 | 1 | 65 | Z09 | [18 empty] | Los Angeles | FALSE | 37.18 |  | 2011-06-01: 2017-04-17; 2011-06-21: 2017-08-17; 2011-08-03: 2017-04-18 | 2628 | 4759 | Up-front Payment
SCG-008065 | Low Income Single Family Residential | Domestic Hot Water | Gas | Southern California Gas Company | Incentive:Paid | 4723 | 36.9 |  | 1 | 128 |  | 128 |  | 2017-04-18 11:15 | 2017-08-22 | TITANIUM POWER INC | Retrofit | Pacoima | Los Angeles | 91331 | Host Customer is System Owner | 5 |  | 30004079 | GREENoneTEC Solarindustrie GmbH | Solpal Plus | Solpal Plus L-GT | Direct Integral Collector Storage (DI) | 25.66 |  | Solpal Plus L |  |  | Solar Storage with Tankless Auxiliary Water Heater | 51 | 1 | 1 | 65 | Z09 | [18 empty] | Los Angeles | FALSE | 37.18 |  | 2011-06-01: 2017-04-17; 2011-08-03: 2017-04-18; 2011-09-20: 2017-08-22 | 2613 | 4759 | Up-front Payment
SCG-008066 | Low Income Single Family Residential | Domestic Hot Water | Gas | Southern California Gas Company | Incentive:Canceled | 5166 | 36.9 |  | 1 | 140 |  | 140 |  | 2017-04-20 11:24 |  | TITANIUM POWER INC | Retrofit | Pacoima | Los Angeles | 91331 | Host Customer is System Owner | 7 |  | 2011141B | Heliodyne, Inc. | HELIOPAK | HPAK 016 1 410 G 80 ACD Z | Indirect Forced Circulation (IF) | 40.17 |  | 410 001 | Glycol | Advanced Controller with a Vacation or Holiday Mode | Solar Storage and Auxiliary Tanks are separate | 80 | 1 | 1 | 85 | Z09 | [18 empty] | Los Angeles | FALSE | 37.27 |  | 2011-06-01: 2017-04-17; 2011-06-21: 2017-08-17; 2011-08-03: 2017-04-20 | 2628 | 5218 | Up-front Payment
PGE-008067 | Single Family Residential | Domestic Hot Water | Gas | Pacific Gas and Electric | Incentive:Paid | 2866 | 29.85 |  | 1 | 96 |  | 96 |  | 2017-05-30 13:31 | 2017-06-05 | ACR SOLAR INTERNATIONAL CORP | Retrofit | Galt | Galt | 95632 | Host Customer is System Owner | 6 |  | 2001019A | ACR Solar International | SKYLINE SYSTEM 5 | 200152C80EX2TG | Indirect Forced Circulation (IF) | 40.64 |  | 20-01 | Glycol | Advanced Controller with a Vacation or Holiday Mode | Solar Storage and Auxiliary Tanks are separate | 80 | 1 | 1 | 75 | Z12 | [18 empty] | Galt | FALSE | 83.33 |  | 2011-06-01: 2017-04-17; 2011-08-03: 2017-05-30; 2011-09-20: 2017-06-05 | 2686 | 8000 | Up-front Payment
PGE-008071 | Commercial/Multifamily Residential | Domestic Hot Water | Gas | Pacific Gas and Electric | Incentive:Paid | 6299 | 20.19 |  | 1 | 312 |  | 312 |  | 2017-06-26 11:45 | 2017-06-26 | JAMES STEVEN SCHWERM INC | Retrofit | SUNNYVALE | Santa Clara | 94086 | Host Customer is System Owner | [7 empty] | 86.24 | 21.56 |  | Glycol | Pressure Stagnation Protection (PSP) | Solar Storage and Auxiliary Tanks are separate |  | 1 | 1 | 588 | Z04 | 14 | Units | Apartments/Condos | 2012020A | 4 | 1 | 160 | 2 | 100 | 1 | 270000 | TRUE | 130 | 120 |  |  |  |  | sunnyvale,santa clara,california | FALSE | 93.86 |  | 2017-04-18 |  | 2017-06-26 | 2017-06-26 | 2017-07-07 | 2017-07-27 | 2637 | 29282.85 | Up-front Payment
SDG-008075 | Commercial/Multifamily Residential | Domestic Hot Water | Gas | San Diego Gas and Electric | Incentive:Paid | 64850 | 20.19 |  | 1 | 3212 |  | 3212 |  | 2017-10-13 23:24 | 2018-01-04 | JNA ENTERPRISE | Retrofit | San Diego | San Diego | 92110 | Host Customer is System Owner | [7 empty] | 840.84 | 40.04 |  | Glycol | Steam Back | Solar Storage and Auxiliary Tanks are separate |  | 1 | 1 | 1976 | Z08 | 52 | Units | Apartments/Condos | 10002008 | 21 | 2 | 1500 | 1 | 240 | 2 | 199000 | FALSE | 140 | 140 |  | SunEarth - SETR A503 TTR U + VFS 20-400 |  | SunEarth - SETR A503 TTR U + VFS 10-200 | City of San Diego | FALSE | 26.62 |  | 2017-04-19 | 2019-07-01 | 2017-10-13 | 2018-01-04 | 2019-06-28 | 2019-10-21 | 1789 | 85500 | Up-front Payment
SCG-008076 | Low Income Single Family Residential | Domestic Hot Water | Gas | Southern California Gas Company | Incentive:Canceled | 4723 | 36.9 |  | 1 | 128 |  | 128 |  | 2017-04-22 11:16 |  | TITANIUM POWER INC | Retrofit | Pacoima | Los Angeles | 91331 | Host Customer is System Owner | 4 |  | 30004079 | GREENoneTEC Solarindustrie GmbH | Solpal Plus | Solpal Plus L-GT | Direct Integral Collector Storage (DI) | 25.66 |  | Solpal Plus L |  |  | Solar Storage with Tankless Auxiliary Water Heater | 51 | 1 | 1 | 55 | Z09 | [18 empty] | Los Angeles | FALSE | 37.18 |  | 2011-06-01: 2017-04-20; 2011-06-21: 2017-06-30; 2011-08-03: 2017-04-22 | 2636 | 4759 | Up-front Payment
SCG-008077 | Low Income Single Family Residential | Domestic Hot Water | Gas | Southern California Gas Company | Incentive:Canceled | 3284 | 36.9 |  | 1 | 89 |  | 89 |  | 2017-04-22 11:12 |  | TITANIUM POWER INC | Retrofit | Pacoima | Los Angeles | 91331 | Host Customer is System Owner | 5 |  | 30004078 | GREENoneTEC Solarindustrie GmbH | Solpal Plus | Solpal Plus L-G | Direct Integral Collector Storage (DI) | 25.66 |  | Solpal Plus L |  |  | Solar Storage and Auxiliary Tanks are separate | 51 | 1 | 1 | 65 | Z09 | [18 empty] | Los Angeles | FALSE | 53.47 |  | 2011-06-01: 2017-04-20; 2011-06-21: 2017-06-30; 2011-08-03: 2017-04-22 | 2636 | 4759 | Up-front Payment
PGE-008078 | Commercial/Multifamily Residential | Domestic Hot Water | Gas | Pacific Gas and Electric | Incentive:Paid | 24691 | 20.19 |  | 1 | 1315 |  | 1223 |  | 2017-05-11 12:49 | 2017-05-19 | OXYPOWER INC | Retrofit | San Francisco | San Francisco | 94109 | Host Customer is System Owner | [7 empty] | 386.64 | 32.22 |  | Glycol | Pressure Stagnation Protection (PSP) | Solar Storage and Auxiliary Tanks are separate |  | 0.93 | 1 | 960 | Z03 | 24 | Units | Apartments/Condos | 2010115D | 12 | 1 | 600 | 5 | 115 | 1 | 199000 | TRUE | 130 | 125 |  |  |  |  | City of San Francisco | FALSE | 43.79 |  | 2017-04-20 |  | 2017-05-11 | 2017-05-19 | 2017-09-05 | 2017-09-14 | 2581 | 57585 | Up-front Payment
SCG-008079 | Low Income Single Family Residential | Domestic Hot Water | Gas | Southern California Gas Company | Incentive:Canceled | 4723 | 36.9 |  | 1 | 128 |  | 128 |  | 2017-05-08 11:06 |  | TITANIUM POWER INC | Retrofit | Pacoima | Los Angeles | 91331 | Host Customer is System Owner | 6 |  | 30004079 | GREENoneTEC Solarindustrie GmbH | Solpal Plus | Solpal Plus L-GT | Direct Integral Collector Storage (DI) | 25.66 |  | Solpal Plus L |  |  | Solar Storage with Tankless Auxiliary Water Heater | 51 | 1 | 1 | 75 | Z09 | [18 empty] | Los Angeles | FALSE | 37.18 |  | 2011-06-01: 2017-04-20; 2011-06-21: 2017-07-11; 2011-08-03: 2017-05-08 | 2636 | 4759 | Up-front Payment
SCG-008080 | Low Income Single Family Residential | Domestic Hot Water | Gas | Southern California Gas Company | Incentive:Paid | 4723 | 36.9 |  | 1 | 128 |  | 128 |  | 2017-04-22 11:13 | 2017-07-26 | TITANIUM POWER INC | Retrofit | Pacoima | Los Angeles | 91331 | Host Customer is System Owner | 6 |  | 30004079 | GREENoneTEC Solarindustrie GmbH | Solpal Plus | Solpal Plus L-GT | Direct Integral Collector Storage (DI) | 25.66 |  | Solpal Plus L |  |  | Solar Storage with Tankless Auxiliary Water Heater | 51 | 1 | 1 | 75 | Z09 | [18 empty] | Los Angeles | FALSE | 37.18 |  | 2011-06-01: 2017-04-20; 2011-08-03: 2017-04-22; 2011-09-20: 2017-07-26 | 2628 | 4759 | Up-front Payment
SCG-008081 | Low Income Single Family Residential | Domestic Hot Water | Gas | Southern California Gas Company | Incentive:Canceled | 4723 | 36.9 |  | 1 | 128 |  | 128 |  | 2017-04-24 11:15 |  | TITANIUM POWER INC | Retrofit | Pacoima | Los Angeles | 91331 | Host Customer is System Owner | 6 |  | 30004079 | GREENoneTEC Solarindustrie GmbH | Solpal Plus | Solpal Plus L-GT | Direct Integral Collector Storage (DI) | 25.66 |  | Solpal Plus L |  |  | Solar Storage with Tankless Auxiliary Water Heater | 51 | 1 | 1 | 75 | Z09 | [18 empty] | Los Angeles | FALSE | 37.18 |  | 2011-06-01: 2017-04-20; 2011-06-21: 2017-06-30; 2011-08-03: 2017-04-24 | 2636 | 4759 | Up-front Payment
SCG-008082 | Low Income Single Family Residential | Domestic Hot Water | Gas | Southern California Gas Company | Incentive:Paid | 4723 | 36.9 |  | 1 | 128 |  | 128 |  | 2017-04-22 11:14 | 2017-07-31 | TITANIUM POWER INC | Retrofit | Pacoima | Los Angeles | 91331 | Host Customer is System Owner | 8 |  | 30004079 | GREENoneTEC Solarindustrie GmbH | Solpal Plus | Solpal Plus L-GT | Direct Integral Collector Storage (DI) | 25.66 |  | Solpal Plus L |  |  | Solar Storage with Tankless Auxiliary Water Heater | 51 | 1 | 1 | 95 | Z09 | [18 empty] | Los Angeles | FALSE | 37.18 |  | 2011-06-01: 2017-04-20; 2011-08-03: 2017-04-22; 2011-09-20: 2017-07-31 | 2628 | 4759 | Up-front Payment
SCG-008083 | Low Income Single Family Residential | Domestic Hot Water | Gas | Southern California Gas Company | Incentive:Paid | 4723 | 36.9 |  | 1 | 128 |  | 128 |  | 2017-04-22 11:14 | 2017-07-27 | TITANIUM POWER INC | Retrofit | Pacoima | Los Angeles | 91331 | Host Customer is System Owner | 5 |  | 30004079 | GREENoneTEC Solarindustrie GmbH | Solpal Plus | Solpal Plus L-GT | Direct Integral Collector Storage (DI) | 25.66 |  | Solpal Plus L |  |  | Solar Storage with Tankless Auxiliary Water Heater | 51 | 1 | 1 | 65 | Z09 | [18 empty] | Los Angeles | FALSE | 37.18 |  | 2011-06-01: 2017-04-20; 2011-08-03: 2017-04-22; 2011-09-20: 2017-07-27 | 2628 | 4759 | Up-front Payment
SCG-008084 | Low Income Single Family Residential | Domestic Hot Water | Gas | Southern California Gas Company | Incentive:Paid | 4723 | 36.9 |  | 1 | 128 |  | 128 |  | 2017-04-24 11:10 | 2017-07-27 | TITANIUM POWER INC | Retrofit | Pacoima | Los Angeles | 91331 | Host Customer is System Owner | 7 |  | 30004079 | GREENoneTEC Solarindustrie GmbH | Solpal Plus | Solpal Plus L-GT | Direct Integral Collector Storage (DI) | 25.66 |  | Solpal Plus L |  |  | Solar Storage with Tankless Auxiliary Water Heater | 51 | 1 | 1 | 85 | Z09 | [18 empty] | Los Angeles | FALSE | 37.18 |  | 2011-06-01: 2017-04-20; 2011-08-03: 2017-04-24; 2011-09-20: 2017-07-27 | 2628 | 4759 | Up-front Payment
SCG-008085 | Low Income Single Family Residential | Domestic Hot Water | Gas | Southern California Gas Company | Incentive:Paid | 5030 | 36.9 |  | 1 | 162 |  | 136 |  | 2017-05-09 14:00 | 2017-06-01 | FUTURA ENERGY INC | Retrofit | Claremont | Claremont | 91711 | Host Customer is System Owner | 4 |  | 2010017C | Alternate Energy Technologies | EAGLESUN | DBS-G2-80-64 | Indirect Forced Circulation (IF) | 65.34 |  | MSC-32 | Automatic Drainback |  | Solar Storage and Auxiliary Tanks are separate | 80 | 0.99 | 0.85 | 55 | Z09 | [18 empty] | Claremont | FALSE | 44.45 |  | 2011-06-01: 2017-04-20; 2011-08-03: 2017-05-09; 2011-09-20: 2017-06-01 | 2692 | 7200.8 | Up-front Payment
SDG-008086 | Commercial Pools | Pool Heating | Gas | San Diego Gas and Electric | Incentive:Paid | 9750 | 5 |  | 1 | 2275 |  | 2275 |  | 2017-05-19 10:23 | 2017-05-25 | ARNOLD SOLAR INC | Retrofit | San Diego | San Diego | 92129 | Host Customer is System Owner | [7 empty] | 932.6 | 46.63 |  | Drainback |  |  |  | 1 | 1 |  | Z07 |  |  |  | AQ482 | 20 | 1 | [5 empty] | FALSE |  |  |  | Amatis Controls - AM-JOULE |  | Amatis Controls - AM-JOULE | San Diego Environmental Health | FALSE | 8.57 |  | 2017-05-18 | 2017-05-24 | 2017-05-19 | 2017-05-25 | 2017-08-30 | 2017-10-13 | 2509 | 19500 | Up-front Payment
SCG-008087 | Low Income Single Family Residential | Domestic Hot Water | Gas | Southern California Gas Company | Incentive:Paid | 4723 | 36.9 |  | 1 | 128 |  | 128 |  | 2017-04-24 11:24 | 2017-07-31 | TITANIUM POWER INC | Retrofit | Pacoima | Los Angeles | 91331 | Host Customer is System Owner | 7 |  | 30004079 | GREENoneTEC Solarindustrie GmbH | Solpal Plus | Solpal Plus L-GT | Direct Integral Collector Storage (DI) | 25.66 |  | Solpal Plus L |  |  | Solar Storage with Tankless Auxiliary Water Heater | 51 | 1 | 1 | 85 | Z09 | [18 empty] | Los Angeles | FALSE | 37.18 |  | 2011-06-01: 2017-04-21; 2011-08-03: 2017-04-24; 2011-09-20: 2017-07-31 | 2628 | 4759 | Up-front Payment
SCG-008088 | Low Income Single Family Residential | Domestic Hot Water | Gas | Southern California Gas Company | Incentive:Paid | 4723 | 36.9 |  | 1 | 128 |  | 128 |  | 2017-04-24 11:22 | 2017-07-31 | TITANIUM POWER INC | Retrofit | Pacoima | Los Angeles | 91331 | Host Customer is System Owner | 4 |  | 30004079 | GREENoneTEC Solarindustrie GmbH | Solpal Plus | Solpal Plus L-GT | Direct Integral Collector Storage (DI) | 25.66 |  | Solpal Plus L |  |  | Solar Storage with Tankless Auxiliary Water Heater | 51 | 1 | 1 | 55 | Z09 | [18 empty] | Los Angeles | FALSE | 37.18 |  | 2011-06-01: 2017-04-21; 2011-08-03: 2017-04-24; 2011-09-20: 2017-07-31 | 2628 | 4759 | Up-front Payment
SCG-008089 | Low Income Single Family Residential | Domestic Hot Water | Gas | Southern California Gas Company | Incentive:Paid | 4723 | 36.9 |  | 1 | 128 |  | 128 |  | 2017-04-28 14:38 | 2017-08-09 | TITANIUM POWER INC | Retrofit | Pacoima | Los Angeles | 91331 | Host Customer is System Owner | 6 |  | 30004079 | GREENoneTEC Solarindustrie GmbH | Solpal Plus | Solpal Plus L-GT | Direct Integral Collector Storage (DI) | 25.66 |  | Solpal Plus L |  |  | Solar Storage with Tankless Auxiliary Water Heater | 51 | 1 | 1 | 75 | Z09 | [18 empty] | Los Angeles | FALSE | 37.18 |  | 2011-06-01: 2017-04-21; 2011-08-03: 2017-04-28; 2011-09-20: 2017-08-09 | 2627 | 4759 | Up-front Payment
SCG-008090 | Low Income Single Family Residential | Domestic Hot Water | Gas | Southern California Gas Company | Incentive:Canceled | 4723 | 36.9 |  | 1 | 128 |  | 128 |  | 2017-04-24 11:18 |  | TITANIUM POWER INC | Retrofit | Pacoima | Los Angeles | 91331 | Host Customer is System Owner | 7 |  | 30004079 | GREENoneTEC Solarindustrie GmbH | Solpal Plus | Solpal Plus L-GT | Direct Integral Collector Storage (DI) | 25.66 |  | Solpal Plus L |  |  | Solar Storage with Tankless Auxiliary Water Heater | 51 | 1 | 1 | 85 | Z09 | [18 empty] | Los Angeles | FALSE | 37.18 |  | 2011-06-01: 2017-04-21; 2011-06-21: 2017-06-30; 2011-08-03: 2017-04-24 | 2636 | 4759 | Up-front Payment
SCG-008091 | Commercial Pools | Pool Heating | Gas | Southern California Gas Company | Incentive:Paid | 19927 | 5 |  | 1 | 6543 |  | 6543 |  | 2017-05-19 10:22 | 2017-05-26 | ARNOLD SOLAR INC | Retrofit | Murrieta | Riverside | 92563 | Host Customer is System Owner | [7 empty] | 2238.24 | 46.63 |  | Drainback |  |  |  | 1 | 1 |  | Z10 |  |  |  | 16504-12 | 48 | 1 | [5 empty] | FALSE |  |  |  | Amatis Controls - AM-JOULE |  | Amatis Controls - AM-JOULE | County of Riverside | FALSE | 6.09 |  | 2017-05-18 |  | 2017-05-19 | 2017-05-26 | 2017-08-07 | 2017-08-14 | 2629 | 39854 | Up-front Payment
SCG-008092 | Low Income Single Family Residential | Domestic Hot Water | Gas | Southern California Gas Company | Incentive:Paid | 4723 | 36.9 |  | 1 | 128 |  | 128 |  | 2017-04-24 11:09 | 2017-07-27 | TITANIUM POWER INC | Retrofit | Sun Valley | Los Angeles | 91352 | Host Customer is System Owner | 7 |  | 30004079 | GREENoneTEC Solarindustrie GmbH | Solpal Plus | Solpal Plus L-GT | Direct Integral Collector Storage (DI) | 25.66 |  | Solpal Plus L |  |  | Solar Storage with Tankless Auxiliary Water Heater | 51 | 1 | 1 | 85 | Z09 | [18 empty] | Los Angeles | FALSE | 37.18 |  | 2011-06-01: 2017-04-21; 2011-08-03: 2017-04-24; 2011-09-20: 2017-07-27 | 2628 | 4759 | Up-front Payment
SCG-008093 | Low Income Single Family Residential | Domestic Hot Water | Gas | Southern California Gas Company | Incentive:Canceled | 4723 | 36.9 |  | 1 | 128 |  | 128 |  | 2017-04-24 09:28 |  | TITANIUM POWER INC | Retrofit | Pacoima | Los Angeles | 91331 | Host Customer is System Owner | 4 |  | 30004079 | GREENoneTEC Solarindustrie GmbH | Solpal Plus | Solpal Plus L-GT | Direct Integral Collector Storage (DI) | 25.66 |  | Solpal Plus L |  |  | Solar Storage with Tankless Auxiliary Water Heater | 51 | 1 | 1 | 55 | Z09 | [18 empty] | Los Angeles | FALSE | 37.57 |  | 2011-06-01: 2017-04-21; 2011-06-21: 2017-06-30; 2011-08-03: 2017-04-24 | 2636 | 4809 | Up-front Payment
SCG-008094 | Low Income Single Family Residential | Domestic Hot Water | Gas | Southern California Gas Company | Incentive:Paid | 5166 | 36.9 |  | 1 | 140 |  | 140 |  | 2017-04-28 14:28 | 2017-06-13 | TITANIUM POWER INC | Retrofit | Sun Valley | Los Angeles | 91352 | Host Customer is System Owner | 5 |  | 2011141B | Heliodyne, Inc. | HELIOPAK | HPAK 016 1 410 G 80 ACD Z | Indirect Forced Circulation (IF) | 40.17 |  | 410 001 | Glycol | Advanced Controller with a Vacation or Holiday Mode | Solar Storage and Auxiliary Tanks are separate | 80 | 1 | 1 | 65 | Z09 | [18 empty] | Los Angeles | FALSE | 37.27 |  | 2011-06-01: 2017-04-21; 2011-08-03: 2017-04-28; 2011-09-20: 2017-06-13 | 2683 | 5218 | Up-front Payment
SCG-008095 | Low Income Single Family Residential | Domestic Hot Water | Gas | Southern California Gas Company | Incentive:Canceled | 3284 | 36.9 |  | 1 | 89 |  | 89 |  | 2017-04-24 11:07 |  | TITANIUM POWER INC | Retrofit | Pacoima | Los Angeles | 91331 | Host Customer is System Owner | 5 |  | 30004078 | GREENoneTEC Solarindustrie GmbH | Solpal Plus | Solpal Plus L-G | Direct Integral Collector Storage (DI) | 25.66 |  | Solpal Plus L |  |  | Solar Storage and Auxiliary Tanks are separate | 51 | 1 | 1 | 65 | Z09 | [18 empty] | Los Angeles | FALSE | 53.47 |  | 2011-06-01: 2017-04-21; 2011-06-21: 2017-06-30; 2011-08-03: 2017-04-24 | 2636 | 4759 | Up-front Payment
SCG-008096 | Low Income Single Family Residential | Domestic Hot Water | Gas | Southern California Gas Company | Incentive:Paid | 4759 | 36.9 |  | 1 | 140 |  | 140 |  | 2017-04-24 09:26 | 2017-07-13 | TITANIUM POWER INC | Retrofit | Pacoima | Los Angeles | 91331 | Host Customer is System Owner | 10 |  | 2011141B | Heliodyne, Inc. | HELIOPAK | HPAK 016 1 410 G 80 ACD Z | Indirect Forced Circulation (IF) | 40.17 |  | 410 001 | Glycol | Advanced Controller with a Vacation or Holiday Mode | Solar Storage and Auxiliary Tanks are separate | 80 | 1 | 1 | 115 | Z09 | [18 empty] | Los Angeles | FALSE | 33.99 |  | 2011-06-01: 2017-04-21; 2011-08-03: 2017-04-24; 2011-09-20: 2017-07-13 | 2651 | 4759 | Up-front Payment
SCG-008097 | Low Income Single Family Residential | Domestic Hot Water | Gas | Southern California Gas Company | Incentive:Canceled | 5166 | 36.9 |  | 1 | 140 |  | 140 |  | 2017-05-10 11:25 |  | TITANIUM POWER INC | Retrofit | Pacoima | Los Angeles | 91331 | Host Customer is System Owner | 6 |  | 2011141B | Heliodyne, Inc. | HELIOPAK | HPAK 016 1 410 G 80 ACD Z | Indirect Forced Circulation (IF) | 40.17 |  | 410 001 | Glycol | Advanced Controller with a Vacation or Holiday Mode | Solar Storage and Auxiliary Tanks are separate | 80 | 1 | 1 | 75 | Z09 | [18 empty] | Los Angeles | FALSE | 37.99 |  | 2011-06-01: 2017-04-21; 2011-06-21: 2017-07-12; 2011-08-03: 2017-05-10 | 2636 | 5318 | Up-front Payment
SCG-008098 | Low Income Single Family Residential | Domestic Hot Water | Gas | Southern California Gas Company | Incentive:Canceled | 4723 | 36.9 |  | 1 | 128 |  | 128 |  | 2017-04-24 11:03 |  | TITANIUM POWER INC | Retrofit | Pacoima | Los Angeles | 91331 | Host Customer is System Owner | 6 |  | 30004079 | GREENoneTEC Solarindustrie GmbH | Solpal Plus | Solpal Plus L-GT | Direct Integral Collector Storage (DI) | 25.66 |  | Solpal Plus L |  |  | Solar Storage with Tankless Auxiliary Water Heater | 51 | 1 | 1 | 75 | Z09 | [18 empty] | Los Angeles | FALSE | 37.18 |  | 2011-06-01: 2017-04-21; 2011-06-21: 2017-06-30; 2011-08-03: 2017-04-24 | 2636 | 4759 | Up-front Payment
SCG-008099 | Low Income Multifamily Residential | Domestic Hot Water | Gas | Southern California Gas Company | Incentive:Paid | 89604 | 24.89 |  | 1 | 3600 |  | 3600 |  | 2017-08-31 07:00 | 2017-09-11 | ALL VALLEY SOLAR INC | Retrofit | Oxnard | Oxnard | 93030 | Host Customer is System Owner | [7 empty] | 859.95 | 40.95 |  | Drainback |  | Solar Storage and Auxiliary Tanks are separate |  | 1 | 1 | 3885 | Z06 | 105 | Units | Apartments/Condos | TRB-40 | 21 | 3 | 900 | 1 | 200 | 2 | 540000 | TRUE | 135 | 140 |  | SunEarth - SETR0603mcU + VFS 10-200 |  | SunEarth - SETR0603mcU + VFS 10-200 | City of Oxnard | FALSE | 47.78 |  | 2017-04-21 |  | 2017-08-31 | 2017-09-11 | 2017-09-11 | 2017-09-12 | 2574 | 172000 | Up-front Payment
SCG-008100 | Low Income Single Family Residential | Domestic Hot Water | Gas | Southern California Gas Company | Incentive:Paid | 5166 | 36.9 |  | 1 | 140 |  | 140 |  | 2017-04-28 14:31 | 2017-06-13 | TITANIUM POWER INC | Retrofit | San Fernando | Los Angeles | 91340 | Host Customer is System Owner | 6 |  | 2011141B | Heliodyne, Inc. | HELIOPAK | HPAK 016 1 410 G 80 ACD Z | Indirect Forced Circulation (IF) | 40.17 |  | 410 001 | Glycol | Advanced Controller with a Vacation or Holiday Mode | Solar Storage and Auxiliary Tanks are separate | 80 | 1 | 1 | 75 | Z09 | [18 empty] | Los Angeles | FALSE | 37.99 |  | 2011-06-01: 2017-04-21; 2011-08-03: 2017-04-28; 2011-09-20: 2017-06-13 | 2683 | 5318 | Up-front Payment
SCG-008101 | Low Income Single Family Residential | Domestic Hot Water | Gas | Southern California Gas Company | Incentive:Paid | 4723 | 36.9 |  | 1 | 128 |  | 128 |  | 2017-04-24 11:11 | 2017-08-01 | TITANIUM POWER INC | Retrofit | Pacoima | Los Angeles | 91331 | Host Customer is System Owner | 6 |  | 30004079 | GREENoneTEC Solarindustrie GmbH | Solpal Plus | Solpal Plus L-GT | Direct Integral Collector Storage (DI) | 25.66 |  | Solpal Plus L |  |  | Solar Storage with Tankless Auxiliary Water Heater | 51 | 1 | 1 | 75 | Z09 | [18 empty] | Los Angeles | FALSE | 37.18 |  | 2011-06-01: 2017-04-21; 2011-08-03: 2017-04-24; 2011-09-20: 2017-08-01 | 2628 | 4759 | Up-front Payment
SCG-008102 | Low Income Single Family Residential | Domestic Hot Water | Gas | Southern California Gas Company | Incentive:Canceled | 4723 | 36.9 |  | 1 | 128 |  | 128 |  | 2017-04-24 11:12 |  | TITANIUM POWER INC | Retrofit | Sun Valley | Los Angeles | 91352 | Host Customer is System Owner | 5 |  | 30004079 | GREENoneTEC Solarindustrie GmbH | Solpal Plus | Solpal Plus L-GT | Direct Integral Collector Storage (DI) | 25.66 |  | Solpal Plus L |  |  | Solar Storage with Tankless Auxiliary Water Heater | 51 | 1 | 1 | 65 | Z09 | [18 empty] | Los Angeles | FALSE | 37.18 |  | 2011-06-01: 2017-04-21; 2011-06-21: 2017-06-30; 2011-08-03: 2017-04-24 | 2636 | 4759 | Up-front Payment
SCG-008103 | Low Income Single Family Residential | Domestic Hot Water | Gas | Southern California Gas Company | Incentive:Canceled | 4723 | 36.9 |  | 1 | 128 |  | 128 |  | 2017-04-24 11:13 |  | TITANIUM POWER INC | Retrofit | Pacoima | Los Angeles | 91331 | Host Customer is System Owner | 6 |  | 30004079 | GREENoneTEC Solarindustrie GmbH | Solpal Plus | Solpal Plus L-GT | Direct Integral Collector Storage (DI) | 25.66 |  | Solpal Plus L |  |  | Solar Storage with Tankless Auxiliary Water Heater | 51 | 1 | 1 | 75 | Z09 | [18 empty] | Los Angeles | FALSE | 37.18 |  | 2011-06-01: 2017-04-21; 2011-06-21: 2017-06-30; 2011-08-03: 2017-04-24 | 2636 | 4759 | Up-front Payment
SCG-008104 | Low Income Single Family Residential | Domestic Hot Water | Gas | Southern California Gas Company | Incentive:Paid | 4487 | 36.9 |  | 1 | 128 |  | 122 |  | 2017-04-26 14:05 | 2017-07-31 | TITANIUM POWER INC | Retrofit | Sun Valley | Los Angeles | 91352 | Host Customer is System Owner | 5 |  | 30004079 | GREENoneTEC Solarindustrie GmbH | Solpal Plus | Solpal Plus L-GT | Direct Integral Collector Storage (DI) | 25.66 |  | Solpal Plus L |  |  | Solar Storage with Tankless Auxiliary Water Heater | 51 | 1 | 0.95 | 65 | Z09 | [18 empty] | Los Angeles | FALSE | 35.62 |  | 2011-06-01: 2017-04-21; 2011-08-03: 2017-04-26; 2011-09-20: 2017-07-31 | 2614 | 4559 | Up-front Payment
SCG-008105 | Low Income Single Family Residential | Domestic Hot Water | Gas | Southern California Gas Company | Incentive:Paid | 4723 | 36.9 |  | 1 | 128 |  | 128 |  | 2017-04-24 09:26 | 2017-08-31 | TITANIUM POWER INC | Retrofit | Pacoima | Los Angeles | 91331 | Host Customer is System Owner | 5 |  | 30004079 | GREENoneTEC Solarindustrie GmbH | Solpal Plus | Solpal Plus L-GT | Direct Integral Collector Storage (DI) | 25.66 |  | Solpal Plus L |  |  | Solar Storage with Tankless Auxiliary Water Heater | 51 | 1 | 1 | 65 | Z09 | [18 empty] | Los Angeles | FALSE | 37.18 |  | 2011-06-01: 2017-04-21; 2011-08-03: 2017-04-24; 2011-09-20: 2017-08-31 | 2601 | 4759 | Up-front Payment
SCG-008106 | Low Income Single Family Residential | Domestic Hot Water | Gas | Southern California Gas Company | Incentive:Canceled | 4723 | 36.9 |  | 1 | 128 |  | 128 |  | 2017-04-26 14:04 |  | TITANIUM POWER INC | Retrofit | Pacoima | Los Angeles | 91331 | Host Customer is System Owner | 4 |  | 30004079 | GREENoneTEC Solarindustrie GmbH | Solpal Plus | Solpal Plus L-GT | Direct Integral Collector Storage (DI) | 25.66 |  | Solpal Plus L |  |  | Solar Storage with Tankless Auxiliary Water Heater | 51 | 1 | 1 | 55 | Z09 | [18 empty] | Los Angeles | FALSE | 37.18 |  | 2011-06-01: 2017-04-21; 2011-06-21: 2017-07-05; 2011-08-03: 2017-04-26 | 2636 | 4759 | Up-front Payment
SCG-008107 | Low Income Single Family Residential | Domestic Hot Water | Gas | Southern California Gas Company | Incentive:Canceled | 4723 | 36.9 |  | 1 | 128 |  | 128 |  | 2017-04-24 09:25 |  | TITANIUM POWER INC | Retrofit | Pacoima | Los Angeles | 91331 | Host Customer is System Owner | 4 |  | 30004079 | GREENoneTEC Solarindustrie GmbH | Solpal Plus | Solpal Plus L-GT | Direct Integral Collector Storage (DI) | 25.66 |  | Solpal Plus L |  |  | Solar Storage with Tankless Auxiliary Water Heater | 51 | 1 | 1 | 55 | Z09 | [18 empty] | Los Angeles | FALSE | 37.18 |  | 2011-06-01: 2017-04-21; 2011-06-21: 2017-06-30; 2011-08-03: 2017-04-24 | 2636 | 4759 | Up-front Payment
SCG-008108 | Commercial/Multifamily Residential | Domestic Hot Water | Gas | Southern California Gas Company | Incentive:Paid | 15102 | 20.19 |  | 1 | 748 |  | 748 |  | 2017-05-01 16:27 | 2017-05-02 | ENVIRONMENTAL SOLAR DESIGN INC | Retrofit | Los Angeles | Los Angeles | 90027 | Host Customer is System Owner | [7 empty] | 286.65 | 40.95 |  | Glycol | Advanced Controller with a Vacation or Holiday Mode | Solar Storage and Auxiliary Tanks are separate |  | 1 | 1 | 336 | Z09 | 8 | Units | Apartments/Condos | 10001803 | 7 | 1 | 360 | 3 | 100 | 1 | 199000 | TRUE | 125 | 145 |  |  |  |  | City of Los Angeles | FALSE | 49.28 |  | 2017-05-01 |  | 2017-05-01 | 2017-05-02 | 2017-05-12 | 2017-05-22 | 2711 | 36860 | Up-front Payment
SCG-008109 | Low Income Single Family Residential | Domestic Hot Water | Gas | Southern California Gas Company | Incentive:Paid | 3284 | 36.9 |  | 1 | 89 |  | 89 |  | 2017-04-26 14:02 | 2017-07-14 | TITANIUM POWER INC | Retrofit | Pacoima | Los Angeles | 91331 | Host Customer is System Owner | 5 |  | 30004078 | GREENoneTEC Solarindustrie GmbH | Solpal Plus | Solpal Plus L-G | Direct Integral Collector Storage (DI) | 25.66 |  | Solpal Plus L |  |  | Solar Storage and Auxiliary Tanks are separate | 51 | 1 | 1 | 65 | Z09 | [18 empty] | Los Angeles | FALSE | 53.47 |  | 2011-06-01: 2017-04-22; 2011-08-03: 2017-04-26; 2011-09-20: 2017-07-14 | 2651 | 4759 | Up-front Payment
SCG-008110 | Low Income Single Family Residential | Domestic Hot Water | Gas | Southern California Gas Company | Incentive:Paid | 4723 | 36.9 |  | 1 | 128 |  | 128 |  | 2017-04-24 11:56 | 2017-08-09 | TITANIUM POWER INC | Retrofit | Pacoima | Los Angeles | 91331 | Host Customer is System Owner | 5 |  | 30004079 | GREENoneTEC Solarindustrie GmbH | Solpal Plus | Solpal Plus L-GT | Direct Integral Collector Storage (DI) | 25.66 |  | Solpal Plus L |  |  | Solar Storage with Tankless Auxiliary Water Heater | 51 | 1 | 1 | 65 | Z09 | [18 empty] | Los Angeles | FALSE | 37.18 |  | 2011-06-01: 2017-04-22; 2011-08-03: 2017-04-24; 2011-09-20: 2017-08-09 | 2628 | 4759 | Up-front Payment
SCG-008111 | Low Income Single Family Residential | Domestic Hot Water | Gas | Southern California Gas Company | Incentive:Paid | 4487 | 36.9 |  | 1 | 128 |  | 122 |  | 2017-04-24 11:56 | 2017-07-31 | TITANIUM POWER INC | Retrofit | Sun Valley | Los Angeles | 91352 | Host Customer is System Owner | 5 |  | 30004079 | GREENoneTEC Solarindustrie GmbH | Solpal Plus | Solpal Plus L-GT | Direct Integral Collector Storage (DI) | 25.66 |  | Solpal Plus L |  |  | Solar Storage with Tankless Auxiliary Water Heater | 51 | 1 | 0.95 | 65 | Z09 | [18 empty] | Los Angeles | FALSE | 35.62 |  | 2011-06-01: 2017-04-22; 2011-08-03: 2017-04-24; 2011-09-20: 2017-07-31 | 2628 | 4559 | Up-front Payment
SCG-008112 | Low Income Single Family Residential | Domestic Hot Water | Gas | Southern California Gas Company | Incentive:Canceled | 4723 | 36.9 |  | 1 | 128 |  | 128 |  | 2017-04-24 11:55 |  | TITANIUM POWER INC | Retrofit | Sun Valley | Los Angeles | 91352 | Host Customer is System Owner | 5 |  | 30004079 | GREENoneTEC Solarindustrie GmbH | Solpal Plus | Solpal Plus L-GT | Direct Integral Collector Storage (DI) | 25.66 |  | Solpal Plus L |  |  | Solar Storage with Tankless Auxiliary Water Heater | 51 | 1 | 1 | 65 | Z09 | [18 empty] | Los Angeles | FALSE | 37.18 |  | 2011-06-01: 2017-04-22; 2011-06-21: 2017-06-30; 2011-08-03: 2017-04-24 | 2636 | 4759 | Up-front Payment
SCG-008113 | Low Income Single Family Residential | Domestic Hot Water | Gas | Southern California Gas Company | Incentive:Paid | 3284 | 36.9 |  | 1 | 89 |  | 89 |  | 2017-04-24 11:55 | 2017-07-11 | TITANIUM POWER INC | Retrofit | Sun Valley | Los Angeles | 91352 | Host Customer is System Owner | 5 |  | 30004078 | GREENoneTEC Solarindustrie GmbH | Solpal Plus | Solpal Plus L-G | Direct Integral Collector Storage (DI) | 25.66 |  | Solpal Plus L |  |  | Solar Storage and Auxiliary Tanks are separate | 51 | 1 | 1 | 65 | Z09 | [18 empty] | Los Angeles | FALSE | 53.47 |  | 2011-06-01: 2017-04-22; 2011-08-03: 2017-04-24; 2011-09-20: 2017-07-11 | 2658 | 4759 | Up-front Payment
SCG-008114 | Low Income Single Family Residential | Domestic Hot Water | Gas | Southern California Gas Company | Incentive:Paid | 3120 | 36.9 |  | 1 | 89 |  | 85 |  | 2017-04-24 11:25 | 2017-07-13 | TITANIUM POWER INC | Retrofit | Sun Valley | Los Angeles | 91352 | Host Customer is System Owner | 5 |  | 30004078 | GREENoneTEC Solarindustrie GmbH | Solpal Plus | Solpal Plus L-G | Direct Integral Collector Storage (DI) | 25.66 |  | Solpal Plus L |  |  | Solar Storage and Auxiliary Tanks are separate | 51 | 1 | 0.95 | 65 | Z09 | [18 empty] | Los Angeles | FALSE | 51.22 |  | 2011-06-01: 2017-04-22; 2011-08-03: 2017-04-24; 2011-09-20: 2017-07-13 | 2651 | 4559 | Up-front Payment
SCG-008115 | Low Income Single Family Residential | Domestic Hot Water | Gas | Southern California Gas Company | Incentive:Paid | 4487 | 36.9 |  | 1 | 128 |  | 122 |  | 2017-04-26 14:05 | 2017-08-07 | TITANIUM POWER INC | Retrofit | Sun Valley | Los Angeles | 91352 | Host Customer is System Owner | 6 |  | 30004079 | GREENoneTEC Solarindustrie GmbH | Solpal Plus | Solpal Plus L-GT | Direct Integral Collector Storage (DI) | 25.66 |  | Solpal Plus L |  |  | Solar Storage with Tankless Auxiliary Water Heater | 51 | 1 | 0.95 | 75 | Z09 | [18 empty] | Los Angeles | FALSE | 35.62 |  | 2011-06-01: 2017-04-22; 2011-08-03: 2017-04-26; 2011-09-20: 2017-08-07 | 2614 | 4559 | Up-front Payment
SCG-008116 | Low Income Single Family Residential | Domestic Hot Water | Gas | Southern California Gas Company | Incentive:Canceled | 4723 | 36.9 |  | 1 | 128 |  | 128 |  | 2017-04-28 14:33 |  | TITANIUM POWER INC | Retrofit | San Fernando | Los Angeles | 91340 | Host Customer is System Owner | 7 |  | 30004079 | GREENoneTEC Solarindustrie GmbH | Solpal Plus | Solpal Plus L-GT | Direct Integral Collector Storage (DI) | 25.66 |  | Solpal Plus L |  |  | Solar Storage with Tankless Auxiliary Water Heater | 51 | 1 | 1 | 85 | Z09 | [18 empty] | Los Angeles | FALSE | 37.18 |  | 2011-06-01: 2017-04-22; 2011-06-21: 2017-07-05; 2011-08-03: 2017-04-28 | 2636 | 4759 | Up-front Payment
SCG-008117 | Low Income Single Family Residential | Domestic Hot Water | Gas | Southern California Gas Company | Incentive:Canceled | 3284 | 36.9 |  | 1 | 89 |  | 89 |  | 2017-04-24 11:57 |  | TITANIUM POWER INC | Retrofit | Sun Valley | Los Angeles | 91352 | Host Customer is System Owner | 4 |  | 30004078 | GREENoneTEC Solarindustrie GmbH | Solpal Plus | Solpal Plus L-G | Direct Integral Collector Storage (DI) | 25.66 |  | Solpal Plus L |  |  | Solar Storage and Auxiliary Tanks are separate | 51 | 1 | 1 | 55 | Z09 | [18 empty] | Los Angeles | FALSE | 53.47 |  | 2011-06-01: 2017-04-22; 2011-06-21: 2017-07-05; 2011-08-03: 2017-04-24 | 2636 | 4759 | Up-front Payment
SCG-008118 | Low Income Single Family Residential | Domestic Hot Water | Gas | Southern California Gas Company | Incentive:Paid | 5166 | 36.9 |  | 1 | 140 |  | 140 |  | 2017-04-26 14:01 | 2017-06-14 | TITANIUM POWER INC | Retrofit | Pacoima | Los Angeles | 91331 | Host Customer is System Owner | 6 |  | 2011141B | Heliodyne, Inc. | HELIOPAK | HPAK 016 1 410 G 80 ACD Z | Indirect Forced Circulation (IF) | 40.17 |  | 410 001 | Glycol | Advanced Controller with a Vacation or Holiday Mode | Solar Storage and Auxiliary Tanks are separate | 80 | 1 | 1 | 75 | Z09 | [18 empty] | Los Angeles | FALSE | 37.27 |  | 2011-06-01: 2017-04-22; 2011-08-03: 2017-04-26; 2011-09-20: 2017-06-14 | 2683 | 5218 | Up-front Payment
SCG-008119 | Low Income Single Family Residential | Domestic Hot Water | Gas | Southern California Gas Company | Incentive:Paid | 3284 | 36.9 |  | 1 | 89 |  | 89 |  | 2017-04-28 14:34 | 2017-08-01 | TITANIUM POWER INC | Retrofit | Pacoima | Los Angeles | 91331 | Host Customer is System Owner | 7 |  | 30004078 | GREENoneTEC Solarindustrie GmbH | Solpal Plus | Solpal Plus L-G | Direct Integral Collector Storage (DI) | 25.66 |  | Solpal Plus L |  |  | Solar Storage and Auxiliary Tanks are separate | 51 | 1 | 1 | 85 | Z09 | [18 empty] | Los Angeles | FALSE | 53.47 |  | 2011-06-01: 2017-04-22; 2011-08-03: 2017-04-28; 2011-09-20: 2017-08-01 | 2627 | 4759 | Up-front Payment
SCG-008120 | Low Income Single Family Residential | Domestic Hot Water | Gas | Southern California Gas Company | Incentive:Paid | 3120 | 36.9 |  | 1 | 89 |  | 85 |  | 2017-04-26 14:04 | 2017-09-28 | TITANIUM POWER INC | Retrofit | Pacoima | Los Angeles | 91331 | Owner/Tenant | 4 |  | 30004078 | GREENoneTEC Solarindustrie GmbH | Solpal Plus | Solpal Plus L-G | Direct Integral Collector Storage (DI) | 25.66 |  | Solpal Plus L |  |  | Solar Storage and Auxiliary Tanks are separate | 51 | 1 | 0.95 | 55 | Z09 | [18 empty] | Los Angeles | FALSE | 53.47 |  | 2011-06-01: 2017-04-22; 2011-08-03: 2017-04-26; 2011-09-20: 2017-09-28 | 2572 | 4759 | Up-front Payment
SCG-008121 | Low Income Single Family Residential | Domestic Hot Water | Gas | Southern California Gas Company | Incentive:Canceled | 3284 | 36.9 |  | 1 | 89 |  | 89 |  | 2017-04-26 14:03 |  | TITANIUM POWER INC | Retrofit | Sun Valley | Los Angeles | 91352 | Host Customer is System Owner | 6 |  | 30004078 | GREENoneTEC Solarindustrie GmbH | Solpal Plus | Solpal Plus L-G | Direct Integral Collector Storage (DI) | 25.66 |  | Solpal Plus L |  |  | Solar Storage and Auxiliary Tanks are separate | 51 | 1 | 1 | 75 | Z09 | [18 empty] | Los Angeles | FALSE | 53.47 |  | 2011-06-01: 2017-04-22; 2011-06-21: 2017-07-05; 2011-08-03: 2017-04-26 | 2636 | 4759 | Up-front Payment
SCG-008122 | Low Income Single Family Residential | Domestic Hot Water | Gas | Southern California Gas Company | Incentive:Paid | 4487 | 36.9 |  | 1 | 128 |  | 122 |  | 2017-04-26 14:03 | 2017-04-26 | TITANIUM POWER INC | Retrofit | Sun Valley | Los Angeles | 91352 | Host Customer is System Owner | 5 |  | 30004079 | GREENoneTEC Solarindustrie GmbH | Solpal Plus | Solpal Plus L-GT | Direct Integral Collector Storage (DI) | 25.66 |  | Solpal Plus L |  |  | Solar Storage with Tankless Auxiliary Water Heater | 51 | 1 | 0.95 | 65 | Z09 | [18 empty] | Los Angeles | FALSE | 35.62 |  | 2011-06-01: 2017-04-22; 2011-08-03: 2017-04-26; 2011-09-20: 2017-04-26 | 2627 | 4559 | Up-front Payment
SCG-008123 | Low Income Single Family Residential | Domestic Hot Water | Gas | Southern California Gas Company | Incentive:Paid | 4487 | 36.9 |  | 1 | 128 |  | 122 |  | 2017-04-28 14:36 | 2017-09-15 | TITANIUM POWER INC | Retrofit | Sun Valley | Los Angeles | 91352 | Host Customer is System Owner | 6 |  | 30004079 | GREENoneTEC Solarindustrie GmbH | Solpal Plus | Solpal Plus L-GT | Direct Integral Collector Storage (DI) | 25.66 |  | Solpal Plus L |  |  | Solar Storage with Tankless Auxiliary Water Heater | 51 | 1 | 0.95 | 75 | Z09 | [18 empty] | Los Angeles | FALSE | 35.62 |  | 2011-06-01: 2017-04-22; 2011-08-03: 2017-04-28; 2011-09-20: 2017-09-15 | 2572 | 4559 | Up-front Payment
SCG-008124 | Low Income Single Family Residential | Domestic Hot Water | Gas | Southern California Gas Company | Incentive:Canceled | 4487 | 36.9 |  | 1 | 128 |  | 122 |  | 2017-04-26 14:02 |  | TITANIUM POWER INC | Retrofit | Sun Valley | Los Angeles | 91352 | Host Customer is System Owner | 8 |  | 30004079 | GREENoneTEC Solarindustrie GmbH | Solpal Plus | Solpal Plus L-GT | Direct Integral Collector Storage (DI) | 25.66 |  | Solpal Plus L |  |  | Solar Storage with Tankless Auxiliary Water Heater | 51 | 1 | 0.95 | 95 | Z09 | [18 empty] | Los Angeles | FALSE | 35.62 |  | 2011-06-01: 2017-04-22; 2011-06-21: 2017-07-05; 2011-08-03: 2017-04-26 | 2636 | 4559 | Up-front Payment
SCG-008125 | Low Income Single Family Residential | Domestic Hot Water | Gas | Southern California Gas Company | Incentive:Canceled | 5166 | 36.9 |  | 1 | 140 |  | 140 |  | 2017-04-28 14:35 |  | TITANIUM POWER INC | Retrofit | Pacoima | Los Angeles | 91331 | Host Customer is System Owner | 5 |  | 2011141B | Heliodyne, Inc. | HELIOPAK | HPAK 016 1 410 G 80 ACD Z | Indirect Forced Circulation (IF) | 40.17 |  | 410 001 | Glycol | Advanced Controller with a Vacation or Holiday Mode | Solar Storage and Auxiliary Tanks are separate | 80 | 1 | 1 | 65 | Z09 | [18 empty] | Los Angeles | FALSE | 37.27 |  | 2011-06-01: 2017-04-22; 2011-06-21: 2017-07-05; 2011-08-03: 2017-04-28 | 2636 | 5218 | Up-front Payment
SCG-008126 | Low Income Single Family Residential | Domestic Hot Water | Gas | Southern California Gas Company | Incentive:Paid | 5166 | 36.9 |  | 1 | 140 |  | 140 |  | 2017-04-26 13:59 | 2017-06-14 | TITANIUM POWER INC | Retrofit | Pacoima | Los Angeles | 91331 | Host Customer is System Owner | 6 |  | 2011141B | Heliodyne, Inc. | HELIOPAK | HPAK 016 1 410 G 80 ACD Z | Indirect Forced Circulation (IF) | 40.17 |  | 410 001 | Glycol | Advanced Controller with a Vacation or Holiday Mode | Solar Storage and Auxiliary Tanks are separate | 80 | 1 | 1 | 75 | Z09 | [18 empty] | Los Angeles | FALSE | 37.27 |  | 2011-06-01: 2017-04-22; 2011-08-03: 2017-04-26; 2011-09-20: 2017-06-14 | 2683 | 5218 | Up-front Payment
SCG-008127 | Low Income Single Family Residential | Domestic Hot Water | Gas | Southern California Gas Company | Incentive:Canceled | 4723 | 36.9 |  | 1 | 128 |  | 128 |  | 2017-04-28 14:39 | 2017-04-28 | TITANIUM POWER INC | Retrofit | Pacoima | Los Angeles | 91331 | Host Customer is System Owner | 9 |  | 30004079 | GREENoneTEC Solarindustrie GmbH | Solpal Plus | Solpal Plus L-GT | Direct Integral Collector Storage (DI) | 25.66 |  | Solpal Plus L |  |  | Solar Storage with Tankless Auxiliary Water Heater | 51 | 1 | 1 | 105 | Z09 | [18 empty] | Los Angeles | FALSE | 37.18 |  | 2017-04-22 | 2017-04-28 |  |  | 2017-04-28 | 2017-04-28 | 2636 | 4759 | Up-front Payment
SCG-008128 | Low Income Single Family Residential | Domestic Hot Water | Gas | Southern California Gas Company | Incentive:Canceled | 4723 | 36.9 |  | 1 | 128 |  | 128 |  | 2017-04-26 14:07 |  | TITANIUM POWER INC | Retrofit | Pacoima | Los Angeles | 91331 | Host Customer is System Owner | 9 |  | 30004079 | GREENoneTEC Solarindustrie GmbH | Solpal Plus | Solpal Plus L-GT | Direct Integral Collector Storage (DI) | 25.66 |  | Solpal Plus L |  |  | Solar Storage with Tankless Auxiliary Water Heater | 51 | 1 | 1 | 105 | Z09 | [18 empty] | Los Angeles | FALSE | 37.18 |  | 2011-06-01: 2017-04-22; 2011-06-21: 2017-07-05; 2011-08-03: 2017-04-26 | 2636 | 4759 | Up-front Payment
SCG-008129 | Low Income Single Family Residential | Domestic Hot Water | Gas | Southern California Gas Company | Incentive:Canceled | 4759 | 36.9 |  | 1 | 140 |  | 140 |  | 2017-04-26 14:07 |  | TITANIUM POWER INC | Retrofit | Pacoima | Los Angeles | 91331 | Host Customer is System Owner | 5 |  | 2011141B | Heliodyne, Inc. | HELIOPAK | HPAK 016 1 410 G 80 ACD Z | Indirect Forced Circulation (IF) | 40.17 |  | 410 001 |  |  | Solar Storage with Tankless Auxiliary Water Heater | 80 | 1 | 1 | 65 | Z09 | [18 empty] | Los Angeles | FALSE | 33.99 |  | 2011-06-01: 2017-04-22; 2011-06-21: 2017-07-05; 2011-08-03: 2017-04-26 | 2636 | 4759 | Up-front Payment
SCG-008130 | Low Income Single Family Residential | Domestic Hot Water | Gas | Southern California Gas Company | Incentive:Canceled | 4723 | 36.9 |  | 1 | 128 |  | 128 |  |  |  | TITANIUM POWER INC | Retrofit | Pacoima | Los Angeles | 91331 | Host Customer is System Owner | 4 |  | 30004079 | GREENoneTEC Solarindustrie GmbH | Solpal Plus | Solpal Plus L-GT | Direct Integral Collector Storage (DI) | 25.66 |  | Solpal Plus L |  |  | Solar Storage with Tankless Auxiliary Water Heater | 51 | 1 | 1 | 55 | Z09 | [18 empty] | Los Angeles | FALSE | 37.18 |  | 2011-06-01: 2017-04-24; 2011-06-21: 2017-04-24 | 2742 | 4759 | Up-front Payment
SCG-008131 | Low Income Single Family Residential | Domestic Hot Water | Gas | Southern California Gas Company | Incentive:Paid | 4723 | 36.9 |  | 1 | 128 |  | 128 |  | 2017-04-26 14:08 | 2017-08-01 | TITANIUM POWER INC | Retrofit | Sun Valley | Los Angeles | 91352 | Host Customer is System Owner | 5 |  | 30004079 | GREENoneTEC Solarindustrie GmbH | Solpal Plus | Solpal Plus L-GT | Direct Integral Collector Storage (DI) | 25.66 |  | Solpal Plus L |  |  | Solar Storage with Tankless Auxiliary Water Heater | 51 | 1 | 1 | 65 | Z09 | [18 empty] | Los Angeles | FALSE | 37.18 |  | 2011-06-01: 2017-04-24; 2011-08-03: 2017-04-26; 2011-09-20: 2017-08-01 | 2614 | 4759 | Up-front Payment
SCG-008132 | Low Income Single Family Residential | Domestic Hot Water | Gas | Southern California Gas Company | Incentive:Paid | 4723 | 36.9 |  | 1 | 128 |  | 128 |  | 2017-04-26 14:08 | 2017-08-14 | TITANIUM POWER INC | Retrofit | Pacoima | Los Angeles | 91331 | Host Customer is System Owner | 7 |  | 30004079 | GREENoneTEC Solarindustrie GmbH | Solpal Plus | Solpal Plus L-GT | Direct Integral Collector Storage (DI) | 25.66 |  | Solpal Plus L |  |  | Solar Storage with Tankless Auxiliary Water Heater | 51 | 1 | 1 | 85 | Z09 | [18 empty] | Los Angeles | FALSE | 37.18 |  | 2011-06-01: 2017-04-24; 2011-08-03: 2017-04-26; 2011-09-20: 2017-08-14 | 2622 | 4759 | Up-front Payment
SCG-008133 | Low Income Single Family Residential | Domestic Hot Water | Gas | Southern California Gas Company | Incentive:Paid | 4723 | 36.9 |  | 1 | 128 |  | 128 |  | 2017-04-26 14:04 | 2017-10-02 | TITANIUM POWER INC | Retrofit | Pacoima | Los Angeles | 91331 | Host Customer is System Owner | 6 |  | 30004079 | GREENoneTEC Solarindustrie GmbH | Solpal Plus | Solpal Plus L-GT | Direct Integral Collector Storage (DI) | 25.66 |  | Solpal Plus L |  |  | Solar Storage with Tankless Auxiliary Water Heater | 51 | 1 | 1 | 75 | Z09 | [18 empty] | Los Angeles | FALSE | 37.18 |  | 2011-06-01: 2017-04-24; 2011-08-03: 2017-04-26; 2011-09-20: 2017-10-02 | 2572 | 4759 | Up-front Payment
SCG-008134 | Low Income Single Family Residential | Domestic Hot Water | Gas | Southern California Gas Company | Incentive:Canceled | 3284 | 36.9 |  | 1 | 89 |  | 89 |  | 2017-05-10 11:26 |  | TITANIUM POWER INC | Retrofit | Pacoima | Los Angeles | 91331 | Owner/Tenant | 4 |  | 30004078 | GREENoneTEC Solarindustrie GmbH | Solpal Plus | Solpal Plus L-G | Direct Integral Collector Storage (DI) | 25.66 |  | Solpal Plus L |  |  | Solar Storage and Auxiliary Tanks are separate | 51 | 1 | 1 | 55 | Z09 | [18 empty] | Los Angeles | FALSE | 53.47 |  | 2011-06-01: 2017-04-24; 2011-06-21: 2017-07-12; 2011-08-03: 2017-05-10 | 2636 | 4759 | Up-front Payment
SDG-008135 | Commercial/Multifamily Residential | Domestic Hot Water | Gas | San Diego Gas and Electric | Incentive:Paid | 82779 | 20.19 |  | 1 | 4100 |  | 4100 |  | 2017-05-03 06:03 | 2017-06-06 | CALIFORNIA SOLAR INTEGRATORS INC | Retrofit | El Cajon | San Diego | 92020 | Host Customer is System Owner | [7 empty] | 1311.6 | 21.86 |  | Glycol | Steam Back | Solar Storage and Auxiliary Tanks are separate |  | 1 | 1 | 2356 | Z10 | 62 | Units | Apartments/Condos | 2009077A | 60 | 1 | 2500 | 1 | 115 | 1 | 798000 | TRUE | 120 | 140 |  | SunEarth - SETR A503 TTR U + VFS 20-400 |  | SunEarth - SETR A503 TTR U + VFS 20-400 | City of El Cajon | FALSE | 21.33 |  | 2017-05-03 | 2017-05-25 | 2017-05-03 | 2017-06-06 | 2017-11-15 | 2017-12-19 | 2473 | 87443 | Up-front Payment
PGE-008136 | Low Income Multifamily Residential | Domestic Hot Water | Gas | Pacific Gas and Electric | Incentive:Paid | 88913 | 24.89 |  | 1 | 4106 |  | 3572 |  | 2017-08-25 13:52 | 2017-09-28 | OXYPOWER INC | Retrofit | OAKLAND | Alameda | 94612 | Host Customer is System Owner | [7 empty] | 1084.59 | 40.17 |  | Glycol | Advanced Controller with a Vacation or Holiday Mode | Solar Storage and Auxiliary Tanks are separate |  | 0.87 | 1 | 3885 | Z03 | 105 | Units | Apartments/Condos | 2010115A | 27 | 1 | 2040 | 17 | 357 | 3 | 597000 | TRUE | 120 | 120 |  | Heliodyne - Delta-T Pro Ethernet |  | Heliodyne - Delta-T Pro Ethernet | Oakland | FALSE | 39.22 |  | 2017-04-25 | 2017-09-13 | 2017-08-25 | 2017-09-28 | 2018-02-12 | 2018-02-15 | 2430 | 161039 | Up-front Payment
PGE-008137 | Low Income Single Family Residential | Domestic Hot Water | Gas | Pacific Gas and Electric | Incentive:Paid | 4565 | 36.9 |  | 1 | 147 |  | 124 |  | 2017-05-08 07:48 | 2017-06-16 | COMMUNITY RESOURCE PROJECT INC | Retrofit | STOCKTON | San Joaquin | 95205 | Host Customer is System Owner | 6 |  | 2010017C | Alternate Energy Technologies | EAGLESUN | DBS-G2-80-64 | Indirect Forced Circulation (IF) | 65.34 |  | MSC-32 | Automatic Drainback |  | Solar Storage and Auxiliary Tanks are separate | 80 | 0.99 | 0.85 | 75 | Z12 | [18 empty] | City of Stockton | FALSE | 59.46 |  | 2017-04-26 | 2017-05-19 |  |  | 2017-05-08 | 2017-06-16 | 2655 | 8740 | Up-front Payment
PGE-008138 | Low Income Single Family Residential | Domestic Hot Water | Gas | Pacific Gas and Electric | Incentive:Paid | 5316 | 36.9 |  | 1 | 147 |  | 144 |  | 2017-05-08 07:47 | 2017-06-16 | COMMUNITY RESOURCE PROJECT INC | Retrofit | STOCKTON | San Joaquin | 95206 | Host Customer is System Owner | 2 |  | 2010017C | Alternate Energy Technologies | EAGLESUN | DBS-G2-80-64 | Indirect Forced Circulation (IF) | 65.34 |  | MSC-32 | Automatic Drainback | Drainback (Water) | Solar Storage and Auxiliary Tanks are separate | 80 | 0.98 | 1 | 35 | Z12 | [18 empty] | City of Stockton | FALSE | 59.99 |  | 2017-04-26 | 2017-05-19 |  |  | 2017-05-08 | 2017-06-16 | 2655 | 8818 | Up-front Payment
PGE-008139 | Low Income Single Family Residential | Domestic Hot Water | Gas | Pacific Gas and Electric | Incentive:Paid | 4565 | 36.9 |  | 1 | 147 |  | 124 |  | 2017-05-08 07:47 | 2017-05-10 | COMMUNITY RESOURCE PROJECT INC | Retrofit | STOCKTON | San Joaquin | 95206 | Host Customer is System Owner | 5 |  | 2010017C | Alternate Energy Technologies | EAGLESUN | DBS-G2-80-64 | Indirect Forced Circulation (IF) | 65.34 |  | MSC-32 | Automatic Drainback |  | Solar Storage and Auxiliary Tanks are separate | 80 | 0.99 | 0.85 | 65 | Z12 | [18 empty] | City of Stockton | FALSE | 59.46 |  | 2011-06-01: 2017-04-26; 2011-08-03: 2017-05-08; 2011-09-20: 2017-05-10 | 2711 | 8740 | Up-front Payment
PGE-008140 | Low Income Single Family Residential | Domestic Hot Water | Gas | Pacific Gas and Electric | Incentive:Canceled | 5370 | 36.9 |  | 1 | 147 |  | 146 |  | 2017-05-04 10:49 |  | COMMUNITY RESOURCE PROJECT INC | Retrofit | MANTECA | San Joaquin | 95336 | Host Customer is System Owner | 1 |  | 2010017C | Alternate Energy Technologies | EAGLESUN | DBS-G2-80-64 | Indirect Forced Circulation (IF) | 65.34 |  | MSC-32 | Automatic Drainback | Drainback (Water) | Solar Storage and Auxiliary Tanks are separate | 80 | 0.99 | 1 | 20 | Z12 | [18 empty] | City of Manteca | FALSE | 60.35 |  | 2011-06-01: 2017-04-26; 2011-06-21: 2017-05-09; 2011-08-03: 2017-05-04 | 2167 | 8872 | Up-front Payment
PGE-008141 | Low Income Single Family Residential | Domestic Hot Water | Gas | Pacific Gas and Electric | Incentive:Canceled | 3701 | 36.9 |  | 1 | 118 |  | 100 |  | 2017-04-27 09:34 |  | SELF-HELP HOME IMPROVEMENT PROJECT | Retrofit | Redding | Shasta | 96003 | Host Customer is System Owner | 4 |  | 30004214 | Alternate Energy Technologies | EAGLESUN | DBS-G2-60-40 | Indirect Forced Circulation (IF) | 41.35 |  | MSC-20 | Automatic Drainback |  | Solar Storage and Auxiliary Tanks are separate | 60 | 1 | 0.85 | 55 | Z11 | [18 empty] | Shasta County | FALSE | 48.56 |  | 2011-06-01: 2017-04-27; 2011-06-21: 2017-04-28; 2011-08-03: 2017-04-27 | 2727 | 5730.08 | Up-front Payment
SCG-008142 | Low Income Single Family Residential | Domestic Hot Water | Gas | Southern California Gas Company | Incentive:Canceled | 3120 | 36.9 |  | 1 | 89 |  | 85 |  | 2017-05-02 13:11 |  | TITANIUM POWER INC | Retrofit | North Hollywood | Los Angeles | 91605 | Host Customer is System Owner | 5 |  | 30004078 | GREENoneTEC Solarindustrie GmbH | Solpal Plus | Solpal Plus L-G | Direct Integral Collector Storage (DI) | 25.66 |  | Solpal Plus L |  |  | Solar Storage and Auxiliary Tanks are separate | 51 | 1 | 0.95 | 65 | Z09 | [18 empty] | Los Angeles | FALSE | 51.22 |  | 2011-06-01: 2017-04-27; 2011-06-21: 2017-07-11; 2011-08-03: 2017-05-02 | 2636 | 4559 | Up-front Payment
SCG-008143 | Low Income Single Family Residential | Domestic Hot Water | Gas | Southern California Gas Company | Incentive:Paid | 4487 | 36.9 |  | 1 | 128 |  | 122 |  | 2017-05-03 13:07 | 2017-08-01 | TITANIUM POWER INC | Retrofit | North Hollywood | Los Angeles | 91605 | Host Customer is System Owner | 5 |  | 30004079 | GREENoneTEC Solarindustrie GmbH | Solpal Plus | Solpal Plus L-GT | Direct Integral Collector Storage (DI) | 25.66 |  | Solpal Plus L |  |  | Solar Storage with Tankless Auxiliary Water Heater | 51 | 1 | 0.95 | 65 | Z09 | [18 empty] | Los Angeles | FALSE | 35.62 |  | 2011-06-01: 2017-04-27; 2011-08-03: 2017-05-03; 2011-09-20: 2017-08-01 | 2627 | 4559 | Up-front Payment
SCG-008144 | Low Income Single Family Residential | Domestic Hot Water | Gas | Southern California Gas Company | Incentive:Canceled | 4487 | 36.9 |  | 1 | 128 |  | 122 |  | 2017-05-02 13:14 |  | TITANIUM POWER INC | Retrofit | North Hollywood | Los Angeles | 91605 | Host Customer is System Owner | 6 |  | 30004079 | GREENoneTEC Solarindustrie GmbH | Solpal Plus | Solpal Plus L-GT | Direct Integral Collector Storage (DI) | 25.66 |  | Solpal Plus L |  |  | Solar Storage with Tankless Auxiliary Water Heater | 51 | 1 | 0.95 | 75 | Z09 | [18 empty] | Los Angeles | FALSE | 35.62 |  | 2011-06-01: 2017-04-27; 2011-06-21: 2017-07-11; 2011-08-03: 2017-05-02 | 2636 | 4559 | Up-front Payment
SCG-008145 | Low Income Single Family Residential | Domestic Hot Water | Gas | Southern California Gas Company | Incentive:Paid | 5166 | 36.9 |  | 1 | 140 |  | 140 |  | 2017-05-02 13:08 | 2017-06-20 | TITANIUM POWER INC | Retrofit | San Fernando | Los Angeles | 91340 | Host Customer is System Owner | 5 |  | 2011141B | Heliodyne, Inc. | HELIOPAK | HPAK 016 1 410 G 80 ACD Z | Indirect Forced Circulation (IF) | 40.17 |  | 410 001 | Glycol | Advanced Controller with a Vacation or Holiday Mode | Solar Storage and Auxiliary Tanks are separate | 80 | 1 | 1 | 65 | Z09 | [18 empty] | Los Angeles | FALSE | 37.27 |  | 2011-06-01: 2017-04-27; 2011-08-03: 2017-05-02; 2011-09-20: 2017-06-20 | 2678 | 5218 | Up-front Payment
SCG-008146 | Low Income Single Family Residential | Domestic Hot Water | Gas | Southern California Gas Company | Incentive:Paid | 5166 | 36.9 |  | 1 | 140 |  | 140 |  | 2017-05-02 13:16 | 2017-06-20 | TITANIUM POWER INC | Retrofit | San Fernando | Los Angeles | 91340 | Host Customer is System Owner | 5 |  | 2011141B | Heliodyne, Inc. | HELIOPAK | HPAK 016 1 410 G 80 ACD Z | Indirect Forced Circulation (IF) | 40.17 |  | 410 001 | Glycol | Advanced Controller with a Vacation or Holiday Mode | Solar Storage and Auxiliary Tanks are separate | 80 | 1 | 1 | 65 | Z09 | [18 empty] | Los Angeles | FALSE | 37.27 |  | 2011-06-01: 2017-04-27; 2011-08-03: 2017-05-02; 2011-09-20: 2017-06-20 | 2678 | 5218 | Up-front Payment
SCG-008147 | Low Income Single Family Residential | Domestic Hot Water | Gas | Southern California Gas Company | Incentive:Canceled | 5166 | 36.9 |  | 1 | 140 |  | 140 |  | 2017-05-02 13:18 |  | TITANIUM POWER INC | Retrofit | San Fernando | Los Angeles | 91342 | Host Customer is System Owner | 5 |  | 2011141B | Heliodyne, Inc. | HELIOPAK | HPAK 016 1 410 G 80 ACD Z | Indirect Forced Circulation (IF) | 40.17 |  | 410 001 | Glycol | Advanced Controller with a Vacation or Holiday Mode | Solar Storage and Auxiliary Tanks are separate | 80 | 1 | 1 | 65 | Z09 | [18 empty] | Los Angeles | FALSE | 37.27 |  | 2011-06-01: 2017-04-27; 2011-06-21: 2017-07-11; 2011-08-03: 2017-05-02 | 2636 | 5218 | Up-front Payment
SCG-008148 | Low Income Single Family Residential | Domestic Hot Water | Gas | Southern California Gas Company | Incentive:Canceled | 4723 | 36.9 |  | 1 | 128 |  | 128 |  | 2017-05-02 13:17 |  | TITANIUM POWER INC | Retrofit | San Fernando | Los Angeles | 91342 | Host Customer is System Owner | 7 |  | 30004079 | GREENoneTEC Solarindustrie GmbH | Solpal Plus | Solpal Plus L-GT | Direct Integral Collector Storage (DI) | 25.66 |  | Solpal Plus L |  |  | Solar Storage with Tankless Auxiliary Water Heater | 51 | 1 | 1 | 85 | Z09 | [18 empty] | Los Angeles | FALSE | 37.18 |  | 2011-06-01: 2017-04-27; 2011-06-21: 2017-07-11; 2011-08-03: 2017-05-02 | 2636 | 4759 | Up-front Payment
SCG-008149 | Low Income Single Family Residential | Domestic Hot Water | Gas | Southern California Gas Company | Incentive:Paid | 4723 | 36.9 |  | 1 | 128 |  | 128 |  | 2017-05-02 13:10 | 2017-08-01 | TITANIUM POWER INC | Retrofit | San Fernando | Los Angeles | 91342 | Host Customer is System Owner | 6 |  | 30004079 | GREENoneTEC Solarindustrie GmbH | Solpal Plus | Solpal Plus L-GT | Direct Integral Collector Storage (DI) | 25.66 |  | Solpal Plus L |  |  | Solar Storage with Tankless Auxiliary Water Heater | 51 | 1 | 1 | 75 | Z09 | [18 empty] | Los Angeles | FALSE | 37.18 |  | 2011-06-01: 2017-04-27; 2011-08-03: 2017-05-02; 2011-09-20: 2017-08-01 | 2627 | 4759 | Up-front Payment
SCG-008150 | Low Income Single Family Residential | Domestic Hot Water | Gas | Southern California Gas Company | Incentive:Canceled | 4723 | 36.9 |  | 1 | 128 |  | 128 |  | 2017-05-02 13:12 |  | TITANIUM POWER INC | Retrofit | San Fernando | Los Angeles | 91342 | Host Customer is System Owner | 9 |  | 30004079 | GREENoneTEC Solarindustrie GmbH | Solpal Plus | Solpal Plus L-GT | Direct Integral Collector Storage (DI) | 25.66 |  | Solpal Plus L |  |  | Solar Storage with Tankless Auxiliary Water Heater | 51 | 1 | 1 | 105 | Z09 | [18 empty] | Los Angeles | FALSE | 37.18 |  | 2011-06-01: 2017-04-27; 2011-06-21: 2017-07-11; 2011-08-03: 2017-05-02 | 2636 | 4759 | Up-front Payment
SCG-008151 | Commercial/Multifamily Residential | Domestic Hot Water | Gas | Southern California Gas Company | Incentive:Paid | 51565 | 20.19 |  | 1 | 2554 |  | 2554 |  | 2017-04-28 11:50 | 2017-05-02 | EVOLUTION ENERGY SOLUTIONS L L C | Retrofit | Los Angeles | Los Angeles | 90007 | Host Customer is System Owner | [7 empty] | 655.2 | 40.95 |  | Drainback |  | Solar Storage and Auxiliary Tanks are separate |  | 1 | 1 | 1440 | Z08 | 36 | Units | Apartments/Condos | TRB-40 | 16 | 1 | 1500 | 1 | 200 | 2 | 520000 | TRUE | 140 | 140 |  | SunEarth - SETR A503 TTR U + VFS 10-200 |  | SunEarth - SETR A503 TTR U + VFS 10-200 | Los Angeles | FALSE | 20.19 |  | 2017-04-27 |  | 2017-04-28 | 2017-05-02 | 2017-07-07 | 2017-07-14 | 2655 | 51565 | Up-front Payment
SCG-008152 | Multifamily Residential - Disadvantaged Community | Domestic Hot Water | Gas | Southern California Gas Company | Incentive:Paid | 58612 | 20.19 |  | 1 | 2925 |  | 2925 |  | 2017-04-28 11:56 | 2017-05-02 | EVOLUTION ENERGY SOLUTIONS L L C | Retrofit | Los Angeles | Los Angeles | 90007 | Host Customer is System Owner | [7 empty] | 778.05 | 40.95 |  | Drainback |  | Solar Storage and Auxiliary Tanks are separate |  | 1 | 1 | 1520 | Z08 | 38 | Units | Apartments/Condos | TRB-40 | 19 | 1 | 1500 | 1 | 200 | 2 | 540000 | TRUE | 140 | 140 |  | SunEarth - SETR A503 TTR U + VFS 10-200 |  | SunEarth - SETR A503 TTR U + VFS 10-200 | Los Angeles | FALSE | 20.04 |  | 2017-04-27 |  | 2017-04-28 | 2017-05-02 | 2018-01-19 | 2018-01-21 | 2446 | 58612 | Up-front Payment
SCG-008153 | Commercial/Multifamily Residential | Domestic Hot Water | Gas | Southern California Gas Company | Incentive:Paid | 39371 | 20.19 |  | 1 | 1950 |  | 1950 |  | 2017-04-28 12:06 | 2017-05-02 | EVOLUTION ENERGY SOLUTIONS L L C | Retrofit | Los Angeles | Los Angeles | 90007 | Host Customer is System Owner | [7 empty] | 532.35 | 40.95 |  | Drainback |  | Solar Storage and Auxiliary Tanks are separate |  | 1 | 1 | 1000 | Z08 | 25 | Units | Apartments/Condos | TRB-40 | 13 | 1 | 1000 | 1 | 100 | 1 | 250000 | TRUE | 140 | 140 |  | SunEarth - SETR A503 TTR U + VFS 10-200 |  | SunEarth - SETR A503 TTR U + VFS 10-200 | Los Angeles | FALSE | 20.19 |  | 2017-04-27 |  | 2017-04-28 | 2017-05-02 | 2017-08-31 | 2017-08-31 | 2606 | 39371 | Up-front Payment
SCG-008154 | Commercial/Multifamily Residential | Domestic Hot Water | Gas | Southern California Gas Company | Incentive:Paid | 30568 | 20.19 |  | 1 | 1514 |  | 1514 |  | 2017-04-28 12:11 | 2017-04-28 | EVOLUTION ENERGY SOLUTIONS L L C | Retrofit | Los Angeles | Los Angeles | 90006 | Host Customer is System Owner | [7 empty] | 450.45 | 40.95 |  | Drainback | Drainback (Water) | Solar Storage and Auxiliary Tanks are separate |  | 1 | 1 | 840 | Z09 | 21 | Units | Apartments/Condos | TRB-40 | 11 | 1 | 700 | 1 | 100 | 1 | 250000 | TRUE | 140 | 140 |  |  |  |  | Los Angeles | FALSE | 20.42 |  | 2017-04-27 |  | 2017-04-28 | 2017-04-28 | 2017-07-19 | 2017-07-20 | 2654 | 30911 | Up-front Payment
SCG-008156 | Single Family Residential | Domestic Hot Water | Gas | Southern California Gas Company | Incentive:Paid | 3522 | 29.85 |  | 1 | 118 |  | 118 |  | 2017-10-27 16:44 | 2018-03-09 | INTELLIGENT GREEN SOLUTIONS CA | Retrofit | Exeter | Tulare | 93221 | Host Customer is System Owner | 7 |  | 30004236 | SunMaxx Solar LLC | ThermoPower | VTS30-HP-G | Indirect Thermosyphon (IT) | 47.9 |  | ThermoPower-VTS-HP30 | Automatic Drainback |  | Solar Storage and Auxiliary Tanks are separate | 79 | 1 | 1 | 85 | Z13 | [18 empty] | County of Tulare | FALSE | 52.88 |  | 2017-04-27 | 2017-12-04 |  |  | 2017-10-27 | 2018-03-09 | 2418 | 6240 | Up-front Payment
PGE-008157 | Single Family Residential - Disadvantaged Community | Domestic Hot Water | Gas | Pacific Gas and Electric | Incentive:Paid | 3522 | 29.85 |  | 1 | 118 |  | 118 |  | 2018-01-05 09:09 | 2018-01-19 | INTELLIGENT GREEN SOLUTIONS CA | Retrofit | BAKERSFIELD | Kern | 93313 | Host Customer is System Owner | 5 |  | 30003717 | Jiangsu Sunrain Solar Energy Co. Ltd. | Sunrain | TZ58/1800-30C-G | Indirect Thermosyphon (IT) | 47.9 |  | TZ58/1800-30C | Automatic Drainback |  | Solar Storage and Auxiliary Tanks are separate | 79 | 1 | 1 | 65 | Z13 | [18 empty] | City of Bakersfield | FALSE | 52.88 |  | 2017-04-27 | 2018-01-08 |  |  | 2018-01-05 | 2018-01-19 | 2461 | 6240 | Up-front Payment
SCG-008158 | Commercial/Multifamily Residential | Domestic Hot Water | Gas | Southern California Gas Company | Incentive:Paid | 28084 | 20.19 |  | 1 | 1391 |  | 1391 |  | 2017-05-08 09:34 | 2017-05-19 | CALIFORNIA SOLAR INTEGRATORS INC | New Construction | Burbank | Los Angeles | 91505 | Host Customer is System Owner | [7 empty] | 327.6 | 40.95 |  | Glycol | Advanced Controller with a Vacation or Holiday Mode | Solar Storage and Auxiliary Tanks are separate |  | 1 | 1 | 1920 | Z09 | 48 | Units | Apartments/Condos | TRB-40 | 8 | 1 | 534 | 1 | 274 | 1 | 1000000 | TRUE | 120 | 140 |  |  |  |  | City of Burbank | FALSE | 38.08 |  | 2017-04-28 |  | 2017-05-08 | 2017-05-19 | 2018-11-27 | 2018-12-13 | 2129 | 52967 | Up-front Payment
SCG-008159 | Commercial/Multifamily Residential | Domestic Hot Water | Gas | Southern California Gas Company | Incentive:Paid | 49506 | 20.19 |  | 1 | 2452 |  | 2452 |  | 2017-05-08 09:34 | 2017-05-19 | CALIFORNIA SOLAR INTEGRATORS INC | New Construction | Burbank | Los Angeles | 91505 | Host Customer is System Owner | [7 empty] | 573.3 | 40.95 |  | Glycol | Advanced Controller with a Vacation or Holiday Mode | Solar Storage and Auxiliary Tanks are separate |  | 1 | 1 | 3762 | Z09 | 99 | Units | Apartments/Condos | TRB-40 | 14 | 1 | 806 | 1 | 379 | 1 | 1500000 | TRUE | 120 | 140 |  | SunEarth - SETRA503 TTR U + Series 200 |  | SunEarth - SETRA503 TTR U + Series 200 | City of Burbank | FALSE | 30.37 |  | 2017-04-28 |  | 2017-05-08 | 2017-05-19 | 2018-11-27 | 2018-12-14 | 2138 | 74475 | Up-front Payment
SCG-008160 | Commercial/Multifamily Residential | Domestic Hot Water | Gas | Southern California Gas Company | Incentive:Paid | 48981 | 20.19 |  | 1 | 2426 |  | 2426 |  | 2017-05-08 09:35 | 2017-05-19 | CALIFORNIA SOLAR INTEGRATORS INC | New Construction | Burbank | Los Angeles | 91505 | Host Customer is System Owner | [7 empty] | 573.3 | 40.95 |  | Glycol | Advanced Controller with a Vacation or Holiday Mode | Solar Storage and Auxiliary Tanks are separate |  | 1 | 1 | 3496 | Z09 | 92 | Units | Apartments/Condos | TRB-40 | 14 | 1 | 806 | 1 | 379 | 1 | 1500000 | TRUE | 120 | 140 |  | SunEarth - SETRA503 TTR U + Series 200 |  | SunEarth - SETRA503 TTR U + Series 200 | City of Burbank | FALSE | 30.7 |  | 2017-04-28 |  | 2017-05-08 | 2017-05-19 | 2018-11-27 | 2018-12-13 | 2129 | 74475 | Up-front Payment
PGE-008161 | Single Family Residential | Domestic Hot Water | Gas | Pacific Gas and Electric | Incentive:Paid | 3522 | 29.85 |  | 1 | 118 |  | 118 |  | 2017-10-25 13:51 | 2017-10-31 | INTELLIGENT GREEN SOLUTIONS CA | Retrofit | Bakersfield | Kern | 93313 | Host Customer is System Owner | 7 |  | 30004236 | SunMaxx Solar LLC | ThermoPower | VTS30-HP-G | Indirect Thermosyphon (IT) | 47.9 |  | TZ58/1800-30C | Automatic Drainback |  | Solar Storage and Auxiliary Tanks are separate | 79 | 1 | 1 | 85 | Z13 | [18 empty] | Bakersfield | FALSE | 52.88 |  | 2011-06-01: 2017-04-28; 2011-08-03: 2017-10-25; 2011-09-20: 2017-10-31 | 2535 | 6240 | Up-front Payment
SCG-008162 | Low Income Single Family Residential | Domestic Hot Water | Gas | Southern California Gas Company | Incentive:Paid | 4723 | 36.9 |  | 1 | 128 |  | 128 |  | 2017-05-10 11:15 | 2017-08-07 | TITANIUM POWER INC | Retrofit | San Fernando | Los Angeles | 91340 | Host Customer is System Owner | 7 |  | 30004079 | GREENoneTEC Solarindustrie GmbH | Solpal Plus | Solpal Plus L-GT | Direct Integral Collector Storage (DI) | 25.66 |  | Solpal Plus L |  |  | Solar Storage with Tankless Auxiliary Water Heater | 51 | 1 | 1 | 85 | Z09 | [18 empty] | Los Angeles | FALSE | 37.18 |  | 2011-06-01: 2017-04-28; 2011-08-03: 2017-05-10; 2011-09-20: 2017-08-07 | 2623 | 4759 | Up-front Payment
SCG-008163 | Low Income Single Family Residential | Domestic Hot Water | Gas | Southern California Gas Company | Incentive:Canceled | 4908 | 36.9 |  | 1 | 140 |  | 133 |  | 2017-05-10 11:13 |  | TITANIUM POWER INC | Retrofit | North Hollywood | Los Angeles | 91605 | Host Customer is System Owner | 4 |  | 2011141B | Heliodyne, Inc. | HELIOPAK | HPAK 016 1 410 G 80 ACD Z | Indirect Forced Circulation (IF) | 40.17 |  | 410 001 | Glycol | Advanced Controller with a Vacation or Holiday Mode | Solar Storage and Auxiliary Tanks are separate | 80 | 1 | 0.95 | 55 | Z09 | [18 empty] | Los Angeles | FALSE | 35.27 |  | 2011-06-01: 2017-04-28; 2011-06-21: 2017-07-12; 2011-08-03: 2017-05-10 | 2636 | 4938 | Up-front Payment
SCG-008164 | Low Income Single Family Residential | Domestic Hot Water | Gas | Southern California Gas Company | Incentive:Paid | 4487 | 36.9 |  | 1 | 128 |  | 122 |  | 2017-05-08 15:09 | 2017-11-07 | TITANIUM POWER INC | Retrofit | North Hollywood | Los Angeles | 91605 | Host Customer is System Owner | 5 |  | 30004079 | GREENoneTEC Solarindustrie GmbH | Solpal Plus | Solpal Plus L-GT | Direct Integral Collector Storage (DI) | 25.66 |  | Solpal Plus L |  |  | Solar Storage with Tankless Auxiliary Water Heater | 51 | 1 | 0.95 | 65 | Z09 | [18 empty] | Los Angeles | FALSE | 35.62 |  | 2011-06-01: 2017-04-28; 2011-08-03: 2017-05-08; 2011-09-20: 2017-11-07 | 2521 | 4559 | Up-front Payment
SCG-008165 | Low Income Single Family Residential | Domestic Hot Water | Gas | Southern California Gas Company | Incentive:Paid | 4559 | 36.9 |  | 1 | 128 |  | 128 |  | 2017-05-08 15:11 | 2017-08-31 | TITANIUM POWER INC | Retrofit | San Fernando | Los Angeles | 91342 | Host Customer is System Owner | 4 |  | 30004079 | GREENoneTEC Solarindustrie GmbH | Solpal Plus | Solpal Plus L-GT | Direct Integral Collector Storage (DI) | 25.66 |  | Solpal Plus L |  |  | Solar Storage with Tankless Auxiliary Water Heater | 51 | 1 | 1 | 55 | Z09 | [18 empty] | Los Angeles | FALSE | 35.62 |  | 2011-06-01: 2017-04-28; 2011-08-03: 2017-05-08; 2011-09-20: 2017-08-31 | 2601 | 4559 | Up-front Payment
SCG-008166 | Low Income Single Family Residential | Domestic Hot Water | Gas | Southern California Gas Company | Incentive:Canceled | 4487 | 36.9 |  | 1 | 128 |  | 122 |  | 2017-05-08 15:13 |  | TITANIUM POWER INC | Retrofit | San Fernando | Los Angeles | 91342 | Host Customer is System Owner | 5 |  | 30004079 | GREENoneTEC Solarindustrie GmbH | Solpal Plus | Solpal Plus L-GT | Direct Integral Collector Storage (DI) | 25.66 |  | Solpal Plus L |  |  | Solar Storage with Tankless Auxiliary Water Heater | 51 | 1 | 0.95 | 65 | Z09 | [18 empty] | Los Angeles | FALSE | 35.62 |  | 2011-06-01: 2017-04-28; 2011-06-21: 2017-07-11; 2011-08-03: 2017-05-08 | 2636 | 4559 | Up-front Payment
SCG-008167 | Low Income Single Family Residential | Domestic Hot Water | Gas | Southern California Gas Company | Incentive:Canceled | 4487 | 36.9 |  | 1 | 128 |  | 122 |  | 2017-05-08 15:14 |  | TITANIUM POWER INC | Retrofit | North Hollywood | Los Angeles | 91605 | Host Customer is System Owner | 5 |  | 30004079 | GREENoneTEC Solarindustrie GmbH | Solpal Plus | Solpal Plus L-GT | Direct Integral Collector Storage (DI) | 25.66 |  | Solpal Plus L |  |  | Solar Storage with Tankless Auxiliary Water Heater | 51 | 1 | 0.95 | 65 | Z09 | [18 empty] | Los Angeles | FALSE | 35.62 |  | 2011-06-01: 2017-04-28; 2011-06-21: 2017-07-11; 2011-08-03: 2017-05-08 | 2636 | 4559 | Up-front Payment
SCG-008169 | Low Income Single Family Residential | Domestic Hot Water | Gas | Southern California Gas Company | Incentive:Canceled | 4723 | 36.9 |  | 1 | 128 |  | 128 |  | 2017-05-10 11:22 |  | TITANIUM POWER INC | Retrofit | North Hollywood | Los Angeles | 91605 | Host Customer is System Owner | 6 |  | 30004079 | GREENoneTEC Solarindustrie GmbH | Solpal Plus | Solpal Plus L-GT | Direct Integral Collector Storage (DI) | 25.66 |  | Solpal Plus L |  |  | Solar Storage with Tankless Auxiliary Water Heater | 51 | 1 | 1 | 75 | Z09 | [18 empty] | Los Angeles | FALSE | 37.18 |  | 2011-06-01: 2017-05-01; 2011-06-21: 2017-07-12; 2011-08-03: 2017-05-10 | 2636 | 4759 | Up-front Payment
SCG-008170 | Low Income Single Family Residential | Domestic Hot Water | Gas | Southern California Gas Company | Incentive:Paid | 4487 | 36.9 |  | 1 | 128 |  | 122 |  | 2017-05-08 15:07 | 2017-08-07 | TITANIUM POWER INC | Retrofit | North Hollywood | Los Angeles | 91605 | Host Customer is System Owner | 6 |  | 30004079 | GREENoneTEC Solarindustrie GmbH | Solpal Plus | Solpal Plus L-GT | Direct Integral Collector Storage (DI) | 25.66 |  | Solpal Plus L |  |  | Solar Storage with Tankless Auxiliary Water Heater | 51 | 1 | 0.95 | 75 | Z09 | [18 empty] | Los Angeles | FALSE | 35.62 |  | 2011-06-01: 2017-05-01; 2011-08-03: 2017-05-08; 2011-09-20: 2017-08-07 | 2620 | 4559 | Up-front Payment
SCG-008171 | Low Income Single Family Residential | Domestic Hot Water | Gas | Southern California Gas Company | Incentive:Paid | 4487 | 36.9 |  | 1 | 128 |  | 122 |  | 2017-05-10 11:21 | 2017-08-21 | TITANIUM POWER INC | Retrofit | North Hollywood | Los Angeles | 91605 | Host Customer is System Owner | 5 |  | 30004079 | GREENoneTEC Solarindustrie GmbH | Solpal Plus | Solpal Plus L-GT | Direct Integral Collector Storage (DI) | 25.66 |  | Solpal Plus L |  |  | Solar Storage with Tankless Auxiliary Water Heater | 51 | 1 | 0.95 | 65 | Z09 | [18 empty] | Los Angeles | FALSE | 35.62 |  | 2011-06-01: 2017-05-01; 2011-08-03: 2017-05-10; 2011-09-20: 2017-08-21 | 2613 | 4559 | Up-front Payment
SCG-008172 | Low Income Single Family Residential | Domestic Hot Water | Gas | Southern California Gas Company | Incentive:Paid | 4487 | 36.9 |  | 1 | 128 |  | 122 |  | 2017-05-10 11:19 | 2017-08-07 | TITANIUM POWER INC | Retrofit | North Hollywood | Los Angeles | 91605 | Host Customer is System Owner | 5 |  | 30004079 | GREENoneTEC Solarindustrie GmbH | Solpal Plus | Solpal Plus L-GT | Direct Integral Collector Storage (DI) | 25.66 |  | Solpal Plus L |  |  | Solar Storage with Tankless Auxiliary Water Heater | 51 | 1 | 0.95 | 65 | Z09 | [18 empty] | Los Angeles | FALSE | 35.62 |  | 2011-06-01: 2017-05-01; 2011-08-03: 2017-05-10; 2011-09-20: 2017-08-07 | 2620 | 4559 | Up-front Payment
SCG-008173 | Low Income Single Family Residential | Domestic Hot Water | Gas | Southern California Gas Company | Incentive:Canceled | 4723 | 36.9 |  | 1 | 128 |  | 128 |  | 2017-05-10 11:10 |  | TITANIUM POWER INC | Retrofit | Pacoima | Los Angeles | 91331 | Host Customer is System Owner | 8 |  | 30004079 | GREENoneTEC Solarindustrie GmbH | Solpal Plus | Solpal Plus L-GT | Direct Integral Collector Storage (DI) | 25.66 |  | Solpal Plus L |  |  | Solar Storage with Tankless Auxiliary Water Heater | 51 | 1 | 1 | 95 | Z09 | [18 empty] | Los Angeles | FALSE | 37.18 |  | 2011-06-01: 2017-05-03; 2011-06-21: 2017-07-12; 2011-08-03: 2017-05-10 | 2636 | 4759 | Up-front Payment
SCG-008174 | Low Income Single Family Residential | Domestic Hot Water | Gas | Southern California Gas Company | Incentive:Paid | 4723 | 36.9 |  | 1 | 128 |  | 128 |  | 2017-05-10 11:16 | 2017-08-07 | TITANIUM POWER INC | Retrofit | Pacoima | Los Angeles | 91331 | Host Customer is System Owner | 6 |  | 30004079 | GREENoneTEC Solarindustrie GmbH | Solpal Plus | Solpal Plus L-GT | Direct Integral Collector Storage (DI) | 25.66 |  | Solpal Plus L |  |  | Solar Storage with Tankless Auxiliary Water Heater | 51 | 1 | 1 | 75 | Z09 | [18 empty] | Los Angeles | FALSE | 37.18 |  | 2011-06-01: 2017-05-03; 2011-08-03: 2017-05-10; 2011-09-20: 2017-08-07 | 2620 | 4759 | Up-front Payment
SCG-008175 | Low Income Single Family Residential | Domestic Hot Water | Gas | Southern California Gas Company | Incentive:Paid | 4723 | 36.9 |  | 1 | 128 |  | 128 |  | 2017-05-10 11:11 | 2017-08-07 | TITANIUM POWER INC | Retrofit | Pacoima | Los Angeles | 91331 | Host Customer is System Owner | 5 |  | 30004079 | GREENoneTEC Solarindustrie GmbH | Solpal Plus | Solpal Plus L-GT | Direct Integral Collector Storage (DI) | 25.66 |  | Solpal Plus L |  |  | Solar Storage with Tankless Auxiliary Water Heater | 51 | 1 | 1 | 65 | Z09 | [18 empty] | Los Angeles | FALSE | 37.18 |  | 2011-06-01: 2017-05-03; 2011-08-03: 2017-05-10; 2011-09-20: 2017-08-07 | 2620 | 4759 | Up-front Payment
SDG-008176 | Low Income Multifamily Residential | Domestic Hot Water | Gas | San Diego Gas and Electric | Reservation:Canceled | 12769 | 24.89 |  | 1 | 513 |  | 513 |  | 2017-06-05 09:57 |  | CALIFORNIA SOLAR INTEGRATORS INC | Retrofit | Escondido | San Diego | 92025 | Host Customer is System Owner | [7 empty] | 163.8 | 40.95 |  | Glycol | Steam Back | Solar Storage with Tankless Auxiliary Water Heater |  | 1 | 1 | 336 | Z10 | 8 | Units | Apartments/Condos | TRB-40 | 4 | 1 | 238 | 2 | 0 | 0 | 199000 | TRUE | 120 | 140 | [5 empty] | FALSE | 75.12 |  | 2011-06-01: 2017-05-05; 2011-06-21: 2017-06-14 | 2675 | 38538 | Up-front Payment
SCG-008177 | Low Income Single Family Residential | Domestic Hot Water | Gas | Southern California Gas Company | Incentive:Paid | 4723 | 36.9 |  | 1 | 128 |  | 128 |  | 2017-05-10 11:12 | 2017-08-07 | TITANIUM POWER INC | Retrofit | Pacoima | Los Angeles | 91331 | Owner/Tenant | 7 |  | 30004079 | GREENoneTEC Solarindustrie GmbH | Solpal Plus | Solpal Plus L-GT | Direct Integral Collector Storage (DI) | 25.66 |  | Solpal Plus L |  |  | Solar Storage with Tankless Auxiliary Water Heater | 51 | 1 | 1 | 85 | Z09 | [18 empty] | Los Angeles | FALSE | 37.18 |  | 2011-06-01: 2017-05-03; 2011-08-03: 2017-05-10; 2011-09-20: 2017-08-07 | 2620 | 4759 | Up-front Payment
SDG-008178 | Low Income Multifamily Residential | Domestic Hot Water | Gas | San Diego Gas and Electric | Reservation:Canceled | 12769 | 24.89 |  | 1 | 513 |  | 513 |  | 2017-06-05 09:58 |  | CALIFORNIA SOLAR INTEGRATORS INC | Retrofit | Escondido | San Diego | 92025 | Host Customer is System Owner | [7 empty] | 163.8 | 40.95 |  | Glycol | Steam Back | Solar Storage with Tankless Auxiliary Water Heater |  | 1 | 1 | 336 | Z10 | 8 | Units | Apartments/Condos | TRB-40 | 4 | 1 | 238 | 2 | 0 | 0 | 199000 | TRUE | 120 | 140 | [5 empty] | FALSE | 75.12 |  | 2011-06-01: 2017-05-05; 2011-06-21: 2017-06-14 | 2675 | 38538 | Up-front Payment
SDG-008179 | Low Income Multifamily Residential | Domestic Hot Water | Gas | San Diego Gas and Electric | Reservation:Canceled | 12769 | 24.89 |  | 1 | 513 |  | 513 |  | 2017-06-05 09:58 |  | CALIFORNIA SOLAR INTEGRATORS INC | Retrofit | Escondido | San Diego | 92025 | Host Customer is System Owner | [7 empty] | 163.8 | 40.95 |  | Glycol | Steam Back | Solar Storage with Tankless Auxiliary Water Heater |  | 1 | 1 | 336 | Z10 | 8 | Units | Apartments/Condos | TRB-40 | 4 | 1 | 238 | 2 | 0 | 0 | 199000 | TRUE | 120 | 140 | [5 empty] | FALSE | 75.12 |  | 2011-06-01: 2017-05-05; 2011-06-21: 2017-06-14 | 2675 | 38538 | Up-front Payment
SDG-008180 | Low Income Multifamily Residential | Domestic Hot Water | Gas | San Diego Gas and Electric | Reservation:Canceled | 12769 | 24.89 |  | 1 | 513 |  | 513 |  | 2017-06-05 09:58 |  | CALIFORNIA SOLAR INTEGRATORS INC | Retrofit | Escondido | San Diego | 92025 | Host Customer is System Owner | [7 empty] | 163.8 | 40.95 |  | Glycol | Steam Back | Solar Storage with Tankless Auxiliary Water Heater |  | 1 | 1 | 336 | Z10 | 8 | Units | Apartments/Condos | TRB-40 | 4 | 1 | 238 | 2 | 0 | 0 | 199000 | TRUE | 120 | 140 | [5 empty] | FALSE | 75.12 |  | 2011-06-01: 2017-05-05; 2011-06-21: 2017-06-14 | 2675 | 38538 | Up-front Payment
SDG-008181 | Low Income Multifamily Residential | Domestic Hot Water | Gas | San Diego Gas and Electric | Reservation:Canceled | 13839 | 24.89 |  | 1 | 556 |  | 556 |  | 2017-06-05 09:58 |  | CALIFORNIA SOLAR INTEGRATORS INC | Retrofit | Escondido | San Diego | 92025 | Host Customer is System Owner | [7 empty] | 163.8 | 40.95 |  | Glycol | Steam Back | Solar Storage with Tankless Auxiliary Water Heater |  | 1 | 1 | 504 | Z10 | 12 | Units | Apartments/Condos | TRB-40 | 4 | 1 | 238 | 2 | 0 | 0 | 199000 | TRUE | 120 | 140 | [5 empty] | FALSE | 69.31 |  | 2011-06-01: 2017-05-05; 2011-06-21: 2017-06-14 | 2675 | 38538 | Up-front Payment
SDG-008182 | Low Income Multifamily Residential | Domestic Hot Water | Gas | San Diego Gas and Electric | Reservation:Canceled | 13192 | 24.89 |  | 1 | 530 |  | 530 |  | 2017-06-05 09:59 |  | CALIFORNIA SOLAR INTEGRATORS INC | Retrofit | San Diego | San Diego | 92113 | Host Customer is System Owner | [7 empty] | 163.8 | 40.95 |  | Glycol | Steam Back | Solar Storage with Tankless Auxiliary Water Heater |  | 1 | 1 | 336 | Z07 | 8 | Units | Apartments/Condos | TRB-40 | 4 | 1 | 238 | 2 | 0 | 0 | 199000 | TRUE | 120 | 140 | [5 empty] | FALSE | 81.57 |  | 2011-06-01: 2017-05-05; 2011-06-21: 2017-06-15 | 2675 | 43234 | Up-front Payment
SDG-008183 | Low Income Multifamily Residential | Domestic Hot Water | Gas | San Diego Gas and Electric | Reservation:Canceled | 13192 | 24.89 |  | 1 | 530 |  | 530 |  | 2017-06-05 09:59 |  | CALIFORNIA SOLAR INTEGRATORS INC | Retrofit | San Diego | San Diego | 92113 | Host Customer is System Owner | [7 empty] | 163.8 | 40.95 |  | Glycol | Steam Back | Solar Storage with Tankless Auxiliary Water Heater |  | 1 | 1 | 336 | Z07 | 8 | Units | Apartments/Condos | TRB-40 | 4 | 1 | 238 | 2 | 0 | 0 | 199000 | TRUE | 120 | 140 | [5 empty] | FALSE | 81.57 |  | 2011-06-01: 2017-05-05; 2011-06-21: 2017-06-15 | 2675 | 43234 | Up-front Payment
SDG-008184 | Commercial/Multifamily Residential | Domestic Hot Water | Gas | San Diego Gas and Electric | Reservation:Canceled | 10701 | 20.19 |  | 1 | 530 |  | 530 |  | 2017-06-05 09:59 |  | CALIFORNIA SOLAR INTEGRATORS INC | Retrofit | San Diego | San Diego | 92113 | Host Customer is System Owner | [7 empty] | 163.8 | 40.95 |  | Glycol | Steam Back | Solar Storage with Tankless Auxiliary Water Heater |  | 1 | 1 | 336 | Z07 | 8 | Units | Apartments/Condos | TRB-40 | 4 | 1 | 238 | 2 | 0 | 0 | 199000 | TRUE | 120 | 140 | [5 empty] | FALSE | 81.57 |  | 2011-06-01: 2017-05-05; 2011-06-21: 2017-06-15 | 2675 | 43234 | Up-front Payment
SDG-008185 | Commercial/Multifamily Residential | Domestic Hot Water | Gas | San Diego Gas and Electric | Reservation:Canceled | 10701 | 20.19 |  | 1 | 530 |  | 530 |  | 2017-06-05 09:59 |  | CALIFORNIA SOLAR INTEGRATORS INC | Retrofit | San Diego | San Diego | 92113 | Host Customer is System Owner | [7 empty] | 163.8 | 40.95 |  | Glycol | Steam Back | Solar Storage with Tankless Auxiliary Water Heater |  | 1 | 1 | 336 | Z07 | 8 | Units | Apartments/Condos | TRB-40 | 4 | 1 | 238 | 2 | 0 | 0 | 199000 | TRUE | 120 | 140 | [5 empty] | FALSE | 81.57 |  | 2011-06-01: 2017-05-05; 2011-06-21: 2017-06-15 | 2675 | 43234 | Up-front Payment
SDG-008186 | Commercial/Multifamily Residential | Domestic Hot Water | Gas | San Diego Gas and Electric | Reservation:Canceled | 10701 | 20.19 |  | 1 | 530 |  | 530 |  | 2017-06-05 09:59 |  | CALIFORNIA SOLAR INTEGRATORS INC | Retrofit | San Diego | San Diego | 92113 | Host Customer is System Owner | [7 empty] | 163.8 | 40.95 |  | Glycol | Steam Back | Solar Storage with Tankless Auxiliary Water Heater |  | 1 | 1 | 336 | Z07 | 8 | Units | Apartments/Condos | TRB-40 | 4 | 1 | 238 | 2 | 0 | 0 | 199000 | TRUE | 120 | 140 | [5 empty] | FALSE | 81.57 |  | 2011-06-01: 2017-05-05; 2011-06-21: 2017-06-15 | 2675 | 43234 | Up-front Payment
PGE-008189 | Single Family Residential | Domestic Hot Water | Gas | Pacific Gas and Electric | Incentive:Paid | 3522 | 29.85 |  | 1 | 118 |  | 118 |  | 2017-11-06 15:10 | 2017-12-05 | INTELLIGENT GREEN SOLUTIONS CA | Retrofit | BAKERSFIELD | Kern | 93313 | Host Customer is System Owner | 5 |  | 30004236 | SunMaxx Solar LLC | ThermoPower | VTS30-HP-G | Indirect Thermosyphon (IT) |  |  |  | Automatic Drainback |  | Solar Storage and Auxiliary Tanks are separate | 79 | 1 | 1 | 65 | Z13 | [18 empty] | Bakersfield | FALSE | 52.88 |  | 2017-05-04 | 2017-11-14 |  |  | 2017-11-06 | 2017-12-05 | 2494 | 6240 | Up-front Payment
PGE-008191 | Single Family Residential | Domestic Hot Water | Gas | Pacific Gas and Electric | Incentive:Paid | 2642 | 29.85 |  | 1 | 118 |  | 88 |  | 2017-10-30 15:38 | 2017-11-29 | INTELLIGENT GREEN SOLUTIONS CA | Retrofit | Bakersfield | Kern | 93304 | Host Customer is System Owner | 6 |  | 30004236 | SunMaxx Solar LLC | ThermoPower | VTS30-HP-G | Indirect Thermosyphon (IT) | 47.9 |  | TZ58/1800-30C | Automatic Drainback |  | Solar Storage and Auxiliary Tanks are separate | 40 | 1 | 0.75 | 75 | Z13 | [18 empty] | Bakersfield | FALSE | 52.88 |  | 2017-05-04 | 2017-11-08 |  |  | 2017-10-30 | 2017-11-29 | 2466 | 6240 | Up-front Payment
PGE-008192 | Single Family Residential - Disadvantaged Community | Domestic Hot Water | Gas | Pacific Gas and Electric | Incentive:Paid | 2642 | 29.85 |  | 1 | 118 |  | 88 |  | 2018-01-10 07:25 | 2018-01-30 | INTELLIGENT GREEN SOLUTIONS CA | Retrofit | BAKERSFIELD | Kern | 93307 | Host Customer is System Owner | 6 |  | 30004236 | SunMaxx Solar LLC | ThermoPower | VTS30-HP-G | Indirect Thermosyphon (IT) | 47.9 |  | TZ58/1800-30C | Automatic Drainback |  | Solar Storage and Auxiliary Tanks are separate | 79 | 1 | 0.75 | 75 | Z13 | [18 empty] | Kern | FALSE | 52.88 |  | 2017-05-04 | 2018-01-10 |  |  | 2018-01-10 | 2018-01-30 | 2431 | 6240 | Up-front Payment
PGE-008193 | Single Family Residential | Domestic Hot Water | Gas | Pacific Gas and Electric | Incentive:Paid | 3522 | 29.85 |  | 1 | 118 |  | 118 |  | 2017-10-13 18:20 | 2017-11-22 | INTELLIGENT GREEN SOLUTIONS CA | Retrofit | BAKERSFIELD | Kern | 93307 | Host Customer is System Owner | 5 |  | 30004236 | SunMaxx Solar LLC | ThermoPower | VTS30-HP-G | Indirect Thermosyphon (IT) | 47.9 |  | TZ58/1800-30C | Automatic Drainback |  | Solar Storage and Auxiliary Tanks are separate | 79 | 1 | 1 | 65 | Z13 | [18 empty] | Bakersfield | FALSE | 52.88 |  | 2017-05-04 | 2017-10-18 |  |  | 2017-10-13 | 2017-11-22 | 2494 | 6240 | Up-front Payment
SCG-008194 | Single Family Residential | Domestic Hot Water | Gas | Southern California Gas Company | Incentive:Canceled | 3522 | 29.85 |  | 1 | 118 |  | 118 |  | 2017-10-12 08:34 |  | INTELLIGENT GREEN SOLUTIONS CA | Retrofit | Bakersfield | Kern | 93313 | Host Customer is System Owner | 5 |  | 30004236 | SunMaxx Solar LLC | ThermoPower | VTS30-HP-G | Indirect Thermosyphon (IT) | 47.9 |  | TZ58/1800-30C | Automatic Drainback |  | Solar Storage and Auxiliary Tanks are separate | 40 | 1 | 1 | 65 | Z13 | [18 empty] | Bakersfield | FALSE | 52.88 |  | 2011-06-01: 2017-05-04; 2011-06-21: 2017-11-07; 2011-08-03: 2017-10-12 | 2524 | 6240 | Up-front Payment
SCG-008195 | Commercial/Multifamily Residential | Domestic Hot Water | Gas | Southern California Gas Company | Incentive:Paid | 127762 | 20.19 |  | 1 | 6328 |  | 6328 |  | 2017-05-05 16:45 | 2017-05-17 | ELECTRO-THERMAL EQUIPMENT CORP | Retrofit | Van Nuys | Los Angeles | 91405 | Host Customer is System Owner | [7 empty] | 1719.9 | 40.95 |  | Drainback |  | Solar Storage and Auxiliary Tanks are separate |  | 1 | 1 | 3572 | Z09 | 94 | Units | Apartments/Condos | TRB-40 | 42 | 2 | 2500 | 1 | 200 | 2 | 1150000 | TRUE | 130 | 130 |  | SunEarth - SETR A503 TTR U + VFS 5-100 |  | SunEarth - SETR A503 TTR U + VFS 5-100 | Los Angeles | FALSE | 20.36 |  | 2017-05-05 |  | 2017-05-05 | 2017-05-17 | 2018-10-11 | 2018-10-29 | 2186 | 128836 | Up-front Payment
SCG-008196 | Single Family Residential | Domestic Hot Water | Gas | Southern California Gas Company | Incentive:Paid | 3522 | 29.85 |  | 1 | 118 |  | 118 |  | 2018-01-05 15:01 | 2018-08-13 | INTELLIGENT GREEN SOLUTIONS CA | Retrofit | Delano | Kern | 93215 | Host Customer is System Owner | 5 |  | 30004236 | SunMaxx Solar LLC | ThermoPower | VTS30-HP-G | Indirect Thermosyphon (IT) | 47.9 |  | TZ58/1800-30C | Automatic Drainback |  | Solar Storage and Auxiliary Tanks are separate | 79 | 1 | 1 | 65 | Z13 | [18 empty] | Delano | FALSE | 52.88 |  | 2011-06-01: 2017-05-05; 2011-08-03: 2018-01-05; 2011-09-20: 2018-08-13 | 2256 | 6240 | Up-front Payment
SCG-008197 | Single Family Residential | Domestic Hot Water | Gas | Southern California Gas Company | Incentive:Paid | 3522 | 29.85 |  | 1 | 118 |  | 118 |  | 2018-01-19 16:21 | 2018-06-08 | INTELLIGENT GREEN SOLUTIONS CA | Retrofit | Delano | Kern | 93215 | Host Customer is System Owner | 5 |  | 30004236 | SunMaxx Solar LLC | ThermoPower | VTS30-HP-G | Indirect Thermosyphon (IT) | 47.9 |  | TZ58/1800-30C | Automatic Drainback |  | Solar Storage and Auxiliary Tanks are separate | 79 | 1 | 1 | 65 | Z13 | [18 empty] | Delano | FALSE | 52.88 |  | 2011-06-01: 2017-05-05; 2011-08-03: 2018-01-19; 2011-09-20: 2018-06-08 | 2329 | 6240 | Up-front Payment
PGE-008198 | Single Family Residential | Domestic Hot Water | Gas | Pacific Gas and Electric | Incentive:Paid | 3522 | 29.85 |  | 1 | 118 |  | 118 |  | 2017-10-03 09:19 | 2017-11-08 | INTELLIGENT GREEN SOLUTIONS CA | Retrofit | BAKERSFIELD | Kern | 93306 | Host Customer is System Owner | 5 |  | 30004236 | SunMaxx Solar LLC | ThermoPower | VTS30-HP-G | Indirect Thermosyphon (IT) | 47.9 |  | TZ58/1800-30C | Automatic Drainback |  | Solar Storage and Auxiliary Tanks are separate | 79 | 1 | 1 | 65 | Z13 | [18 empty] | Bakersfield | FALSE | 52.88 |  | 2017-05-05 | 2017-10-10 |  |  | 2017-10-03 | 2017-11-08 | 2535 | 6240 | Up-front Payment
SCG-008201 | Single Family Residential | Domestic Hot Water | Gas | Southern California Gas Company | Incentive:Canceled | 3553 | 29.85 |  | 1 | 162 |  | 160 |  | 2017-06-15 10:44 |  | COMMUNITY ACTION PARTNERSHIP OF ORANGE COUNTY | Retrofit | Buena Park | Orange | 90621 | Host Customer is System Owner | 3 |  | 2010017C | Alternate Energy Technologies | EAGLESUN | DBS-G2-80-64 | Indirect Forced Circulation (IF) | 65.34 |  | MSC-32 | Automatic Drainback | Drainback (Water) | Solar Storage and Auxiliary Tanks are separate | 80 | 0.99 | 1 | 45 | Z08 | [18 empty] | Buena Park, Orange County, CA | FALSE | 51.7 |  | 2011-06-01: 2017-05-05; 2011-06-21: 2017-06-29; 2011-08-03: 2017-06-15 | 2676 | 8375.13 | Up-front Payment
SCG-008202 | Commercial/Multifamily Residential | Domestic Hot Water | Gas | Southern California Gas Company | Incentive:Paid | 118455 | 20.19 |  | 1 | 5867 |  | 5867 |  | 2017-05-10 15:23 | 2017-05-17 | EVOLUTION ENERGY SOLUTIONS L L C | Retrofit | Buena Park | Orange | 90621 | Host Customer is System Owner | [7 empty] | 1638 | 40.95 |  | Drainback | Advanced Controller with a Vacation or Holiday Mode | Solar Storage and Auxiliary Tanks are separate |  | 1 | 1 | 3116 | Z08 | 82 | Units | Apartments/Condos | TRB-40 | 40 | 1 | 2600 | 2 | 400 | 2 | 540000 | TRUE | 140 | 140 |  | SunEarth - SETR A503 TTR U + VFS 10-200 |  | SunEarth - SETR A503 TTR U + VFS 10-200 | Buena Park | FALSE | 20.19 |  | 2017-05-10 |  | 2017-05-10 | 2017-05-17 | 2018-09-20 | 2018-10-03 | 2209 | 118455 | Up-front Payment
PGE-008204 | Low Income Single Family Residential | Domestic Hot Water | Gas | Pacific Gas and Electric | Incentive:Paid | 5014 | 36.9 |  | 1 | 149 |  | 136 |  | 2017-05-18 08:35 | 2017-06-02 | MERCED COUNTY COMMUNITY ACTION BOARD | Retrofit | MADERA | Madera | 93638 | Host Customer is System Owner | 3 |  | 2010017C | Alternate Energy Technologies | EAGLESUN | DBS-G2-80-64 | Indirect Forced Circulation (IF) | 65.34 |  | MSC-32 | Automatic Drainback | Drainback (Water) | Solar Storage and Auxiliary Tanks are separate | 80 | 0.96 | 0.95 | 45 | Z13 | [18 empty] | CITY OF MADERA | FALSE | 55.2 |  | 2011-06-01: 2017-05-06; 2011-08-03: 2017-05-18; 2011-09-20: 2017-06-02 | 2686 | 8224.86 | Up-front Payment
PGE-008205 | Low Income Single Family Residential | Domestic Hot Water | Gas | Pacific Gas and Electric | Incentive:Paid | 4253 | 36.9 |  | 1 | 149 |  | 115 |  | 2017-05-18 08:42 | 2017-06-02 | MERCED COUNTY COMMUNITY ACTION BOARD | Retrofit | MADERA | Madera | 93638 | Host Customer is System Owner | 2 |  | 2010017C | Alternate Energy Technologies | EAGLESUN | DBS-G2-80-64 | Indirect Forced Circulation (IF) | 65.34 |  | MSC-32 | Automatic Drainback | Drainback (Water) | Solar Storage and Auxiliary Tanks are separate | 80 | 0.91 | 0.85 | 35 | Z13 | [18 empty] | COUNTY OF MADERA | FALSE | 55.14 |  | 2011-06-01: 2017-05-06; 2011-08-03: 2017-05-18; 2011-09-20: 2017-06-02 | 2686 | 8216.24 | Up-front Payment
PGE-008206 | Low Income Single Family Residential | Domestic Hot Water | Gas | Pacific Gas and Electric | Incentive:Paid | 4627 | 36.9 |  | 1 | 149 |  | 125 |  | 2017-05-18 09:20 | 2017-06-02 | MERCED COUNTY COMMUNITY ACTION BOARD | Retrofit | MADERA | Madera | 93638 | Host Customer is System Owner | 4 |  | 2010017C | Alternate Energy Technologies | EAGLESUN | DBS-G2-80-64 | Indirect Forced Circulation (IF) | 65.34 |  | MSC-32 | Automatic Drainback |  | Solar Storage and Auxiliary Tanks are separate | 80 | 0.99 | 0.85 | 55 | Z13 | [18 empty] | COUNTY OF MADERA | FALSE | 55.14 |  | 2011-06-01: 2017-05-06; 2011-08-03: 2017-05-18; 2011-09-20: 2017-06-02 | 2686 | 8216.24 | Up-front Payment
PGE-008207 | Low Income Single Family Residential | Domestic Hot Water | Gas | Pacific Gas and Electric | Incentive:Paid | 5223 | 36.9 |  | 1 | 149 |  | 142 |  | 2017-05-18 09:02 | 2017-06-02 | MERCED COUNTY COMMUNITY ACTION BOARD | Retrofit | MADERA | Madera | 93638 | Host Customer is System Owner | 6 |  | 2010017C | Alternate Energy Technologies | EAGLESUN | DBS-G2-80-64 | Indirect Forced Circulation (IF) | 65.34 |  | MSC-32 | Automatic Drainback |  | Solar Storage and Auxiliary Tanks are separate | 80 | 1 | 0.95 | 75 | Z13 | [18 empty] | CITY OF MADERA | FALSE | 53.36 |  | 2011-06-01: 2017-05-06; 2011-08-03: 2017-05-18; 2011-09-20: 2017-06-02 | 2686 | 7950 | Up-front Payment
PGE-008208 | Low Income Single Family Residential | Domestic Hot Water | Gas | Pacific Gas and Electric | Incentive:Paid | 5171 | 36.9 |  | 1 | 149 |  | 140 |  | 2017-05-18 09:16 | 2017-06-02 | MERCED COUNTY COMMUNITY ACTION BOARD | Retrofit | MADERA | Madera | 93637 | Host Customer is System Owner | 3 |  | 2010017C | Alternate Energy Technologies | EAGLESUN | DBS-G2-80-64 | Indirect Forced Circulation (IF) | 65.34 |  | MSC-32 | Automatic Drainback | Drainback (Water) | Solar Storage and Auxiliary Tanks are separate | 80 | 0.99 | 0.95 | 45 | Z13 | [18 empty] | CITY OF MADERA | FALSE | 54.89 |  | 2011-06-01: 2017-05-06; 2011-08-03: 2017-05-18; 2011-09-20: 2017-06-02 | 2686 | 8178 | Up-front Payment
PGE-008209 | Low Income Single Family Residential | Domestic Hot Water | Gas | Pacific Gas and Electric | Incentive:Paid | 3972 | 36.9 |  | 1 | 149 |  | 108 |  | 2017-06-12 16:23 | 2017-07-05 | MERCED COUNTY COMMUNITY ACTION BOARD | Retrofit | MADERA | Madera | 93637 | Owner/Tenant | 6 |  | 2010017C | Alternate Energy Technologies | EAGLESUN | DBS-G2-80-64 | Indirect Forced Circulation (IF) | 65.34 |  | MSC-32 | Automatic Drainback |  | Solar Storage and Auxiliary Tanks are separate | 80 | 0.85 | 0.85 | 75 | Z13 | [18 empty] | CITY OF MADERA | FALSE | 53.36 |  | 2011-06-01: 2017-05-06; 2011-08-03: 2017-06-12; 2011-09-20: 2017-07-05 | 2637 | 7950 | Up-front Payment
PGE-008210 | Low Income Single Family Residential | Domestic Hot Water | Gas | Pacific Gas and Electric | Incentive:Paid | 5113 | 36.9 |  | 1 | 149 |  | 139 |  | 2017-05-25 08:13 | 2017-06-15 | MERCED COUNTY COMMUNITY ACTION BOARD | Retrofit | MADERA | Madera | 93638 | Host Customer is System Owner | 4 |  | 2010017C | Alternate Energy Technologies | EAGLESUN | DBS-G2-80-64 | Indirect Forced Circulation (IF) | 65.34 |  | MSC-32 | Automatic Drainback |  | Solar Storage and Auxiliary Tanks are separate | 80 | 0.93 | 1 | 55 | Z13 | [18 empty] | CITY OF MADERA | FALSE | 53.36 |  | 2011-06-01: 2017-05-06; 2011-08-03: 2017-05-25; 2011-09-20: 2017-06-15 | 2686 | 7950 | Up-front Payment
SCG-008211 | Low Income Single Family Residential | Domestic Hot Water | Gas | Southern California Gas Company | Incentive:Paid | 4487 | 36.9 |  | 1 | 128 |  | 122 |  | 2017-05-17 11:58 | 2017-08-03 | TITANIUM POWER INC | Retrofit | North Hollywood | Los Angeles | 91605 | Host Customer is System Owner | 5 |  | 30004079 | GREENoneTEC Solarindustrie GmbH | Solpal Plus | Solpal Plus L-GT | Direct Integral Collector Storage (DI) | 25.66 |  | Solpal Plus L |  |  | Solar Storage with Tankless Auxiliary Water Heater | 51 | 1 | 0.95 | 65 | Z09 | [18 empty] | Los Angeles | FALSE | 35.62 |  | 2011-06-01: 2017-05-08; 2011-08-03: 2017-05-17; 2011-09-20: 2017-08-03 | 2627 | 4559 | Up-front Payment
SCG-008212 | Low Income Single Family Residential | Domestic Hot Water | Gas | Southern California Gas Company | Incentive:Paid | 4487 | 36.9 |  | 1 | 128 |  | 122 |  | 2017-07-12 08:40 | 2017-09-15 | TITANIUM POWER INC | Retrofit | San Fernando | Los Angeles | 91342 | Host Customer is System Owner | 5 |  | 30004079 | GREENoneTEC Solarindustrie GmbH | Solpal Plus | Solpal Plus L-GT | Direct Integral Collector Storage (DI) | 25.66 |  | Solpal Plus L |  |  | Solar Storage with Tankless Auxiliary Water Heater | 51 | 1 | 0.95 | 65 | Z09 | [18 empty] | Los Angeles | FALSE | 37.18 |  | 2011-06-01: 2017-05-08; 2011-08-03: 2017-07-12; 2011-09-20: 2017-09-15 | 2572 | 4759 | Up-front Payment
SCG-008213 | Low Income Single Family Residential | Domestic Hot Water | Gas | Southern California Gas Company | Incentive:Paid | 4723 | 36.9 |  | 1 | 128 |  | 128 |  | 2017-05-10 15:26 | 2017-10-17 | TITANIUM POWER INC | Retrofit | Arleta | Los Angeles | 91331 | Host Customer is System Owner | 6 |  | 30004079 | GREENoneTEC Solarindustrie GmbH | Solpal Plus | Solpal Plus L-GT | Direct Integral Collector Storage (DI) | 25.66 |  | Solpal Plus L |  |  | Solar Storage with Tankless Auxiliary Water Heater | 51 | 1 | 1 | 75 | Z09 | [18 empty] | Los Angeles | FALSE | 37.18 |  | 2011-06-01: 2017-05-09; 2011-08-03: 2017-05-10; 2011-09-20: 2017-10-17 | 2546 | 4759 | Up-front Payment
SCG-008214 | Low Income Single Family Residential | Domestic Hot Water | Gas | Southern California Gas Company | Incentive:Paid | 4723 | 36.9 |  | 1 | 128 |  | 128 |  | 2017-05-10 15:28 | 2017-08-07 | TITANIUM POWER INC | Retrofit | Pacoima | Los Angeles | 91331 | Host Customer is System Owner | 8 |  | 30004079 | GREENoneTEC Solarindustrie GmbH | Solpal Plus | Solpal Plus L-GT | Direct Integral Collector Storage (DI) | 25.66 |  | Solpal Plus L |  |  | Solar Storage with Tankless Auxiliary Water Heater | 51 | 1 | 1 | 95 | Z09 | [18 empty] | Los Angeles | FALSE | 37.18 |  | 2011-06-01: 2017-05-09; 2011-08-03: 2017-05-10; 2011-09-20: 2017-08-07 | 2620 | 4759 | Up-front Payment
SCG-008215 | Low Income Single Family Residential | Domestic Hot Water | Gas | Southern California Gas Company | Incentive:Paid | 4723 | 36.9 |  | 1 | 128 |  | 128 |  | 2017-05-10 15:52 | 2017-08-07 | TITANIUM POWER INC | Retrofit | Arleta | Los Angeles | 91331 | Host Customer is System Owner | 8 |  | 30004079 | GREENoneTEC Solarindustrie GmbH | Solpal Plus | Solpal Plus L-GT | Direct Integral Collector Storage (DI) | 25.66 |  | Solpal Plus L |  |  | Solar Storage with Tankless Auxiliary Water Heater | 51 | 1 | 1 | 95 | Z09 | [18 empty] | Los Angeles | FALSE | 37.18 |  | 2011-06-01: 2017-05-09; 2011-08-03: 2017-05-10; 2011-09-20: 2017-08-07 | 2620 | 4759 | Up-front Payment
SCG-008216 | Low Income Single Family Residential | Domestic Hot Water | Gas | Southern California Gas Company | Incentive:Paid | 4723 | 36.9 |  | 1 | 128 |  | 128 |  | 2017-05-10 15:53 | 2017-08-07 | TITANIUM POWER INC | Retrofit | Pacoima | Los Angeles | 91331 | Host Customer is System Owner | 5 |  | 30004079 | GREENoneTEC Solarindustrie GmbH | Solpal Plus | Solpal Plus L-GT | Direct Integral Collector Storage (DI) | 25.66 |  | Solpal Plus L |  |  | Solar Storage with Tankless Auxiliary Water Heater | 51 | 1 | 1 | 65 | Z09 | [18 empty] | Los Angeles | FALSE | 37.18 |  | 2011-06-01: 2017-05-09; 2011-08-03: 2017-05-10; 2011-09-20: 2017-08-07 | 2620 | 4759 | Up-front Payment
SCG-008217 | Low Income Single Family Residential | Domestic Hot Water | Gas | Southern California Gas Company | Incentive:Paid | 4723 | 36.9 |  | 1 | 128 |  | 128 |  | 2017-05-10 15:55 | 2017-08-07 | TITANIUM POWER INC | Retrofit | Pacoima | Los Angeles | 91331 | Host Customer is System Owner | 7 |  | 30004079 | GREENoneTEC Solarindustrie GmbH | Solpal Plus | Solpal Plus L-GT | Direct Integral Collector Storage (DI) | 25.66 |  | Solpal Plus L |  |  | Solar Storage with Tankless Auxiliary Water Heater | 51 | 1 | 1 | 85 | Z09 | [18 empty] | Los Angeles | FALSE | 37.18 |  | 2011-06-01: 2017-05-09; 2011-08-03: 2017-05-10; 2011-09-20: 2017-08-07 | 2620 | 4759 | Up-front Payment
SCG-008218 | Low Income Single Family Residential | Domestic Hot Water | Gas | Southern California Gas Company | Incentive:Paid | 4723 | 36.9 |  | 1 | 128 |  | 128 |  | 2017-05-10 15:56 | 2017-08-07 | TITANIUM POWER INC | Retrofit | Arleta | Los Angeles | 91331 | Host Customer is System Owner | 5 |  | 30004079 | GREENoneTEC Solarindustrie GmbH | Solpal Plus | Solpal Plus L-GT | Direct Integral Collector Storage (DI) | 25.66 |  | Solpal Plus L |  |  | Solar Storage with Tankless Auxiliary Water Heater | 51 | 1 | 1 | 65 | Z09 | [18 empty] | Los Angeles | FALSE | 37.18 |  | 2011-06-01: 2017-05-09; 2011-08-03: 2017-05-10; 2011-09-20: 2017-08-07 | 2620 | 4759 | Up-front Payment
PGE-008219 | Low Income Single Family Residential | Domestic Hot Water | Gas | Pacific Gas and Electric | Incentive:Paid | 2209 | 36.9 |  | 1 | 147 |  | 140 |  | 2017-05-10 11:48 | 2017-06-13 | CENTRAL VALLEY OPPORTUNITY CENTER INCORPORATED | Retrofit | CERES | Stanislaus | 95307 | Host Customer is System Owner | 3 |  | 2010017C | Alternate Energy Technologies | EAGLESUN | DBS-G2-80-64 | Indirect Forced Circulation (IF) | 65.34 |  | MSC-32 | Automatic Drainback | Drainback (Water) | Solar Storage and Auxiliary Tanks are separate | 80 | 1 | 0.95 | 45 | Z12 | [18 empty] | STANISLAUS | FALSE | 38.85 |  | 2011-06-01: 2017-05-09; 2011-08-03: 2017-05-10; 2011-09-20: 2017-06-13 | 2686 | 5711 | Up-front Payment
SCG-008221 | Low Income Single Family Residential | Domestic Hot Water | Gas | Southern California Gas Company | Incentive:Paid | 4723 | 36.9 |  | 1 | 128 |  | 128 |  | 2017-05-10 15:56 | 2017-08-07 | TITANIUM POWER INC | Retrofit | Pacoima | Los Angeles | 91331 | Host Customer is System Owner | 7 |  | 30004079 | GREENoneTEC Solarindustrie GmbH | Solpal Plus | Solpal Plus L-GT | Direct Integral Collector Storage (DI) | 25.66 |  | Solpal Plus L |  |  | Solar Storage with Tankless Auxiliary Water Heater | 51 | 1 | 1 | 85 | Z09 | [18 empty] | Los Angeles | FALSE | 37.18 |  | 2011-06-01: 2017-05-09; 2011-08-03: 2017-05-10; 2011-09-20: 2017-08-07 | 2623 | 4759 | Up-front Payment
SCG-008222 | Low Income Single Family Residential | Domestic Hot Water | Gas | Southern California Gas Company | Incentive:Canceled | 4723 | 36.9 |  | 1 | 128 |  | 128 |  | 2017-05-16 08:51 |  | TITANIUM POWER INC | Retrofit | Pacoima | Los Angeles | 91331 | Host Customer is System Owner | 5 |  | 30004079 | GREENoneTEC Solarindustrie GmbH | Solpal Plus | Solpal Plus L-GT | Direct Integral Collector Storage (DI) | 25.66 |  | Solpal Plus L |  |  | Solar Storage with Tankless Auxiliary Water Heater | 51 | 1 | 1 | 65 | Z09 | [18 empty] | Los Angeles | FALSE | 37.18 |  | 2011-06-01: 2017-05-09; 2011-06-21: 2017-07-13; 2011-08-03: 2017-05-16 | 2636 | 4759 | Up-front Payment
SCG-008223 | Low Income Single Family Residential | Domestic Hot Water | Gas | Southern California Gas Company | Incentive:Paid | 4723 | 36.9 |  | 1 | 128 |  | 128 |  | 2017-05-10 15:57 | 2017-08-07 | TITANIUM POWER INC | Retrofit | Pacoima | Los Angeles | 91331 | Host Customer is System Owner | 8 |  | 30004079 | GREENoneTEC Solarindustrie GmbH | Solpal Plus | Solpal Plus L-GT | Direct Integral Collector Storage (DI) | 25.66 |  | Solpal Plus L |  |  | Solar Storage with Tankless Auxiliary Water Heater | 51 | 1 | 1 | 95 | Z09 | [18 empty] | Los Angeles | FALSE | 37.18 |  | 2011-06-01: 2017-05-09; 2011-08-03: 2017-05-10; 2011-09-20: 2017-08-07 | 2620 | 4759 | Up-front Payment
SCG-008224 | Low Income Single Family Residential | Domestic Hot Water | Gas | Southern California Gas Company | Incentive:Paid | 4723 | 36.9 |  | 1 | 128 |  | 128 |  | 2017-05-10 15:58 | 2017-08-07 | TITANIUM POWER INC | Retrofit | Pacoima | Los Angeles | 91331 | Host Customer is System Owner | 4 |  | 30004079 | GREENoneTEC Solarindustrie GmbH | Solpal Plus | Solpal Plus L-GT | Direct Integral Collector Storage (DI) | 25.66 |  | Solpal Plus L |  |  | Solar Storage with Tankless Auxiliary Water Heater | 51 | 1 | 1 | 55 | Z09 | [18 empty] | Los Angeles | FALSE | 37.18 |  | 2011-06-01: 2017-05-09; 2011-08-03: 2017-05-10; 2011-09-20: 2017-08-07 | 2620 | 4759 | Up-front Payment
SCG-008225 | Low Income Single Family Residential | Domestic Hot Water | Gas | Southern California Gas Company | Incentive:Canceled | 4487 | 36.9 |  | 1 | 128 |  | 122 |  | 2017-07-12 08:35 |  | TITANIUM POWER INC | Retrofit | North Hollywood | Los Angeles | 91605 | Host Customer is System Owner | 5 |  | 30004079 | GREENoneTEC Solarindustrie GmbH | Solpal Plus | Solpal Plus L-GT | Direct Integral Collector Storage (DI) | 25.66 |  | Solpal Plus L |  |  | Solar Storage with Tankless Auxiliary Water Heater | 51 | 1 | 0.95 | 65 | Z09 | [18 empty] | Los Angeles | FALSE | 35.62 |  | 2011-06-01: 2017-05-09; 2011-06-21: 2017-09-08; 2011-08-03: 2017-07-12 | 2587 | 4559 | Up-front Payment
SCG-008226 | Multifamily Residential - Disadvantaged Community | Domestic Hot Water | Gas | Southern California Gas Company | Incentive:Paid | 66789 | 20.19 |  | 1 | 3308 |  | 3308 |  | 2017-05-18 07:12 | 2017-05-26 | ALL VALLEY SOLAR INC | Retrofit | Los Angeles | Los Angeles | 90016 | Host Customer is System Owner | [7 empty] | 819 | 40.95 |  | Drainback | Drainback (Water) | Solar Storage and Auxiliary Tanks are separate |  | 1 | 1 | 1800 | Z08 | 45 | Units | Apartments/Condos | TRB-40 | 20 | 3 | 1360 | 1 | 500 | 1 | 399000 | TRUE | 135 | 140 |  | SunEarth - SETR A503 TTR U + VFS 10-200 |  | SunEarth - SETR A503 TTR U + VFS 10-200 | LADBS | FALSE | 25.83 |  | 2017-05-15 |  | 2017-05-18 | 2017-05-26 | 2017-11-15 | 2017-11-29 | 2451 | 85460 | Up-front Payment
SCG-008228 | Low Income Single Family Residential | Domestic Hot Water | Gas | Southern California Gas Company | Incentive:Paid | 4487 | 36.9 |  | 1 | 128 |  | 122 |  | 2017-05-16 14:15 | 2017-08-03 | TITANIUM POWER INC | Retrofit | Sun Valley | Los Angeles | 91352 | Host Customer is System Owner | 6 |  | 30004079 | GREENoneTEC Solarindustrie GmbH | Solpal Plus | Solpal Plus L-GT | Direct Integral Collector Storage (DI) | 25.66 |  | Solpal Plus L |  |  | Solar Storage with Tankless Auxiliary Water Heater | 51 | 1 | 0.95 | 75 | Z09 | [18 empty] | Los Angeles | FALSE | 35.62 |  | 2011-06-01: 2017-05-10; 2011-08-03: 2017-05-16; 2011-09-20: 2017-08-03 | 2627 | 4559 | Up-front Payment
SCG-008230 | Low Income Single Family Residential | Domestic Hot Water | Gas | Southern California Gas Company | Incentive:Paid | 4487 | 36.9 |  | 1 | 128 |  | 122 |  | 2017-05-16 13:29 | 2017-10-31 | TITANIUM POWER INC | Retrofit | Sun Valley | Los Angeles | 91352 | Owner/Tenant | 6 |  | 30004079 | GREENoneTEC Solarindustrie GmbH | Solpal Plus | Solpal Plus L-GT | Direct Integral Collector Storage (DI) | 25.66 |  | Solpal Plus L |  |  | Solar Storage with Tankless Auxiliary Water Heater | 51 | 1 | 0.95 | 75 | Z09 | [18 empty] | Los Angeles | FALSE | 35.62 |  | 2011-06-01: 2017-05-10; 2011-08-03: 2017-05-16; 2011-09-20: 2017-10-31 | 2546 | 4559 | Up-front Payment
SCG-008232 | Commercial/Multifamily Residential | Domestic Hot Water | Gas | Southern California Gas Company | Incentive:Paid | 73068 | 20.19 |  | 1 | 3619 |  | 3619 |  | 2017-05-10 15:03 | 2017-05-23 | EVOLUTION ENERGY SOLUTIONS L L C | Retrofit | Los Angeles | Los Angeles | 90068 | Host Customer is System Owner | [7 empty] | 982.8 | 40.95 |  | Drainback | Drainback (Water) | Solar Storage and Auxiliary Tanks are separate |  | 1 | 1 | 2052 | Z09 | 54 | Units | Apartments/Condos | TRB-40 | 24 | 1 | 1700 | 1 | 200 | 1 | 750000 | TRUE | 140 | 140 |  | SunEarth - SETR A503 TTR U + VFS 10-200 |  | SunEarth - SETR A503 TTR U + VFS 10-200 | Los Angeles | FALSE | 20.19 |  | 2017-05-10 |  | 2017-05-10 | 2017-05-23 | 2017-10-04 | 2017-10-04 | 2574 | 73068 | Up-front Payment
SCG-008233 | Commercial/Multifamily Residential | Domestic Hot Water | Gas | Southern California Gas Company | Incentive:Paid | 49102 | 20.19 |  | 1 | 2432 |  | 2432 |  | 2017-05-11 14:11 | 2017-05-24 | EVOLUTION ENERGY SOLUTIONS L L C | Retrofit | Torrance | Los Angeles | 90503 | Host Customer is System Owner | [7 empty] | 655.2 | 40.95 |  | Drainback | Drainback (Water) | Solar Storage and Auxiliary Tanks are separate |  | 1 | 1 | 1600 | Z06 | 40 | Units | Apartments/Condos | TRB-40 | 16 | 1 | 800 | 1 | 325 | 1 | 334000 | TRUE | 140 | 140 |  | SunEarth - SETR A503 TTR U + VFS 10-200 |  | SunEarth - SETR A503 TTR U + VFS 10-200 | Torrance | FALSE | 20.19 |  | 2017-05-10 |  | 2017-05-11 | 2017-05-24 | 2018-03-16 | 2018-03-30 | 2330 | 49102 | Up-front Payment
SCG-008234 | Commercial/Multifamily Residential | Domestic Hot Water | Gas | Southern California Gas Company | Incentive:Paid | 37412 | 20.19 |  | 1 | 1853 |  | 1853 |  | 2017-05-31 12:23 | 2017-06-19 | EVOLUTION ENERGY SOLUTIONS L L C | Retrofit | Santa Monica | Los Angeles | 90401 | Host Customer is System Owner | [7 empty] | 573.3 | 40.95 |  | Drainback | Advanced Controller with a Vacation or Holiday Mode | Solar Storage and Auxiliary Tanks are separate |  | 1 | 1 | 920 | Z06 | 23 | Units | Apartments/Condos | TRB-40 | 14 | 1 | 800 | 1 | 476 | 4 | 199000 | TRUE | 140 | 140 |  | SunEarth - SETR A503 TTR U + VFS 10-200 |  | SunEarth - SETR A503 TTR U + VFS 10-200 | Santa Monica | FALSE | 20.19 |  | 2017-05-10 |  | 2017-05-31 | 2017-06-19 | 2018-09-11 | 2018-10-25 | 2185 | 37412 | Up-front Payment
SCG-008235 | Commercial/Multifamily Residential | Domestic Hot Water | Gas | Southern California Gas Company | Incentive:Paid | 34787 | 20.19 |  | 1 | 1723 |  | 1723 |  | 2017-05-11 07:33 | 2017-05-24 | EVOLUTION ENERGY SOLUTIONS L L C | Retrofit | Los Angeles | Los Angeles | 90068 | Host Customer is System Owner | [7 empty] | 531.7 | 40.9 |  | Drainback | Pressure Stagnation Protection (PSP) | Solar Storage and Auxiliary Tanks are separate |  | 1 | 1 | 920 | Z09 | 23 | Units | Apartments/Condos | IC-40 | 13 | 1 | 800 | 1 | 215 | 2 | 540000 | TRUE | 140 | 140 |  | Amatis Controls - AM-JOULE |  | Amatis Controls - AM-JOULE | Los Angeles | FALSE | 21.53 |  | 2017-05-10 |  | 2017-05-11 | 2017-05-24 | 2017-07-12 | 2017-07-17 | 2651 | 37089 | Up-front Payment
SCG-008238 | Low Income Single Family Residential | Domestic Hot Water | Gas | Southern California Gas Company | Incentive:Paid | 3120 | 36.9 |  | 1 | 89 |  | 85 |  | 2017-05-16 13:24 | 2017-07-12 | TITANIUM POWER INC | Retrofit | Arleta | Los Angeles | 91331 | Host Customer is System Owner | 4 |  | 30004078 | GREENoneTEC Solarindustrie GmbH | Solpal Plus | Solpal Plus L-G | Direct Integral Collector Storage (DI) | 25.66 |  | Solpal Plus L |  |  | Solar Storage and Auxiliary Tanks are separate | 51 | 1 | 0.95 | 55 | Z09 | [18 empty] | Los Angeles | FALSE | 51.22 |  | 2011-06-01: 2017-05-10; 2011-08-03: 2017-05-16; 2011-09-20: 2017-07-12 | 2658 | 4559 | Up-front Payment
SCG-008239 | Low Income Single Family Residential | Domestic Hot Water | Gas | Southern California Gas Company | Incentive:Paid | 4487 | 36.9 |  | 1 | 128 |  | 122 |  | 2017-05-16 08:59 | 2017-08-03 | TITANIUM POWER INC | Retrofit | Sun Valley | Los Angeles | 91352 | Host Customer is System Owner | 5 |  | 30004079 | GREENoneTEC Solarindustrie GmbH | Solpal Plus | Solpal Plus L-GT | Direct Integral Collector Storage (DI) | 25.66 |  | Solpal Plus L |  |  | Solar Storage with Tankless Auxiliary Water Heater | 51 | 1 | 0.95 | 65 | Z09 | [18 empty] | Los Angeles | FALSE | 35.62 |  | 2011-06-01: 2017-05-11; 2011-08-03: 2017-05-16; 2011-09-20: 2017-08-03 | 2627 | 4559 | Up-front Payment
SCG-008240 | Low Income Single Family Residential | Domestic Hot Water | Gas | Southern California Gas Company | Incentive:Paid | 4723 | 36.9 |  | 1 | 128 |  | 128 |  | 2017-05-15 15:31 | 2017-08-07 | TITANIUM POWER INC | Retrofit | San Fernando | Los Angeles | 91342 | Host Customer is System Owner | 4 |  | 30004079 | GREENoneTEC Solarindustrie GmbH | Solpal Plus | Solpal Plus L-GT | Direct Integral Collector Storage (DI) | 25.66 |  | Solpal Plus L |  |  | Solar Storage with Tankless Auxiliary Water Heater | 51 | 1 | 1 | 55 | Z09 | [18 empty] | Los Angeles | FALSE | 37.18 |  | 2011-06-01: 2017-05-11; 2011-08-03: 2017-05-15; 2011-09-20: 2017-08-07 | 2620 | 4759 | Up-front Payment
SCG-008241 | Low Income Single Family Residential | Domestic Hot Water | Gas | Southern California Gas Company | Incentive:Canceled | 4487 | 36.9 |  | 1 | 128 |  | 122 |  | 2017-05-15 15:31 |  | TITANIUM POWER INC | Retrofit | Sun Valley | Los Angeles | 91352 | Host Customer is System Owner | 6 |  | 30004079 | GREENoneTEC Solarindustrie GmbH | Solpal Plus | Solpal Plus L-GT | Direct Integral Collector Storage (DI) | 25.66 |  | Solpal Plus L |  |  | Solar Storage with Tankless Auxiliary Water Heater | 51 | 1 | 0.95 | 75 | Z09 | [18 empty] | Los Angeles | FALSE | 35.62 |  | 2011-06-01: 2017-05-11; 2011-06-21: 2017-07-13; 2011-08-03: 2017-05-15 | 2636 | 4559 | Up-front Payment
SCG-008242 | Low Income Single Family Residential | Domestic Hot Water | Gas | Southern California Gas Company | Incentive:Canceled | 4723 | 36.9 |  | 1 | 128 |  | 128 |  | 2017-05-15 15:25 |  | TITANIUM POWER INC | Retrofit | Arleta | Los Angeles | 91331 | Owner/Tenant | 6 |  | 30004079 | GREENoneTEC Solarindustrie GmbH | Solpal Plus | Solpal Plus L-GT | Direct Integral Collector Storage (DI) | 25.66 |  | Solpal Plus L |  |  | Solar Storage with Tankless Auxiliary Water Heater | 51 | 1 | 1 | 75 | Z09 | [18 empty] | Los Angeles | FALSE | 37.18 |  | 2011-06-01: 2017-05-11; 2011-06-21: 2017-07-12; 2011-08-03: 2017-05-15 | 2636 | 4759 | Up-front Payment
SCG-008243 | Low Income Single Family Residential | Domestic Hot Water | Gas | Southern California Gas Company | Incentive:Paid | 4487 | 36.9 |  | 1 | 128 |  | 122 |  | 2017-05-15 15:32 | 2017-08-07 | TITANIUM POWER INC | Retrofit | North Hollywood | Los Angeles | 91605 | Host Customer is System Owner | 4 |  | 30004079 | GREENoneTEC Solarindustrie GmbH | Solpal Plus | Solpal Plus L-GT | Direct Integral Collector Storage (DI) | 25.66 |  | Solpal Plus L |  |  | Solar Storage with Tankless Auxiliary Water Heater | 51 | 1 | 0.95 | 55 | Z09 | [18 empty] | Los Angeles | FALSE | 35.62 |  | 2011-06-01: 2017-05-11; 2011-08-03: 2017-05-15; 2011-09-20: 2017-08-07 | 2623 | 4559 | Up-front Payment
SCG-008245 | Industrial | Process Heating | Gas | Southern California Gas Company | Incentive:Canceled | 789490 | $None |  |  | 0 |  | 0 |  | 2017-05-26 08:05 | 2017-05-26 | ZHICHEN WANG | Retrofit | COLTON | San Bernardino | 92324 | Owner/Tenant | [7 empty] | 11399.22 | 52.29 |  | Drainback |  | Solar and Auxiliary Storage are the same Tank |  | 1 | 1 | 26004 | Z09 | 20000 | Pounds of Laundry | Coin-op Laundries | 10001893 | 218 | 4 | 21120 | 2 | 4884 | 4 | 11226000 | TRUE | 150 | 150 | [5 empty] | FALSE | 0 |  | 2011-06-01: 2017-05-11; 2011-06-23: 2017-05-26; 2011-07-01: 2017-05-26 | 2710 | 789490 | Performance-Based Incentive
SCG-008246 | Low Income Single Family Residential | Domestic Hot Water | Gas | Southern California Gas Company | Incentive:Paid | 4723 | 36.9 |  | 1 | 128 |  | 128 |  | 2017-05-15 15:33 | 2017-08-07 | TITANIUM POWER INC | Retrofit | San Fernando | Los Angeles | 91342 | Host Customer is System Owner | 6 |  | 30004079 | GREENoneTEC Solarindustrie GmbH | Solpal Plus | Solpal Plus L-GT | Direct Integral Collector Storage (DI) | 25.66 |  | Solpal Plus L |  |  | Solar Storage with Tankless Auxiliary Water Heater | 51 | 1 | 1 | 75 | Z09 | [18 empty] | Los Angeles | FALSE | 37.18 |  | 2011-06-01: 2017-05-11; 2011-08-03: 2017-05-15; 2011-09-20: 2017-08-07 | 2623 | 4759 | Up-front Payment
SCG-008247 | Low Income Single Family Residential | Domestic Hot Water | Gas | Southern California Gas Company | Incentive:Paid | 4723 | 36.9 |  | 1 | 128 |  | 128 |  | 2017-05-15 15:34 | 2017-08-03 | TITANIUM POWER INC | Retrofit | Pacoima | Los Angeles | 91331 | Host Customer is System Owner | 5 |  | 30004079 | GREENoneTEC Solarindustrie GmbH | Solpal Plus | Solpal Plus L-GT | Direct Integral Collector Storage (DI) | 25.66 |  | Solpal Plus L |  |  | Solar Storage with Tankless Auxiliary Water Heater | 51 | 1 | 1 | 65 | Z09 | [18 empty] | Los Angeles | FALSE | 37.18 |  | 2011-06-01: 2017-05-11; 2011-08-03: 2017-05-15; 2011-09-20: 2017-08-03 | 2627 | 4759 | Up-front Payment
SCG-008248 | Low Income Single Family Residential | Domestic Hot Water | Gas | Southern California Gas Company | Incentive:Paid | 4908 | 36.9 |  | 1 | 140 |  | 133 |  | 2017-05-15 15:30 | 2017-06-22 | TITANIUM POWER INC | Retrofit | Pacoima | Los Angeles | 91331 | Host Customer is System Owner | 8 |  | 2011141B | Heliodyne, Inc. | HELIOPAK | HPAK 016 1 410 G 80 ACD Z | Indirect Forced Circulation (IF) | 40.17 |  | 410 001 | Glycol | Advanced Controller with a Vacation or Holiday Mode | Solar Storage and Auxiliary Tanks are separate | 80 | 1 | 0.95 | 95 | Z09 | [18 empty] | Los Angeles | FALSE | 35.49 |  | 2011-06-01: 2017-05-12; 2011-08-03: 2017-05-15; 2011-09-20: 2017-06-22 | 2678 | 4968 | Up-front Payment
SCG-008249 | Low Income Single Family Residential | Domestic Hot Water | Gas | Southern California Gas Company | Incentive:Paid | 4723 | 36.9 |  | 1 | 128 |  | 128 |  | 2017-05-15 15:28 | 2017-08-07 | TITANIUM POWER INC | Retrofit | Pacoima | Los Angeles | 91331 | Host Customer is System Owner | 7 |  | 30004079 | GREENoneTEC Solarindustrie GmbH | Solpal Plus | Solpal Plus L-GT | Direct Integral Collector Storage (DI) | 25.66 |  | Solpal Plus L |  |  | Solar Storage with Tankless Auxiliary Water Heater | 51 | 1 | 1 | 85 | Z09 | [18 empty] | Los Angeles | FALSE | 37.18 |  | 2011-06-01: 2017-05-12; 2011-08-03: 2017-05-15; 2011-09-20: 2017-08-07 | 2623 | 4759 | Up-front Payment
SCG-008250 | Low Income Single Family Residential | Domestic Hot Water | Gas | Southern California Gas Company | Incentive:Paid | 4723 | 36.9 |  | 1 | 128 |  | 128 |  | 2017-05-15 15:28 | 2017-08-07 | TITANIUM POWER INC | Retrofit | Pacoima | Los Angeles | 91331 | Host Customer is System Owner | 6 |  | 30004079 | GREENoneTEC Solarindustrie GmbH | Solpal Plus | Solpal Plus L-GT | Direct Integral Collector Storage (DI) | 25.66 |  | Solpal Plus L |  |  | Solar Storage with Tankless Auxiliary Water Heater | 51 | 1 | 1 | 75 | Z09 | [18 empty] | Los Angeles | FALSE | 37.18 |  | 2011-06-01: 2017-05-12; 2011-08-03: 2017-05-15; 2011-09-20: 2017-08-07 | 2623 | 4759 | Up-front Payment
SCG-008251 | Low Income Single Family Residential | Domestic Hot Water | Gas | Southern California Gas Company | Incentive:Paid | 4723 | 36.9 |  | 1 | 128 |  | 128 |  | 2017-05-15 15:26 | 2017-08-07 | TITANIUM POWER INC | Retrofit | Pacoima | Los Angeles | 91331 | Host Customer is System Owner | 8 |  | 30004079 | GREENoneTEC Solarindustrie GmbH | Solpal Plus | Solpal Plus L-GT | Direct Integral Collector Storage (DI) | 25.66 |  | Solpal Plus L |  |  | Solar Storage with Tankless Auxiliary Water Heater | 51 | 1 | 1 | 95 | Z09 | [18 empty] | Los Angeles | FALSE | 37.18 |  | 2011-06-01: 2017-05-12; 2011-08-03: 2017-05-15; 2011-09-20: 2017-08-07 | 2623 | 4759 | Up-front Payment
PGE-008252 | Low Income Single Family Residential | Domestic Hot Water | Gas | Pacific Gas and Electric | Incentive:Paid | 5132 | 36.9 |  | 1 | 147 |  | 146 |  | 2017-06-06 09:28 | 2017-06-30 | COMMUNITY RESOURCE PROJECT INC | Retrofit | MANTECA | San Joaquin | 95336 | Host Customer is System Owner | 1 |  | 2010017C | Alternate Energy Technologies | EAGLESUN | DBS-G2-80-64 | Indirect Forced Circulation (IF) | 65.34 |  | MSC-32 | Automatic Drainback | Drainback (Water) | Solar Storage and Auxiliary Tanks are separate | 80 | 0.99 | 1 | 20 | Z12 | [18 empty] | CITY OF MANTECA | FALSE | 58.73 |  | 2011-06-01: 2017-05-12; 2011-08-03: 2017-06-06; 2011-09-20: 2017-06-30 | 2655 | 8633.5 | Up-front Payment
PGE-008253 | Commercial Pools | Pool Heating | Gas | Pacific Gas and Electric | Incentive:Paid | 9480 | 5 |  | 1 | 1920 |  | 1920 |  | 2017-09-18 08:27 | 2017-10-09 | E C O SOLAR | Retrofit | Alameda | Alameda | 94501 | Host Customer is System Owner | [7 empty] | 810.16 | 42.64 |  | Drainback |  |  |  | 1 | 1 |  | Z03 |  |  |  | 10001781 | 19 | 2 | [5 empty] | FALSE |  |  |  | 1 - Monitor - Badger 3050-11 w/analog output RS485 |  | 1 - Monitor - Badger 3050-11 w/analog output RS485 | Alameda County | FALSE | 9.88 |  | 2017-05-14 | 2017-09-20 | 2017-09-18 | 2017-10-09 | 2018-06-21 | 2018-09-24 | 2207 | 18960 | Up-front Payment
PGE-008254 | Single Family Residential | Domestic Hot Water | Gas | Pacific Gas and Electric | Incentive:Paid | 3346 | 29.85 |  | 1 | 118 |  | 112 |  | 2017-10-25 12:01 | 2018-02-27 | INTELLIGENT GREEN SOLUTIONS CA | Retrofit | BAKERSFIELD | Kern | 93306 | Host Customer is System Owner | 6 |  | 30004236 | SunMaxx Solar LLC | ThermoPower | VTS30-HP-G | Indirect Thermosyphon (IT) | 47.9 |  | TZ58/1800-30C | Automatic Drainback |  | Solar Storage and Auxiliary Tanks are separate | 40 | 1 | 0.95 | 75 | Z13 | [18 empty] | Bakersfield | FALSE | 52.88 |  | 2017-05-15 | 2017-11-08 |  |  | 2017-10-25 | 2018-02-27 | 2411 | 6240 | Up-front Payment
PGE-008255 | Single Family Residential | Domestic Hot Water | Gas | Pacific Gas and Electric | Incentive:Paid | 2994 | 29.85 |  | 1 | 118 |  | 100 |  | 2017-11-06 15:20 | 2017-12-12 | INTELLIGENT GREEN SOLUTIONS CA | Retrofit | BAKERSFIELD | Kern | 93304 | Host Customer is System Owner | 4 |  | 30004236 | SunMaxx Solar LLC | ThermoPower | VTS30-HP-G | Indirect Thermosyphon (IT) | 47.9 |  | TZ58/1800-30C | Automatic Drainback |  | Solar Storage and Auxiliary Tanks are separate | 79 | 1 | 0.85 | 55 | Z13 | [18 empty] | Bakersfield | FALSE | 52.88 |  | 2017-05-15 | 2017-11-14 |  |  | 2017-11-06 | 2017-12-12 | 2494 | 6240 | Up-front Payment
SCG-008256 | Low Income Multifamily Residential | Domestic Hot Water | Gas | Southern California Gas Company | Incentive:Paid | 9968 | 24.89 |  | 1 | 445 |  | 400 |  | 2017-05-18 12:58 | 2017-05-26 | REGREEN INC | Retrofit | Los Angeles | Los Angeles | 90018 | Host Customer is System Owner | [7 empty] | 120.51 | 40.17 |  | Glycol | Advanced Controller with a Vacation or Holiday Mode | Solar Storage and Auxiliary Tanks are separate |  | 0.9 | 1 | 336 | Z09 | 8 | Units | Apartments/Condos | 2010115A | 3 | 1 | 130 | 1 | 100 | 1 | 199000 | TRUE | 120 | 120 |  |  |  |  | City of Los Angeles | FALSE | 103.69 |  | 2017-05-15 |  | 2017-05-18 | 2017-05-26 | 2020-04-09 | 2020-07-23 | 1550 | 46144 | Up-front Payment
SCG-008257 | Low Income Multifamily Residential | Domestic Hot Water | Gas | Southern California Gas Company | Incentive:Paid | 46144 | 24.89 |  | 1 | 2984 |  | 2686 |  | 2017-05-18 12:59 | 2017-05-26 | REGREEN INC | Retrofit | Los Angeles | Los Angeles | 90018 | Host Customer is System Owner | [7 empty] | 803.4 | 40.17 |  | Glycol | Advanced Controller with a Vacation or Holiday Mode | Solar Storage and Auxiliary Tanks are separate |  | 0.9 | 1 | 1920 | Z09 | 48 | Units | Apartments/Condos | 2010115A | 20 | 1 | 1200 | 1 | 300 | 2 | 199000 | TRUE | 120 | 120 |  | Heliodyne - Delta-T Pro Lite WiFi |  | Heliodyne - Delta-T Pro Lite WiFi | City of Los Angeles | FALSE | 15.46 |  | 2017-05-15 |  | 2017-05-18 | 2017-05-26 | 2020-04-09 | 2020-07-23 | 1550 | 46144 | Up-front Payment
SCG-008258 | Low Income Multifamily Residential | Domestic Hot Water | Gas | Southern California Gas Company | Incentive:Paid | 9968 | 24.89 |  | 1 | 445 |  | 400 |  | 2017-05-18 13:00 | 2017-05-26 | REGREEN INC | Retrofit | Los Angeles | Los Angeles | 90018 | Host Customer is System Owner | [7 empty] | 120.51 | 40.17 |  | Glycol | Advanced Controller with a Vacation or Holiday Mode | Solar Storage and Auxiliary Tanks are separate |  | 0.9 | 1 | 336 | Z09 | 8 | Units | Apartments/Condos | 2010115A | 3 | 1 | 130 | 1 | 100 | 1 | 199000 | TRUE | 120 | 120 |  | Heliodyne - Delta-T Pro Lite WiFi |  | Heliodyne - Delta-T Pro Lite WiFi | City of Los Angeles | FALSE | 103.69 |  | 2017-05-15 |  | 2017-05-18 | 2017-05-26 | 2020-04-09 | 2020-07-23 | 1550 | 46144 | Up-front Payment
SCG-008259 | Low Income Multifamily Residential | Domestic Hot Water | Gas | Southern California Gas Company | Incentive:Paid | 14090 | 24.89 |  | 1 | 629 |  | 566 |  | 2017-05-18 13:02 | 2017-05-26 | REGREEN INC | Retrofit | Los Angeles | Los Angeles | 90018 | Host Customer is System Owner | [7 empty] | 281.19 | 40.17 |  | Glycol | Advanced Controller with a Vacation or Holiday Mode | Solar Storage and Auxiliary Tanks are separate |  | 0.9 | 1 | 336 | Z09 | 16 | Units | Apartments/Condos | 2010115A | 7 | 1 | 360 | 1 | 100 | 1 | 199000 | TRUE | 120 | 120 |  |  |  |  | City of Los Angeles | FALSE | 73.36 |  | 2017-05-15 |  | 2017-05-18 | 2017-05-26 | 2020-04-09 | 2020-07-23 | 1550 | 46144 | Up-front Payment
SCG-008260 | Low Income Multifamily Residential | Domestic Hot Water | Gas | Southern California Gas Company | Incentive:Paid | 21550 | 24.89 |  | 1 | 962 |  | 866 |  | 2017-05-18 13:04 | 2017-05-26 | REGREEN INC | Retrofit | Los Angeles | Los Angeles | 90018 | Host Customer is System Owner | [7 empty] | 281.19 | 40.17 |  | Glycol | Advanced Controller with a Vacation or Holiday Mode | Solar Storage and Auxiliary Tanks are separate |  | 0.9 | 1 | 672 | Z09 | 16 | Units | Apartments/Condos | 2010115A | 7 | 1 | 290 | 1 | 100 | 1 | 199000 | TRUE | 120 | 120 |  |  |  |  | City of Los Angeles | FALSE | 47.97 |  | 2017-05-15 |  | 2017-05-18 | 2017-05-26 | 2020-04-09 | 2020-07-23 | 1550 | 46144 | Up-front Payment
SCG-008261 | Low Income Multifamily Residential | Domestic Hot Water | Gas | Southern California Gas Company | Incentive:Paid | 21550 | 24.89 |  | 1 | 962 |  | 866 |  | 2017-05-18 13:05 | 2017-05-26 | REGREEN INC | Retrofit | Los Angeles | Los Angeles | 90018 | Host Customer is System Owner | [7 empty] | 281.19 | 40.17 |  | Glycol | Advanced Controller with a Vacation or Holiday Mode | Solar Storage and Auxiliary Tanks are separate |  | 0.9 | 1 | 672 | Z09 | 16 | Units | Apartments/Condos | 2010115A | 7 | 1 | 290 | 1 | 100 | 1 | 199000 | TRUE | 120 | 120 |  |  |  |  | City of Los Angeles | FALSE | 47.97 |  | 2017-05-15 |  | 2017-05-18 | 2017-05-26 | 2020-04-09 | 2020-07-23 | 1550 | 46144 | Up-front Payment
SCG-008262 | Low Income Multifamily Residential | Domestic Hot Water | Gas | Southern California Gas Company | Incentive:Paid | 21550 | 24.89 |  | 1 | 962 |  | 866 |  | 2017-05-18 13:06 | 2017-05-26 | REGREEN INC | Retrofit | Los Angeles | Los Angeles | 90018 | Host Customer is System Owner | [7 empty] | 281.19 | 40.17 |  | Glycol | Advanced Controller with a Vacation or Holiday Mode | Solar Storage and Auxiliary Tanks are separate |  | 0.9 | 1 | 672 | Z09 | 16 | Units | Apartments/Condos | 2010115A | 7 | 1 | 290 | 1 | 100 | 1 | 199000 | TRUE | 120 | 120 |  |  |  |  | City of Los Angeles | FALSE | 47.97 |  | 2017-05-15 |  | 2017-05-18 | 2017-05-26 | 2020-04-09 | 2020-07-23 | 1550 | 46144 | Up-front Payment
SCG-008263 | Low Income Multifamily Residential | Domestic Hot Water | Gas | Southern California Gas Company | Incentive:Paid | 9968 | 24.89 |  | 1 | 445 |  | 400 |  | 2017-05-18 13:06 | 2017-05-26 | REGREEN INC | Retrofit | Los Angeles | Los Angeles | 90018 | Host Customer is System Owner | [7 empty] | 120.51 | 40.17 |  | Glycol | Advanced Controller with a Vacation or Holiday Mode | Solar Storage and Auxiliary Tanks are separate |  | 0.9 | 1 | 336 | Z09 | 8 | Units | Apartments/Condos | 2010115A | 3 | 1 | 130 | 1 | 100 | 1 | 199000 | TRUE | 120 | 120 |  |  |  |  | City of Los Angeles | FALSE | 103.69 |  | 2017-05-15 |  | 2017-05-18 | 2017-05-26 | 2020-04-09 | 2020-07-23 | 1550 | 46144 | Up-front Payment
SCG-008264 | Low Income Multifamily Residential | Domestic Hot Water | Gas | Southern California Gas Company | Incentive:Paid | 46144 | 24.89 |  | 1 | 2984 |  | 2686 |  | 2017-05-18 13:07 | 2017-05-26 | REGREEN INC | Retrofit | Los Angeles | Los Angeles | 90018 | Host Customer is System Owner | [7 empty] | 803.4 | 40.17 |  | Glycol | Advanced Controller with a Vacation or Holiday Mode | Solar Storage and Auxiliary Tanks are separate |  | 0.9 | 1 | 1920 | Z09 | 48 | Units | Apartments/Condos | 2010115A | 20 | 1 | 1200 | 1 | 300 | 2 | 199000 | TRUE | 120 | 120 |  | Heliodyne - Delta-T Pro Lite WiFi |  | Heliodyne - Delta-T Pro Lite WiFi | City of Los Angeles | FALSE | 15.46 |  | 2017-05-15 |  | 2017-05-18 | 2017-05-26 | 2020-04-09 | 2020-07-23 | 1550 | 46144 | Up-front Payment
SCG-008265 | Low Income Multifamily Residential | Domestic Hot Water | Gas | Southern California Gas Company | Incentive:Paid | 9968 | 24.89 |  | 1 | 445 |  | 400 |  | 2017-05-18 13:07 | 2017-05-26 | REGREEN INC | Retrofit | Los Angeles | Los Angeles | 90018 | Host Customer is System Owner | [7 empty] | 120.51 | 40.17 |  | Glycol | Advanced Controller with a Vacation or Holiday Mode | Solar Storage and Auxiliary Tanks are separate |  | 0.9 | 1 | 336 | Z09 | 8 | Units | Apartments/Condos | 2010115A | 3 | 1 | 130 | 1 | 100 | 1 | 199000 | TRUE | 120 | 120 |  | Heliodyne - Delta-T Pro Ethernet |  | Heliodyne - Delta-T Pro Ethernet | City of Los Angeles | FALSE | 103.69 |  | 2017-05-15 |  | 2017-05-18 | 2017-05-26 | 2020-04-09 | 2020-07-23 | 1550 | 46144 | Up-front Payment
SCG-008266 | Low Income Single Family Residential | Domestic Hot Water | Gas | Southern California Gas Company | Incentive:Paid | 4723 | 36.9 |  | 1 | 128 |  | 128 |  | 2017-05-18 14:31 | 2017-08-22 | TITANIUM POWER INC | Retrofit | Pacoima | Los Angeles | 91331 | Host Customer is System Owner | 7 |  | 30004079 | GREENoneTEC Solarindustrie GmbH | Solpal Plus | Solpal Plus L-GT | Direct Integral Collector Storage (DI) | 25.66 |  | Solpal Plus L |  |  | Solar Storage with Tankless Auxiliary Water Heater | 51 | 1 | 1 | 85 | Z09 | [18 empty] | Los Angeles | FALSE | 37.57 |  | 2011-06-01: 2017-05-16; 2011-08-03: 2017-05-18; 2011-09-20: 2017-08-22 | 2613 | 4809 | Up-front Payment
SCG-008267 | Low Income Single Family Residential | Domestic Hot Water | Gas | Southern California Gas Company | Incentive:Canceled | 4723 | 36.9 |  | 1 | 128 |  | 128 |  |  |  | TITANIUM POWER INC | Retrofit | Pacoima | Los Angeles | 91331 | Host Customer is System Owner | 6 |  | 30004079 | GREENoneTEC Solarindustrie GmbH | Solpal Plus | Solpal Plus L-GT | Direct Integral Collector Storage (DI) | 25.66 |  | Solpal Plus L |  |  | Solar Storage with Tankless Auxiliary Water Heater | 51 | 1 | 1 | 75 | Z09 | [18 empty] | Los Angeles | FALSE | 37.57 |  | 2011-06-01: 2017-05-16; 2011-06-21: 2017-05-18 | 2718 | 4809 | Up-front Payment
SCG-008268 | Low Income Single Family Residential | Domestic Hot Water | Gas | Southern California Gas Company | Incentive:Paid | 4723 | 36.9 |  | 1 | 128 |  | 128 |  | 2017-05-18 09:48 | 2017-08-03 | TITANIUM POWER INC | Retrofit | Pacoima | Los Angeles | 91331 | Host Customer is System Owner | 7 |  | 30004079 | GREENoneTEC Solarindustrie GmbH | Solpal Plus | Solpal Plus L-GT | Direct Integral Collector Storage (DI) | 25.66 |  | Solpal Plus L |  |  | Solar Storage with Tankless Auxiliary Water Heater | 51 | 1 | 1 | 85 | Z09 | [18 empty] | Los Angeles | FALSE | 37.57 |  | 2011-06-01: 2017-05-16; 2011-08-03: 2017-05-18; 2011-09-20: 2017-08-03 | 2620 | 4809 | Up-front Payment
SCG-008269 | Low Income Single Family Residential | Domestic Hot Water | Gas | Southern California Gas Company | Incentive:Paid | 4487 | 36.9 |  | 1 | 128 |  | 122 |  | 2017-05-17 15:12 | 2017-08-03 | TITANIUM POWER INC | Retrofit | Arleta | Los Angeles | 91331 | Host Customer is System Owner | 8 |  | 30004079 | GREENoneTEC Solarindustrie GmbH | Solpal Plus | Solpal Plus L-GT | Direct Integral Collector Storage (DI) | 25.66 |  | Solpal Plus L |  |  | Solar Storage with Tankless Auxiliary Water Heater | 51 | 1 | 0.95 | 95 | Z09 | [18 empty] | Los Angeles | FALSE | 35.62 |  | 2011-06-01: 2017-05-16; 2011-08-03: 2017-05-17; 2011-09-20: 2017-08-03 | 2627 | 4559 | Up-front Payment
SCG-008270 | Low Income Single Family Residential | Domestic Hot Water | Gas | Southern California Gas Company | Incentive:Paid | 4723 | 36.9 |  | 1 | 128 |  | 128 |  | 2017-05-18 14:28 | 2017-08-07 | TITANIUM POWER INC | Retrofit | Pacoima | Los Angeles | 91331 | Host Customer is System Owner | 6 |  | 30004079 | GREENoneTEC Solarindustrie GmbH | Solpal Plus | Solpal Plus L-GT | Direct Integral Collector Storage (DI) | 25.66 |  | Solpal Plus L |  |  | Solar Storage with Tankless Auxiliary Water Heater | 51 | 1 | 1 | 75 | Z09 | [18 empty] | Los Angeles | FALSE | 37.57 |  | 2011-06-01: 2017-05-16; 2011-08-03: 2017-05-18; 2011-09-20: 2017-08-07 | 2623 | 4809 | Up-front Payment
SCG-008271 | Low Income Single Family Residential | Domestic Hot Water | Gas | Southern California Gas Company | Incentive:Paid | 4723 | 36.9 |  | 1 | 128 |  | 128 |  | 2017-05-17 15:11 | 2017-08-03 | TITANIUM POWER INC | Retrofit | North Hollywood | Los Angeles | 91605 | Host Customer is System Owner | 4 |  | 30004079 | GREENoneTEC Solarindustrie GmbH | Solpal Plus | Solpal Plus L-GT | Direct Integral Collector Storage (DI) | 25.66 |  | Solpal Plus L |  |  | Solar Storage with Tankless Auxiliary Water Heater | 51 | 1 | 1 | 55 | Z09 | [18 empty] | Los Angeles | FALSE | 37.57 |  | 2011-06-01: 2017-05-16; 2011-08-03: 2017-05-17; 2011-09-20: 2017-08-03 | 2627 | 4809 | Up-front Payment
SCG-008272 | Low Income Single Family Residential | Domestic Hot Water | Gas | Southern California Gas Company | Incentive:Paid | 4723 | 36.9 |  | 1 | 128 |  | 128 |  | 2017-05-18 14:44 | 2017-08-18 | TITANIUM POWER INC | Retrofit | Pacoima | Los Angeles | 91331 | Host Customer is System Owner | 7 |  | 30004079 | GREENoneTEC Solarindustrie GmbH | Solpal Plus | Solpal Plus L-GT | Direct Integral Collector Storage (DI) | 25.66 |  | Solpal Plus L |  |  | Solar Storage with Tankless Auxiliary Water Heater | 51 | 1 | 1 | 85 | Z09 | [18 empty] | Los Angeles | FALSE | 37.57 |  | 2011-06-01: 2017-05-16; 2011-08-03: 2017-05-18; 2011-09-20: 2017-08-18 | 2622 | 4809 | Up-front Payment
SCG-008273 | Low Income Single Family Residential | Domestic Hot Water | Gas | Southern California Gas Company | Incentive:Canceled | 4723 | 36.9 |  | 1 | 128 |  | 128 |  | 2017-05-18 14:25 |  | TITANIUM POWER INC | Retrofit | Pacoima | Los Angeles | 91331 | Host Customer is System Owner | 5 |  | 30004079 | GREENoneTEC Solarindustrie GmbH | Solpal Plus | Solpal Plus L-GT | Direct Integral Collector Storage (DI) | 25.66 |  | Solpal Plus L |  |  | Solar Storage with Tankless Auxiliary Water Heater | 51 | 1 | 1 | 65 | Z09 | [18 empty] | Los Angeles | FALSE | 37.57 |  | 2011-06-01: 2017-05-16; 2011-06-21: 2017-07-17; 2011-08-03: 2017-05-18 | 2636 | 4809 | Up-front Payment
SCG-008274 | Low Income Single Family Residential | Domestic Hot Water | Gas | Southern California Gas Company | Incentive:Paid | 4723 | 36.9 |  | 1 | 128 |  | 128 |  | 2017-05-18 14:40 | 2017-08-31 | TITANIUM POWER INC | Retrofit | Pacoima | Los Angeles | 91331 | Host Customer is System Owner | 8 |  | 30004079 | GREENoneTEC Solarindustrie GmbH | Solpal Plus | Solpal Plus L-GT | Direct Integral Collector Storage (DI) | 25.66 |  | Solpal Plus L |  |  | Solar Storage with Tankless Auxiliary Water Heater | 51 | 1 | 1 | 95 | Z09 | [18 empty] | Los Angeles | FALSE | 37.57 |  | 2011-06-01: 2017-05-16; 2011-08-03: 2017-05-18; 2011-09-20: 2017-08-31 | 2601 | 4809 | Up-front Payment
SCG-008275 | Low Income Single Family Residential | Domestic Hot Water | Gas | Southern California Gas Company | Incentive:Paid | 4723 | 36.9 |  | 1 | 128 |  | 128 |  | 2017-05-18 14:24 | 2017-08-07 | TITANIUM POWER INC | Retrofit | Pacoima | Los Angeles | 91331 | Host Customer is System Owner | 8 |  | 30004079 | GREENoneTEC Solarindustrie GmbH | Solpal Plus | Solpal Plus L-GT | Direct Integral Collector Storage (DI) | 25.66 |  | Solpal Plus L |  |  | Solar Storage with Tankless Auxiliary Water Heater | 51 | 1 | 1 | 95 | Z09 | [18 empty] | Los Angeles | FALSE | 37.57 |  | 2011-06-01: 2017-05-16; 2011-08-03: 2017-05-18; 2011-09-20: 2017-08-07 | 2623 | 4809 | Up-front Payment
SCG-008277 | Single Family Residential | Domestic Hot Water | Gas | Southern California Gas Company | Incentive:Paid | 10150 | 70 |  | 1 SCG | 145 |  | 145 |  | 2017-07-03 13:33 | 2017-07-10 | ADVANCED CONSERVATION SYSTEMS INC | Retrofit | PALMDALE | Los Angeles | 93551 | Host Customer is System Owner | 6 |  | 2001028F | SunEarth, Inc. | CASCADE | ECRD-48-80-2G | Indirect Forced Circulation (IF) | 49.48 |  | EC-24 / EC-24-0.75 | Automatic Drainback |  | Solar Storage and Auxiliary Tanks are separate | 80 | 1 | 1 | 75 | Z14 | [18 empty] | City of Palmdale | FALSE | 70.69 |  | 2011-06-01: 2017-05-17; 2011-08-03: 2017-07-03; 2011-09-20: 2017-07-10 | 2658 | 10250 | Up-front Payment
SCG-008279 | Single Family Residential | Domestic Hot Water | Gas | Southern California Gas Company | Incentive:Canceled | 3821 | 29.85 |  | 1 | 128 |  | 128 |  | 2017-07-12 08:54 |  | TITANIUM POWER INC | Retrofit | Pacoima | Los Angeles | 91331 | Host Customer is System Owner | 5 |  | 30004079 | GREENoneTEC Solarindustrie GmbH | Solpal Plus | Solpal Plus L-GT | Direct Integral Collector Storage (DI) | 25.66 |  | Solpal Plus L |  |  | Solar Storage with Tankless Auxiliary Water Heater | 51 | 1 | 1 | 65 | Z09 | [18 empty] | Los Angeles | FALSE | 70.38 |  | 2011-06-01: 2017-05-17; 2011-06-21: 2017-09-12; 2011-08-03: 2017-07-12 | 2601 | 9009 | Up-front Payment
SCG-008280 | Single Family Residential | Domestic Hot Water | Gas | Southern California Gas Company | Incentive:Canceled | 3821 | 29.85 |  | 1 | 128 |  | 128 |  | 2017-07-12 08:44 |  | TITANIUM POWER INC | Retrofit | Pacoima | Los Angeles | 91331 | Host Customer is System Owner | 5 |  | 30004079 | GREENoneTEC Solarindustrie GmbH | Solpal Plus | Solpal Plus L-GT | Direct Integral Collector Storage (DI) | 25.66 |  | Solpal Plus L |  |  | Solar Storage with Tankless Auxiliary Water Heater | 51 | 1 | 1 | 65 | Z09 | [18 empty] | Los Angeles | FALSE | 70.38 |  | 2011-06-01: 2017-05-17; 2011-06-21: 2017-09-12; 2011-08-03: 2017-07-12 | 2601 | 9009 | Up-front Payment
SCG-008281 | Low Income Single Family Residential | Domestic Hot Water | Gas | Southern California Gas Company | Incentive:Paid | 4723 | 36.9 |  | 1 | 128 |  | 128 |  | 2017-07-12 09:11 | 2017-09-01 | TITANIUM POWER INC | Retrofit | Pacoima | Los Angeles | 91331 | Host Customer is System Owner | 5 |  | 30004079 | GREENoneTEC Solarindustrie GmbH | Solpal Plus | Solpal Plus L-GT | Direct Integral Collector Storage (DI) | 25.66 |  | Solpal Plus L |  |  | Solar Storage with Tankless Auxiliary Water Heater | 51 | 1 | 1 | 65 | Z09 | [18 empty] | Los Angeles | FALSE | 37.57 |  | 2011-06-01: 2017-05-18; 2011-08-03: 2017-07-12; 2011-09-20: 2017-09-01 | 2600 | 4809 | Up-front Payment
SCG-008282 | Low Income Single Family Residential | Domestic Hot Water | Gas | Southern California Gas Company | Incentive:Paid | 4723 | 36.9 |  | 1 | 128 |  | 128 |  | 2017-07-12 08:50 | 2017-09-01 | TITANIUM POWER INC | Retrofit | Los Angeles | Los Angeles | 90065 | Host Customer is System Owner | 4 |  | 30004079 | GREENoneTEC Solarindustrie GmbH | Solpal Plus | Solpal Plus L-GT | Direct Integral Collector Storage (DI) | 25.66 |  | Solpal Plus L |  |  | Solar Storage with Tankless Auxiliary Water Heater | 51 | 1 | 1 | 55 | Z09 | [18 empty] | Los Angeles | FALSE | 37.18 |  | 2011-06-01: 2017-05-18; 2011-08-03: 2017-07-12; 2011-09-20: 2017-09-01 | 2600 | 4759 | Up-front Payment
PGE-008284 | Low Income Single Family Residential | Domestic Hot Water | Gas | Pacific Gas and Electric | Incentive:Paid | 2938 | 36.9 |  | 1 | 149 |  | 117 |  | 2017-05-18 09:55 | 2017-06-02 | MERCED COUNTY COMMUNITY ACTION BOARD | Retrofit | MADERA | Madera | 93638 | Host Customer is System Owner | 3 |  | 2010017C | Alternate Energy Technologies | EAGLESUN | DBS-G2-80-64 | Indirect Forced Circulation (IF) | 65.34 |  | MSC-32 | Automatic Drainback | Drainback (Water) | Solar Storage and Auxiliary Tanks are separate | 80 | 0.92 | 0.85 | 45 | Z13 | [18 empty] | CITY OF MADERA | FALSE | 52.12 |  | 2011-06-01: 2017-05-18; 2011-08-03: 2017-05-18; 2011-09-20: 2017-06-02 | 2686 | 7765.71 | Up-front Payment
SCG-008285 | Single Family Residential | Domestic Hot Water | Gas | Southern California Gas Company | Incentive:Paid | 3630 | 29.85 |  | 1 | 128 |  | 122 |  | 2017-07-13 11:30 | 2017-08-18 | TITANIUM POWER INC | Retrofit | Los Angeles | Los Angeles | 90032 | Host Customer is System Owner | 5 |  | 30004079 | GREENoneTEC Solarindustrie GmbH | Solpal Plus | Solpal Plus L-GT | Direct Integral Collector Storage (DI) | 25.66 |  | Solpal Plus L |  |  | Solar Storage with Tankless Auxiliary Water Heater | 51 | 1 | 0.95 | 65 | Z09 | [18 empty] | Los Angeles | FALSE | 28.59 |  | 2011-06-01: 2017-05-18; 2011-08-03: 2017-07-13; 2011-09-20: 2017-08-18 | 2622 | 3659 | Up-front Payment
SCG-008286 | Low Income Single Family Residential | Domestic Hot Water | Gas | Southern California Gas Company | Incentive:Paid | 4723 | 36.9 |  | 1 | 128 |  | 128 |  | 2017-05-19 13:31 | 2017-08-07 | TITANIUM POWER INC | Retrofit | Pacoima | Los Angeles | 91331 | Host Customer is System Owner | 8 |  | 30004079 | GREENoneTEC Solarindustrie GmbH | Solpal Plus | Solpal Plus L-GT | Direct Integral Collector Storage (DI) | 25.66 |  | Solpal Plus L |  |  | Solar Storage with Tankless Auxiliary Water Heater | 51 | 1 | 1 | 95 | Z09 | [18 empty] | Los Angeles | FALSE | 37.18 |  | 2011-06-01: 2017-05-18; 2011-08-03: 2017-05-19; 2011-09-20: 2017-08-07 | 2620 | 4759 | Up-front Payment
SCG-008287 | Commercial Pools | Pool Heating | Gas | Southern California Gas Company | Incentive:Paid | 4760 | 5 |  | 1 | 952 |  | 952 |  | 2017-06-05 15:38 | 2017-06-19 | ENVIRONMENTAL SOLAR DESIGN INC | Retrofit | Sherman Oaks | Sherman Oaks | 91423 | Host Customer is System Owner | [7 empty] | 407 | 40.7 |  | Drainback |  |  |  | 1 | 1 |  | Z09 |  |  |  | 10001884 | 10 | 1 | [5 empty] | FALSE | [6 empty] | City of Los Angeles | FALSE | 12.27 |  | 2017-05-18 |  | 2017-06-05 | 2017-06-19 | 2017-06-22 | 2017-07-17 | 2654 | 11680 | Up-front Payment
PGE-008291 | Single Family Residential - Disadvantaged Community | Domestic Hot Water | Gas | Pacific Gas and Electric | Incentive:Paid | 3522 | 29.85 |  | 1 | 118 |  | 118 |  | 2018-03-14 11:15 | 2018-03-28 | INTELLIGENT GREEN SOLUTIONS CA | Retrofit | Bakersfield | Kern | 93309 | Host Customer is System Owner | 6 |  | 30004236 | SunMaxx Solar LLC | ThermoPower | VTS30-HP-G | Indirect Thermosyphon (IT) | 47.9 |  | TZ58/1800-30C | Automatic Drainback |  | Solar Storage and Auxiliary Tanks are separate | 39 | 1 | 1 | 75 | Z13 | [18 empty] | City Of Bakersfield | FALSE | 52.88 |  | 2017-05-18 | 2018-03-16 |  |  | 2018-03-14 | 2018-03-28 | 2395 | 6240 | Up-front Payment
SCG-008292 | Low Income Single Family Residential | Domestic Hot Water | Gas | Southern California Gas Company | Incentive:Paid | 4723 | 36.9 |  | 1 | 128 |  | 128 |  | 2017-07-12 09:13 | 2018-02-07 | TITANIUM POWER INC | Retrofit | Los Angeles | Los Angeles | 90065 | Owner/Tenant | 4 |  | 30004079 | GREENoneTEC Solarindustrie GmbH | Solpal Plus | Solpal Plus L-GT | Direct Integral Collector Storage (DI) | 25.66 |  | Solpal Plus L |  |  | Solar Storage with Tankless Auxiliary Water Heater | 51 | 1 | 1 | 55 | Z09 | [18 empty] | Los Angeles | FALSE | 37.57 |  | 2017-05-18 | 2017-09-14 |  |  | 2017-07-12 | 2018-02-07 | 2448 | 4809 | Up-front Payment
PGE-008294 | Single Family Residential | Domestic Hot Water | Gas | Pacific Gas and Electric | Incentive:Paid | 2642 | 29.85 |  | 1 | 118 |  | 88 |  | 2017-09-13 16:07 | 2017-10-16 | INTELLIGENT GREEN SOLUTIONS CA | Retrofit | BAKERSFIELD | Kern | 93309 | Host Customer is System Owner | 5 |  | 30004236 | SunMaxx Solar LLC | ThermoPower | VTS30-HP-G | Indirect Thermosyphon (IT) | 47.9 |  | TZ58/1800-30C | Automatic Drainback |  | Solar Storage and Auxiliary Tanks are separate | 79 | 1 | 0.75 | 65 | Z13 | [18 empty] | Bakersfield | FALSE | 54.51 |  | 2017-05-19 | 2017-09-20 |  |  | 2017-09-13 | 2017-10-16 | 2559 | 6432 | Up-front Payment
PGE-008295 | Single Family Residential | Domestic Hot Water | Gas | Pacific Gas and Electric | Incentive:Paid | 4366 | 29.85 |  | 1 | 155 |  | 147 |  | 2017-12-18 16:35 | 2017-12-21 | AZTEC SOLAR INC | Retrofit | DAVIS | Yolo | 95616 | Host Customer is System Owner | 6 |  | 2001001E | SunEarth, Inc. | SOLARAY | TE64P-80-2G | Indirect Forced Circulation (IF) | 65.67 |  | EP-32 / EP-32-0.75 | Glycol | Advanced Controller with a Vacation or Holiday Mode | Solar Storage and Auxiliary Tanks are separate | 80 | 0.95 | 1 | 75 | Z12 | [18 empty] | City of Davis | FALSE | 60.21 |  | 2011-06-01: 2017-05-19; 2011-08-03: 2017-12-18; 2011-09-20: 2017-12-21 | 2466 | 9332.58 | Up-front Payment
SCG-008296 | Low Income Single Family Residential | Domestic Hot Water | Gas | Southern California Gas Company | Incentive:Paid | 4723 | 36.9 |  | 1 | 128 |  | 128 |  | 2017-07-13 11:21 | 2017-09-06 | TITANIUM POWER INC | Retrofit | Arleta | Los Angeles | 91331 | Host Customer is System Owner | 5 |  | 30004079 | GREENoneTEC Solarindustrie GmbH | Solpal Plus | Solpal Plus L-GT | Direct Integral Collector Storage (DI) | 25.66 |  | Solpal Plus L |  |  | Solar Storage with Tankless Auxiliary Water Heater | 51 | 1 | 1 | 65 | Z09 | [18 empty] | Los Angeles | FALSE | 37.18 |  | 2011-06-01: 2017-05-19; 2011-08-03: 2017-07-13; 2011-09-20: 2017-09-06 | 2600 | 4759 | Up-front Payment
SCG-008299 | Commercial/Multifamily Residential | Domestic Hot Water | Gas | Southern California Gas Company | Incentive:Paid | 43832 | 20.19 |  | 1 | 2171 |  | 2171 |  | 2017-05-24 14:54 | 2017-06-19 | EVOLUTION ENERGY SOLUTIONS L L C | Retrofit | Los Angeles | Los Angeles | 90068 | Host Customer is System Owner | [7 empty] | 573.3 | 40.95 |  | Drainback | Drainback (Water) | Solar Storage and Auxiliary Tanks are separate |  | 1 | 1 | 1240 | Z09 | 31 | Units | Apartments/Condos | TRB-40 | 14 | 1 | 1100 | 1 | 100 | 1 | 199900 | TRUE | 140 | 140 |  | Amatis Controls - AM-JOULE |  | SunEarth - SETR A503 TTR U + VFS 10-200 | Los Angeles | FALSE | 20.19 |  | 2017-05-23 |  | 2017-05-24 | 2017-06-19 | 2017-09-07 | 2017-09-08 | 2594 | 43832 | Up-front Payment
SCG-008300 | Commercial/Multifamily Residential | Domestic Hot Water | Gas | Southern California Gas Company | Incentive:Paid | 29376 | 20.19 |  | 1 | 1455 |  | 1455 |  | 2017-05-30 14:45 | 2017-06-19 | EVOLUTION ENERGY SOLUTIONS L L C | Retrofit | Los Angeles | Los Angeles | 90029 | Host Customer is System Owner | [7 empty] | 409.5 | 40.95 |  | Drainback | Drainback (Water) | Solar Storage and Auxiliary Tanks are separate |  | 1 | 1 | 756 | Z09 | 18 | Units | Apartments/Condos | TRB-40 | 10 | 1 | 800 | 1 | 100 | 1 | 200000 | TRUE | 140 | 140 |  |  |  |  | Los Angeles | FALSE | 20.19 |  | 2017-05-23 |  | 2017-05-30 | 2017-06-19 | 2017-08-07 | 2017-08-09 | 2629 | 29376 | Up-front Payment
SCG-008301 | Commercial/Multifamily Residential | Domestic Hot Water | Gas | Southern California Gas Company | Incentive:Paid | 29376 | 20.19 |  | 1 | 1455 |  | 1455 |  | 2017-05-30 14:43 | 2017-06-19 | EVOLUTION ENERGY SOLUTIONS L L C | Retrofit | Los Angeles | Los Angeles | 90038 | Host Customer is System Owner | [7 empty] | 409.5 | 40.95 |  | Drainback | Drainback (Water) | Solar Storage and Auxiliary Tanks are separate |  | 1 | 1 | 756 | Z09 | 18 | Units | Apartments/Condos | TRB-40 | 10 | 1 | 800 | 1 | 100 | 1 | 200000 | TRUE | 140 | 140 |  |  |  |  | Los Angeles | FALSE | 20.19 |  | 2017-05-30 |  | 2017-05-30 | 2017-06-19 | 2017-07-13 | 2017-07-17 | 2654 | 29376 | Up-front Payment
PGE-008303 | Single Family Residential | Domestic Hot Water | Gas | Pacific Gas and Electric | Incentive:Paid | 2994 | 29.85 |  | 1 | 118 |  | 100 |  | 2017-09-19 16:26 | 2017-09-28 | INTELLIGENT GREEN SOLUTIONS CA | Retrofit | Bakersfield | Kern | 93307 | Host Customer is System Owner | 4 |  | 30004236 | SunMaxx Solar LLC | ThermoPower | VTS30-HP-G | Indirect Thermosyphon (IT) | 47.9 |  | TZ58/1800-30C | Automatic Drainback |  | Solar Storage and Auxiliary Tanks are separate | 79 | 1 | 0.85 | 55 | Z13 | [18 empty] | City of Bakersfield | FALSE | 54.51 |  | 2017-05-25 | 2017-09-20 |  |  | 2017-09-19 | 2017-09-28 | 2567 | 6432 | Up-front Payment
PGE-008304 | Low Income Multifamily Residential | Domestic Hot Water | Gas | Pacific Gas and Electric | Incentive:Paid | 25362 | 24.89 |  | 1 | 1084 |  | 1019 |  | 2017-07-13 15:29 | 2017-08-29 | LUMINALT ENERGY CORPORATION | Retrofit | Hayward | Alameda | 94544 | Host Customer is System Owner | [7 empty] | 321.36 | 40.17 |  | Glycol | Pressure Stagnation Protection (PSP) | Solar Storage and Auxiliary Tanks are separate |  | 0.94 | 1 | 840 | Z03 | 20 | Units | Apartments/Condos | 2010115A | 8 | 1 | 476 | 4 | 200 | 2 | 399800 | TRUE | 120 | 120 |  |  |  |  | City of Hayward | FALSE | 71.76 |  | 2017-06-14 | 2017-08-08 | 2017-07-13 | 2017-08-29 | 2017-10-04 | 2017-10-10 | 2559 | 77786.67 | Up-front Payment
PGE-008305 | Low Income Multifamily Residential | Domestic Hot Water | Gas | Pacific Gas and Electric | Incentive:Paid | 13935 | 24.89 |  | 1 | 602 |  | 560 |  | 2017-07-13 15:31 | 2017-08-29 | LUMINALT ENERGY CORPORATION | Retrofit | Hayward | Alameda | 94544 | Host Customer is System Owner | [7 empty] | 160.68 | 40.17 |  | Glycol | Pressure Stagnation Protection (PSP) | Solar Storage and Auxiliary Tanks are separate |  | 0.93 | 1 | 840 | Z03 | 20 | Units | Apartments/Condos | 2010115A | 4 | 1 | 238 | 2 | 100 | 1 | 199900 | TRUE | 120 | 120 |  |  |  |  | City of Hayward | FALSE | 64.61 |  | 2017-06-14 | 2017-08-08 | 2017-07-13 | 2017-08-29 | 2017-10-04 | 2017-10-10 | 2559 | 38893.33 | Up-front Payment
SCG-008306 | Single Family Residential | Domestic Hot Water | Gas | Southern California Gas Company | Incentive:Paid | 10150 | 70 |  | 1 SCG | 145 |  | 145 |  | 2017-06-14 08:33 | 2017-06-19 | ADVANCED CONSERVATION SYSTEMS INC | Retrofit | Lancaster | Los Angeles | 93534 | Host Customer is System Owner | 5 |  | 2001028F | SunEarth, Inc. | CASCADE | ECRD-48-80-2G | Indirect Forced Circulation (IF) | 49.48 |  | EC-24 / EC-24-0.75 | Automatic Drainback |  | Solar and Auxiliary Storage are the same Tank | 80 | 1 | 1 | 65 | Z14 | [18 empty] | City of Lancaster | FALSE | 70.69 |  | 2011-06-01: 2017-05-26; 2011-08-03: 2017-06-14; 2011-09-20: 2017-06-19 | 2678 | 10250 | Up-front Payment
SCG-008308 | Single Family Residential | Domestic Hot Water | Gas | Southern California Gas Company | Incentive:Paid | 10150 | 70 |  | 1 SCG | 145 |  | 145 |  | 2017-06-09 07:05 | 2017-06-14 | ADVANCED CONSERVATION SYSTEMS INC | Retrofit | Lancaster | Los Angeles | 93535 | Host Customer is System Owner | 5 |  | 2001028F | SunEarth, Inc. | CASCADE | ECRD-48-80-2G | Indirect Forced Circulation (IF) | 49.48 |  | EC-24 / EC-24-0.75 | Automatic Drainback |  | Solar and Auxiliary Storage are the same Tank | 80 | 1 | 1 | 65 | Z14 | [18 empty] | City of Lancaster | FALSE | 70.69 |  | 2011-06-01: 2017-05-26; 2011-08-03: 2017-06-09; 2011-09-20: 2017-06-14 | 2683 | 10250 | Up-front Payment
PGE-008309 | Low Income Multifamily Residential | Domestic Hot Water | Gas | Pacific Gas and Electric | Incentive:Paid | 3830 | 24.89 |  | 1 | 157 |  | 154 |  | 2017-09-15 16:50 | 2017-09-20 | LUMINALT ENERGY CORPORATION | Retrofit | HOLLISTER | San Benito | 95023 | Host Customer is System Owner | [7 empty] | 53.88 | 26.94 |  | Glycol | Pressure Stagnation Protection (PSP) | Solar Storage and Auxiliary Tanks are separate |  | 0.98 | 1 | 134 | Z04 | 90 | Pounds of Laundry | Coin-op Laundries | 2010115C | 2 | 1 | 80 | 1 | 50 | 1 | 40000 | FALSE | 120 | 120 |  |  |  |  | City of Hollister | FALSE | 79.62 |  | 2017-06-14 |  | 2017-09-15 | 2017-09-20 | 2018-02-21 | 2018-03-01 | 2411 | 12500 | Up-front Payment
SCG-008310 | Single Family Residential | Domestic Hot Water | Gas | Southern California Gas Company | Incentive:Canceled | 4366 | 29.85 |  | 1 | 162 |  | 148 |  | 2017-06-07 07:56 |  | COMMUNITY ACTION PARTNERSHIP OF ORANGE COUNTY | Retrofit | ANAHEIM | Orange | 92805 | Host Customer is System Owner | 9 |  | 2010017C | Alternate Energy Technologies | EAGLESUN | DBS-G2-80-64 | Indirect Forced Circulation (IF) | 65.34 |  | MSC-32 | Automatic Drainback |  | Solar Storage and Auxiliary Tanks are separate | 80 | 0.96 | 0.95 | 105 | Z08 | [18 empty] | Anaheim, Orange County, CA | FALSE | 54.46 |  | 2011-06-01: 2017-05-26; 2011-06-21: 2017-06-22; 2011-08-03: 2017-06-07 | 2683 | 8821.97 | Up-front Payment
PGE-008311 | Low Income Multifamily Residential | Domestic Hot Water | Gas | Pacific Gas and Electric | Incentive:Paid | 57069 | 24.89 |  | 1 | 2316 |  | 2293 |  | 2017-07-13 15:27 | 2017-08-08 | LUMINALT ENERGY CORPORATION | Retrofit | SAN LEANDRO | Alameda | 94579 | Host Customer is System Owner | [7 empty] | 642.72 | 40.17 |  | Glycol | Pressure Stagnation Protection (PSP) | Solar Storage and Auxiliary Tanks are separate |  | 0.99 | 1 | 1800 | Z03 | 45 | Units | Apartments/Condos | 2010115A | 16 | 1 | 900 | 1 | 200 | 2 | 520000 | TRUE | 120 | 120 |  | Heliodyne - Delta-T Pro WiFi |  | Heliodyne - Delta-T Pro WiFi | City of San Leandro | FALSE | 62.32 |  | 2017-06-14 |  | 2017-07-13 | 2017-08-08 | 2017-10-04 | 2017-10-10 | 2559 | 144340 | Up-front Payment
PGE-008312 | Low Income Multifamily Residential | Domestic Hot Water | Gas | Pacific Gas and Electric | Incentive:Paid | 56157 | 24.89 |  | 1 | 2326 |  | 2256 |  | 2017-07-13 15:25 | 2017-08-29 | LUMINALT ENERGY CORPORATION | Retrofit | SAN LEANDRO | Alameda | 94579 | Host Customer is System Owner | [7 empty] | 642.72 | 40.17 |  | Glycol | Pressure Stagnation Protection (PSP) | Solar Storage and Auxiliary Tanks are separate |  | 0.97 | 1 | 1840 | Z03 | 46 | Units | Apartments/Condos | 2010115A | 16 | 1 | 900 | 1 | 200 | 2 | 540000 | TRUE | 120 | 120 |  | Heliodyne - Delta-T Pro WiFi |  | Heliodyne - Delta-T Pro WiFi | City of San Leandro | FALSE | 62.06 |  | 2017-06-14 | 2017-08-08 | 2017-07-13 | 2017-08-29 | 2017-10-04 | 2017-10-10 | 2559 | 144340 | Up-front Payment
PGE-008313 | Low Income Multifamily Residential | Domestic Hot Water | Gas | Pacific Gas and Electric | Incentive:Paid | 5889 | 24.89 |  | 1 | 239 |  | 237 |  | 2017-07-13 15:33 | 2017-08-29 | LUMINALT ENERGY CORPORATION | Retrofit | Hollister | San Benito | 95023 | Host Customer is System Owner | [7 empty] | 80.82 | 26.94 |  | Glycol | Pressure Stagnation Protection (PSP) | Solar Storage and Auxiliary Tanks are separate |  | 0.99 | 1 | 254 | Z04 | 170 | Pounds of Laundry | Coin-op Laundries | 2010115C | 3 | 1 | 119 | 1 | 50 | 1 | 40000 | FALSE | 120 | 120 |  |  |  |  | City of Hollister | FALSE | 60.67 |  | 2017-06-14 | 2017-08-08 | 2017-07-13 | 2017-08-29 | 2017-10-04 | 2017-11-10 | 2523 | 14500 | Up-front Payment
SDG-008314 | Single Family Residential | Domestic Hot Water | Gas | San Diego Gas and Electric | Incentive:Paid | 3718 | 29.85 |  | 1 | 138 |  | 125 |  | 2017-06-12 10:02 | 2017-06-22 | CLEANTECH ENERGY SOLUTIONS INC | Retrofit | Oceanside | San Diego | 92057 | Host Customer is System Owner | 3 |  | 2001001C | SunEarth, Inc. | SOLARAY | TE48P-80-2G | Indirect Forced Circulation (IF) | 49.3 |  | EP-24 / EP-24-0.75 | Glycol | Advanced Controller with a Vacation or Holiday Mode | Solar Storage and Auxiliary Tanks are separate | 80 | 0.95 | 0.95 | 45 | Z07 | [18 empty] | City of Oceanside | FALSE | 63.52 |  | 2017-05-27 | 2017-06-14 |  |  | 2017-06-12 | 2017-06-22 | 2644 | 8766 | Up-front Payment
PGE-008315 | Low Income Single Family Residential | Domestic Hot Water | Gas | Pacific Gas and Electric | Incentive:Paid | 3701 | 36.9 |  | 1 | 118 |  | 100 |  | 2017-06-05 08:48 | 2017-06-21 | SELF-HELP HOME IMPROVEMENT PROJECT | Retrofit | Redding | Shasta | 96003 | Host Customer is System Owner | 3 |  | 30004214 | Alternate Energy Technologies | EAGLESUN | DBS-G2-60-40 | Indirect Forced Circulation (IF) | 41.35 |  | MSC-20 | Automatic Drainback |  | Solar Storage and Auxiliary Tanks are separate | 60 | 1 | 0.85 | 45 | Z11 | [18 empty] | Shasta County | FALSE | 43.99 |  | 2011-06-01: 2017-05-30; 2011-08-03: 2017-06-05; 2011-09-20: 2017-06-21 | 2655 | 5190.62 | Up-front Payment
SCG-008317 | Commercial/Multifamily Residential | Domestic Hot Water | Gas | Southern California Gas Company | Incentive:Paid | 38381 | 20.19 |  | 1 | 1901 |  | 1901 |  | 2017-07-13 09:17 | 2017-07-20 | EVOLUTION ENERGY SOLUTIONS L L C | Retrofit | Los Angeles | Los Angeles | 90033 | Host Customer is System Owner | [7 empty] | 532.35 | 40.95 |  | Drainback | Drainback (Water) | Solar Storage and Auxiliary Tanks are separate |  | 1 | 1 | 1000 | Z09 | 25 | Units | Apartments/Condos | TRB-40 | 13 | 1 | 1000 | 1 | 100 | 1 | 250000 | TRUE | 140 | 140 |  | SunEarth - SETR A503 TTR U + VFS 10-200 |  | SunEarth - SETR A503 TTR U + VFS 10-200 | Los Angeles | FALSE | 20.19 |  | 2017-07-13 |  | 2017-07-13 | 2017-07-20 | 2017-09-07 | 2017-09-08 | 2601 | 38381 | Up-front Payment
SCG-008318 | Commercial/Multifamily Residential | Domestic Hot Water | Gas | Southern California Gas Company | Incentive:Paid | 29376 | 20.19 |  | 1 | 1455 |  | 1455 |  | 2017-07-06 15:19 | 2017-07-11 | EVOLUTION ENERGY SOLUTIONS L L C | Retrofit | Los Angeles | Los Angeles | 90005 | Host Customer is System Owner | [7 empty] | 409.5 | 40.95 |  | Drainback | Drainback (Water) | Solar Storage and Auxiliary Tanks are separate |  | 1 | 1 | 756 | Z09 | 18 | Units | Apartments/Condos | TRB-40 | 10 | 1 | 800 | 1 | 100 | 1 | 199000 | TRUE | 140 | 140 |  |  |  |  | Los Angeles | FALSE | 20.19 |  | 2017-05-31 |  | 2017-07-06 | 2017-07-11 | 2017-07-12 | 2017-07-17 | 2651 | 29376 | Up-front Payment
PGE-008319 | Low Income Single Family Residential | Domestic Hot Water | Gas | Pacific Gas and Electric | Incentive:Paid | 4093 | 36.9 |  | 1 | 118 |  | 111 |  | 2017-06-05 08:47 | 2017-06-30 | SELF-HELP HOME IMPROVEMENT PROJECT | Retrofit | REDDING | Shasta | 96002 | Host Customer is System Owner | 6 |  | 30004214 | Alternate Energy Technologies | EAGLESUN | DBS-G2-60-40 | Indirect Forced Circulation (IF) | 41.35 |  | MSC-20 | Automatic Drainback |  | Solar Storage and Auxiliary Tanks are separate | 60 | 0.94 | 1 | 75 | Z11 | [18 empty] | City of Redding | FALSE | 42.82 |  | 2017-05-30 | 2017-06-21 |  |  | 2017-06-05 | 2017-06-30 | 2655 | 5052.88 | Up-front Payment
SCG-008321 | Multifamily Residential - Disadvantaged Community | Domestic Hot Water | Gas | Southern California Gas Company | Incentive:Paid | 44983 | 20.19 |  | 1 | 2228 |  | 2228 |  | 2017-05-31 11:41 | 2017-06-19 | EVOLUTION ENERGY SOLUTIONS L L C | Retrofit | Los Angeles | Los Angeles | 90033 | Host Customer is System Owner | [7 empty] | 573.3 | 40.95 |  | Drainback | Drainback (Water) | Solar Storage and Auxiliary Tanks are separate |  | 1 | 1 | 1280 | Z08 | 32 | Units | Apartments/Condos | TRB-40 | 14 | 1 | 1100 | 1 | 100 | 1 | 270000 | TRUE | 140 | 140 |  | SunEarth - SETR A503 TTR U + VFS 10-200 |  | SunEarth - SETR A503 TTR U + VFS 10-200 | Los Angeles | FALSE | 20.19 |  | 2017-05-30 |  | 2017-05-31 | 2017-06-19 | 2017-10-30 | 2017-11-20 | 2482 | 44983 | Up-front Payment
SCG-008322 | Multifamily Residential - Disadvantaged Community | Domestic Hot Water | Gas | Southern California Gas Company | Incentive:Paid | 31799 | 20.19 |  | 1 | 1575 |  | 1575 |  | 2017-05-31 11:47 | 2017-06-19 | EVOLUTION ENERGY SOLUTIONS L L C | Retrofit | Los Angeles | Los Angeles | 90037 | Host Customer is System Owner | [7 empty] | 450.45 | 40.95 |  | Drainback | Drainback (Water) | Solar Storage and Auxiliary Tanks are separate |  | 1 | 1 | 800 | Z08 | 20 | Units | Apartments/Condos | TRB-40 | 11 | 1 | 800 | 2 | 100 | 1 | 161000 | TRUE | 140 | 140 |  |  |  |  | Los Angeles | FALSE | 20.19 |  | 2017-05-30 |  | 2017-05-31 | 2017-06-19 | 2017-11-01 | 2017-11-20 | 2482 | 31799 | Up-front Payment
SCG-008323 | Single Family Residential | Domestic Hot Water | Gas | Southern California Gas Company | Incentive:Paid | 10150 | 70 |  | 1 SCG | 145 |  | 145 |  | 2017-06-13 07:30 | 2017-06-16 | ADVANCED CONSERVATION SYSTEMS INC | Retrofit | Lancaster | Los Angeles | 93536 | Host Customer is System Owner | 5 |  | 2001028F | SunEarth, Inc. | CASCADE | ECRD-48-80-2G | Indirect Forced Circulation (IF) | 49.48 |  | EC-24 / EC-24-0.75 | Automatic Drainback |  | Solar and Auxiliary Storage are the same Tank | 80 | 1 | 1 | 65 | Z14 | [18 empty] | City of Lancaster | FALSE | 70.69 |  | 2011-06-01: 2017-05-30; 2011-08-03: 2017-06-13; 2011-09-20: 2017-06-16 | 2678 | 10250 | Up-front Payment
SCG-008324 | Commercial/Multifamily Residential | Domestic Hot Water | Gas | Southern California Gas Company | Incentive:Paid | 43227 | 20.19 |  | 1 | 2141 |  | 2141 |  | 2017-05-31 11:58 | 2017-06-19 | EVOLUTION ENERGY SOLUTIONS L L C | Retrofit | Los Angeles | Los Angeles | 90033 | Host Customer is System Owner | [7 empty] | 573.3 | 40.95 |  | Drainback | Drainback (Water) | Solar Storage and Auxiliary Tanks are separate |  | 1 | 1 | 1200 | Z09 | 30 | Units | Apartments/Condos | TRB-40 | 14 | 1 | 1100 | 1 | 85 | 1 | 310000 | TRUE | 140 | 140 |  | SunEarth - SETR A503 TTR U + VFS 10-200 |  | SunEarth - SETR A503 TTR U + VFS 10-200 | Los Angeles | FALSE | 20.19 |  | 2017-05-30 |  | 2017-05-31 | 2017-06-19 | 2017-09-18 | 2017-09-20 | 2585 | 43227 | Up-front Payment
PGE-008325 | Low Income Single Family Residential | Domestic Hot Water | Gas | Pacific Gas and Electric | Incentive:Paid | 3788 | 36.9 |  | 1 | 122 |  | 103 |  | 2017-07-27 16:25 | 2017-08-28 | REDWOOD COMMUNITY ACTION AGENCY | Retrofit | McKinleyville | Humboldt | 95519 | Host Customer is System Owner | 1 |  | 2010017C | Alternate Energy Technologies | EAGLESUN | DBS-G2-80-64 | Indirect Forced Circulation (IF) | 65.34 |  | MSC-32 | Automatic Drainback | Drainback (Water) | Solar Storage and Auxiliary Tanks are separate | 80 | 0.99 | 0.85 | 20 | Z01 | [18 empty] | Humboldt County | FALSE | 45.56 |  | 2017-05-30 | 2017-08-09 |  |  | 2017-07-27 | 2017-08-28 | 2601 | 5558.19 | Up-front Payment
SCG-008326 | Multifamily Residential - Disadvantaged Community | Domestic Hot Water | Gas | Southern California Gas Company | Incentive:Paid | 107734 | 20.19 |  | 1 | 5336 |  | 5336 |  | 2017-05-31 12:19 | 2017-06-19 | EVOLUTION ENERGY SOLUTIONS L L C | Retrofit | Los Angeles | Los Angeles | 90017 | Host Customer is System Owner | [7 empty] | 1638 | 40.95 |  | Drainback | Drainback (Water) | Solar Storage and Auxiliary Tanks are separate |  | 1 | 1 | 2584 | Z09 | 68 | Units | Apartments/Condos | TRB-40 | 40 | 1 | 3100 | 2 | 230 | 2 | 399000 | TRUE | 140 | 140 |  | SunEarth - SETR A503 TTR U + VFS 10-200 |  | SunEarth - SETR A503 TTR U + VFS 10-200 | Los Angeles | FALSE | 20.19 |  | 2017-05-31 |  | 2017-05-31 | 2017-06-19 | 2017-12-27 | 2017-12-29 | 2482 | 107734 | Up-front Payment
SCG-008329 | Commercial/Multifamily Residential | Domestic Hot Water | Gas | Southern California Gas Company | Incentive:Paid | 49627 | 20.19 |  | 1 | 2458 |  | 2458 |  | 2017-05-31 12:11 | 2017-06-19 | EVOLUTION ENERGY SOLUTIONS L L C | Retrofit | Los Angeles | Los Angeles | 90015 | Host Customer is System Owner | [7 empty] | 655.2 | 40.95 |  | Drainback | Drainback (Water) | Solar Storage and Auxiliary Tanks are separate |  | 1 | 1 | 1320 | Z09 | 33 | Units | Apartments/Condos | TRB-40 | 16 | 1 | 1500 | 1 | 115 | 1 | 400000 | TRUE | 140 | 140 |  | SunEarth - SETR A503 TTR U + VFS 10-200 |  | SunEarth - SETR A503 TTR U + VFS 10-200 | Los Angeles | FALSE | 20.19 |  | 2017-05-31 |  | 2017-05-31 | 2017-06-19 | 2017-09-11 | 2017-09-12 | 2594 | 49627 | Up-front Payment
SCG-008330 | Commercial/Multifamily Residential | Domestic Hot Water | Gas | Southern California Gas Company | Incentive:Paid | 44701 | 20.19 |  | 1 | 2214 |  | 2214 |  | 2017-05-31 12:04 | 2017-06-19 | EVOLUTION ENERGY SOLUTIONS L L C | Retrofit | Los Angeles | Los Angeles | 90015 | Host Customer is System Owner | [7 empty] | 614.25 | 40.95 |  | Drainback | Drainback (Water) | Solar Storage and Auxiliary Tanks are separate |  | 1 | 1 | 1160 | Z09 | 29 | Units | Apartments/Condos | TRB-40 | 15 | 1 | 1200 | 1 | 162 | 2 | 270000 | TRUE | 140 | 140 |  | SunEarth - SETR A503 TTR U + VFS 10-200 |  | SunEarth - SETR A503 TTR U + VFS 10-200 | Los Angeles | FALSE | 20.19 |  | 2017-05-31 |  | 2017-05-31 | 2017-06-19 | 2017-09-11 | 2017-09-12 | 2585 | 44701 | Up-front Payment
SCG-008331 | Commercial Pools | Pool Heating | Gas | Southern California Gas Company | Incentive:Paid | 5060 | 5 |  | 1 | 1012 |  | 1012 |  | 2017-06-05 11:06 | 2017-06-19 | SUNTREK INDUSTRIES INC | Retrofit | Rolling Hills | Los Angeles | 90274 | Host Customer is System Owner | [7 empty] | 456 | 38 |  | Drainback |  |  |  | 1 | 1 |  | Z06 |  |  |  | 2007048A | 12 | 1 | [5 empty] | FALSE | [6 empty] | Los Angeles | FALSE | 13.12 |  | 2017-05-31 |  | 2017-06-05 | 2017-06-19 | 2017-07-31 | 2017-08-02 | 2606 | 13276 | Up-front Payment
SCG-008332 | Commercial Pools | Pool Heating | Gas | Southern California Gas Company | Incentive:Paid | 7155 | 5 |  | 1 | 1431 |  | 1431 |  | 2017-06-05 11:01 | 2017-06-19 | SUNTREK INDUSTRIES INC | Retrofit | Los Angeles | Los Angeles | 90029 | Host Customer is System Owner | [7 empty] | 648 | 36 |  | Drainback |  |  |  | 1 | 1 |  | Z09 |  |  |  | 2007048A | 18 | 1 | [5 empty] | FALSE |  |  |  | SunEarth - SETR A503 TTR U + VFS 20-400 |  | SunEarth - SETR A503 TTR U + VFS 20-400 | Los Angeles | FALSE | 11.43 |  | 2017-05-31 |  | 2017-06-05 | 2017-06-19 | 2017-08-29 | 2017-08-29 | 2606 | 16360 | Up-front Payment
SCG-008333 | Commercial Pools | Pool Heating | Gas | Southern California Gas Company | Incentive:Paid | 6830 | 5 |  | 1 | 1366 |  | 1366 |  | 2017-05-31 13:46 | 2017-06-19 | SUNTREK INDUSTRIES INC | Retrofit | Capo Beach | Orange | 92624 | Host Customer is System Owner | [7 empty] | 672 | 42 |  | Drainback |  |  |  | 1 | 1 |  | Z06 |  |  |  | 2007048A | 16 | 1 | [5 empty] | FALSE |  |  |  | SunEarth - SETR A503 TTR U + VFS 20-400 |  | SunEarth - SETR A503 TTR U + VFS 20-400 | Dana Point | FALSE | 11.1 |  | 2017-05-31 |  | 2017-05-31 | 2017-06-19 | 2017-10-17 | 2017-10-24 | 2553 | 15160 | Up-front Payment
SCG-008334 | Commercial/Multifamily Residential | Domestic Hot Water | Gas | Southern California Gas Company | Incentive:Paid | 31153 | 20.19 |  | 1 | 1544 |  | 1544 |  | 2017-06-02 10:41 | 2017-06-19 | EVOLUTION ENERGY SOLUTIONS L L C | Retrofit | Los Angeles | Los Angeles | 90017 | Host Customer is System Owner | [7 empty] | 450.45 | 40.95 |  | Drainback | Drainback (Water) | Solar Storage and Auxiliary Tanks are separate |  | 1 | 1 | 800 | Z09 | 20 | Units | Apartments/Condos | TRB-40 | 11 | 1 | 844 | 2 | 100 | 1 | 75100 | TRUE | 140 | 140 |  |  |  |  | Los Angeles | FALSE | 20.18 |  | 2017-05-31 |  | 2017-06-02 | 2017-06-19 | 2017-12-07 | 2018-01-05 | 2482 | 31153 | Up-front Payment
SCG-008336 | Commercial Pools | Pool Heating | Gas | Southern California Gas Company | Incentive:Paid | 5801 | 5 |  | 1 | 1289 |  | 1160 |  | 2017-07-26 08:50 | 2017-07-26 | A F C PLUMBING AND SERVICES INC | Retrofit | Woodland Hills | Woodland Hills | 91367 | Host Customer is System Owner | [7 empty] | 700 | 35 |  | Drainback |  |  |  | 0.9 | 1 |  | Z09 |  |  |  | 10001888 | 20 | 1 | [5 empty] | FALSE |  |  |  | SunEarth Grundfos UPC-BTU Monitoring+VFS 20-400 NPT |  | SunEarth Grundfos UPC-BTU Monitoring+VFS 20-400 NPT | City of Los Angeles | FALSE | 9.41 |  | 2017-05-31 |  | 2017-07-26 | 2017-07-26 | 2017-07-31 | 2017-08-01 | 2628 | 12123.7 | Up-front Payment
SCG-008339 | Commercial/Multifamily Residential | Domestic Hot Water | Gas | Southern California Gas Company | Incentive:Paid | 78055 | 20.19 |  | 1 | 3866 |  | 3866 |  | 2017-06-21 11:44 | 2017-07-11 | ENVIRONMENTAL SOLAR DESIGN INC | Retrofit | Encino | Encino | 91316 | Host Customer is System Owner | [7 empty] | 1023.75 | 40.95 |  | Glycol | Advanced Controller with a Vacation or Holiday Mode | Solar Storage and Auxiliary Tanks are separate |  | 1 | 1 | 2508 | Z09 | 66 | Units | Apartments/Condos | TRB-40 | 25 | 1 | 2500 | 1 | 300 | 3 | 597000 | FALSE | 125 | 145 |  | SunEarth - SETR A503 TTR U + VFS 10-200 |  | SunEarth - SETR A503 TTR U + VFS 10-200 | City of Los Angeles | FALSE | 25.57 |  | 2017-06-05 |  | 2017-06-21 | 2017-07-11 | 2017-07-18 | 2017-07-19 | 2650 | 98860 | Up-front Payment
PGE-008340 | Single Family Residential | Domestic Hot Water | Gas | Pacific Gas and Electric | Incentive:Paid | 2642 | 29.85 |  | 1 | 118 |  | 88 |  | 2017-09-13 16:23 | 2017-10-13 | INTELLIGENT GREEN SOLUTIONS CA | Retrofit | Bakersfield | Kern | 93309 | Host Customer is System Owner | 5 |  | 30004236 | SunMaxx Solar LLC | ThermoPower | VTS30-HP-G | Indirect Thermosyphon (IT) | 47.9 |  | TZ58/1800-30C | Automatic Drainback |  | Solar Storage and Auxiliary Tanks are separate | 79 | 1 | 0.75 | 65 | Z13 | [18 empty] | Bakersfield | FALSE | 54.51 |  | 2011-06-01: 2017-06-06; 2011-08-03: 2017-09-13; 2011-09-20: 2017-10-13 | 2559 | 6432 | Up-front Payment
SCG-008341 | Commercial/Multifamily Residential | Domestic Hot Water | Gas | Southern California Gas Company | Incentive:Paid | 74437 | 10.1 |  | 1 | 3685 |  | 3685 |  | 2017-11-27 06:11 | 2018-06-29 | SOLARCO ENERGY | Retrofit | Torrance | Los Angeles | 90502 | Host Customer is System Owner | [7 empty] | 2028 | 16.9 |  | Glycol | Steam Back | Solar Storage and Auxiliary Tanks are separate |  | 1 | 1 | 5000 | Z06 | 335 | Units | Hotels/Motels | 2007044A | 120 | 2 | 500 | 4 | 1000 | 2 | 200 | TRUE | 130 | 110 |  | ISTEC T33-A1-4" | Sundrum Solar | ISTEC T33-A1-4" | LADBS | FALSE | 66.49 |  | 2017-06-06 |  | 2017-11-27 | 2018-06-29 | 2018-09-12 | 2018-11-06 | 2181 | 245000 | Performance-Based Incentive
SCG-008342 | Low Income Multifamily Residential | Domestic Hot Water | Gas | Southern California Gas Company | Incentive:Paid | 73450 | 24.89 |  | 1 | 2951 |  | 2951 |  | 2017-11-09 17:04 | 2017-12-04 | PROMISE ENERGY INC | New Construction | Ventura | Ventura | 93004 | Host Customer is System Owner | [7 empty] | 843.57 | 40.17 |  | Glycol | Steam Back | Solar Storage and Auxiliary Tanks are separate |  | 1 | 1 | 2850 | Z06 | 75 | Units | Apartments/Condos | 2010115A | 21 | 1 | 1500 | 1 | 462 | 1 | 300000 | TRUE | 120 | 140 |  | Amatis Controls - AM-JOULE |  | Amatis Controls - AM-JOULE | Ventura | FALSE | 43.5 |  | 2017-06-06 |  | 2017-11-09 | 2017-12-04 | 2018-08-15 | 2018-08-16 | 2251 | 128372.25 | Up-front Payment
PGE-008344 | Single Family Residential | Domestic Hot Water | Gas | Pacific Gas and Electric | Incentive:Paid | 2642 | 29.85 |  | 1 | 118 |  | 88 |  | 2017-10-04 16:58 | 2017-10-17 | INTELLIGENT GREEN SOLUTIONS CA | Retrofit | BAKERSFIELD | Kern | 93309 | Host Customer is System Owner | 6 |  | 30004236 | SunMaxx Solar LLC | ThermoPower | VTS30-HP-G | Indirect Thermosyphon (IT) | 47.9 |  | TZ58/1800-30C | Automatic Drainback |  | Solar Storage and Auxiliary Tanks are separate | 79 | 1 | 0.75 | 75 | Z13 | [18 empty] | Bakersfield | FALSE | 52.88 |  | 2017-06-08 | 2017-10-10 |  |  | 2017-10-04 | 2017-10-17 | 2546 | 6240 | Up-front Payment
PGE-008345 | Low Income Single Family Residential | Domestic Hot Water | Gas | Pacific Gas and Electric | Incentive:Paid | 4412 | 36.9 |  | 1 | 122 |  | 120 |  | 2017-07-27 16:29 | 2017-08-23 | REDWOOD COMMUNITY ACTION AGENCY | Retrofit | EUREKA | Humboldt | 95501 | Host Customer is System Owner | 1 |  | 2010017C | Alternate Energy Technologies | EAGLESUN | DBS-G2-80-64 | Indirect Forced Circulation (IF) | 65.34 |  | MSC-32 | Automatic Drainback | Drainback (Water) | Solar Storage and Auxiliary Tanks are separate | 80 | 0.98 | 1 | 20 | Z01 | [18 empty] | Humboldt County | FALSE | 47.21 |  | 2017-06-08 | 2017-08-09 |  |  | 2017-07-27 | 2017-08-23 | 2601 | 5759.38 | Up-front Payment
SCG-008349 | Single Family Residential | Domestic Hot Water | Gas | Southern California Gas Company | Incentive:Paid | 2994 | 29.85 |  | 1 | 118 |  | 100 |  | 2017-10-25 16:50 | 2018-03-13 | INTELLIGENT GREEN SOLUTIONS CA | Retrofit | Bakersfield | Kern | 93312 | Host Customer is System Owner | 6 |  | 30004236 | SunMaxx Solar LLC | ThermoPower | VTS30-HP-G | Indirect Thermosyphon (IT) | 47.9 |  | TZ58/1800-30C | Automatic Drainback |  | Solar Storage and Auxiliary Tanks are separate | 79 | 1 | 0.85 | 75 | Z13 | [18 empty] | Bakersfield | FALSE | 52.88 |  | 2017-06-09 | 2017-11-17 |  |  | 2017-10-25 | 2018-03-13 | 2410 | 6240 | Up-front Payment
PGE-008353 | Single Family Residential - Disadvantaged Community | Domestic Hot Water | Gas | Pacific Gas and Electric | Incentive:Paid | 3522 | 29.85 |  | 1 | 118 |  | 118 |  | 2018-01-18 15:43 | 2018-03-15 | INTELLIGENT GREEN SOLUTIONS CA | Retrofit | BAKERSFIELD | Tulare | 93305 | Host Customer is System Owner | 6 |  | 30004236 | SunMaxx Solar LLC | ThermoPower | VTS30-HP-G | Indirect Thermosyphon (IT) | 47.9 | 29.49 | TZ58/1800-30C | Glycol | Steam Back | Solar Storage and Auxiliary Tanks are separate | 39 | 1 | 1 | 75 | Z13 |  |  | Other |  | 30 | 1 | 1200 | 1 | 200 | 2 | 270000 | FALSE | 180 | 180 |  |  |  |  | Bakersfield | FALSE | 52.88 |  | 2017-06-13 | 2018-01-25 |  |  | 2018-01-18 | 2018-03-15 | 2395 | 6240 | Up-front Payment
SCG-008354 | Commercial/Multifamily Residential | Domestic Hot Water | Gas | Southern California Gas Company | Incentive:Paid | 45771 | 20.19 |  | 1 | 2267 |  | 2267 |  | 2017-07-13 08:55 | 2017-07-20 | EVOLUTION ENERGY SOLUTIONS L L C | Retrofit | Los Angeles | Los Angeles | 90042 | Host Customer is System Owner | [7 empty] | 614.25 | 40.95 |  | Drainback | Drainback (Water) | Solar Storage and Auxiliary Tanks are separate |  | 1 | 1 | 1360 | Z09 | 34 | Units | Apartments/Condos | TRB-40 | 15 | 1 | 1000 | 2 | 100 | 1 | 200000 | TRUE | 140 | 140 |  | SunEarth - SETR A503 TTR U + VFS 10-200 |  | SunEarth - SETR A503 TTR U + VFS 10-200 | Los Angeles | FALSE | 20.19 |  | 2017-06-13 |  | 2017-07-13 | 2017-07-20 | 2017-08-03 | 2017-08-09 | 2628 | 45771 | Up-front Payment
SCG-008358 | Low Income Single Family Residential | Domestic Hot Water | Gas | Southern California Gas Company | Incentive:Paid | 5320 | 36.9 |  | 1 | 162 |  | 148 |  | 2017-06-20 09:32 | 2017-06-22 | COMMUNITY ACTION PARTNERSHIP OF ORANGE COUNTY | Retrofit | ANAHEIM | Orange | 92805 | Host Customer is System Owner | 9 |  | 2010017C | Alternate Energy Technologies | EAGLESUN | DBS-G2-80-64 | Indirect Forced Circulation (IF) | 65.34 |  | MSC-32 | Automatic Drainback |  | Solar Storage and Auxiliary Tanks are separate | 80 | 0.96 | 0.95 | 105 | Z08 | [18 empty] | Anaheim, Orange County, CA | FALSE | 54.46 |  | 2011-06-01: 2017-06-14; 2011-08-03: 2017-06-20; 2011-09-20: 2017-06-22 | 2678 | 8821.97 | Up-front Payment
PGE-008359 | Single Family Residential | Domestic Hot Water | Gas | Pacific Gas and Electric | Incentive:Paid | 2994 | 29.85 |  | 1 | 118 |  | 100 |  | 2017-07-20 06:49 | 2017-07-31 | SELF-HELP HOME IMPROVEMENT PROJECT | Retrofit | Redding | Shasta | 96003 | Host Customer is System Owner | 2 |  | 30004214 | Alternate Energy Technologies | EAGLESUN | DBS-G2-60-40 | Indirect Forced Circulation (IF) | 41.35 |  | MSC-20 | Automatic Drainback |  | Solar Storage and Auxiliary Tanks are separate | 60 | 1 | 0.85 | 35 | Z11 | [18 empty] | City of Redding | FALSE | 41.9 |  | 2017-06-14 | 2017-07-26 |  |  | 2017-07-20 | 2017-07-31 | 2637 | 4944.51 | Up-front Payment
SCG-008360 | Commercial/Multifamily Residential | Domestic Hot Water | Gas | Southern California Gas Company | Incentive:Paid | 38967 | 20.19 |  | 1 | 1930 |  | 1930 |  | 2017-07-13 10:03 | 2017-07-18 | EVOLUTION ENERGY SOLUTIONS L L C | Retrofit | Los Angeles | Los Angeles | 90029 | Host Customer is System Owner | [7 empty] | 450.45 | 40.95 |  | Drainback | Drainback (Water) | Solar Storage and Auxiliary Tanks are separate |  | 1 | 1 | 1760 | Z09 | 44 | Units | Apartments/Condos | TRB-40 | 11 | 1 | 800 | 1 | 119 | 1 | 399000 | TRUE | 140 | 140 |  |  |  |  | Los Angeles | FALSE | 20.19 |  | 2017-06-15 |  | 2017-07-13 | 2017-07-18 | 2017-11-09 | 2017-11-09 | 2533 | 38967 | Up-front Payment
SCG-008361 | Commercial/Multifamily Residential | Domestic Hot Water | Gas | Southern California Gas Company | Incentive:Paid | 62205 | 20.19 |  | 1 | 3081 |  | 3081 |  | 2017-07-17 07:36 | 2017-07-28 | EVOLUTION ENERGY SOLUTIONS L L C | Retrofit | Los Angeles | Los Angeles | 90028 | Host Customer is System Owner | [7 empty] | 819 | 40.95 |  | Drainback | Drainback (Water) | Solar Storage and Auxiliary Tanks are separate |  | 1 | 1 | 1760 | Z09 | 44 | Units | Apartments/Condos | TRB-40 | 20 | 1 | 1500 | 1 | 215 | 2 | 469000 | TRUE | 140 | 140 |  | SunEarth - SETR A503 TTR U + VFS 10-200 |  | SunEarth - SETR A503 TTR U + VFS 10-200 | Los Angeles | FALSE | 20.19 |  | 2017-06-15 |  | 2017-07-17 | 2017-07-28 | 2017-10-12 | 2017-10-26 | 2554 | 62205 | Up-front Payment
SCG-008365 | Multifamily Residential - Disadvantaged Community | Domestic Hot Water | Gas | Southern California Gas Company | Incentive:Paid | 39643 | 20.19 |  | 1 | 1968 |  | 1968 |  | 2017-07-13 09:35 | 2017-07-20 | EVOLUTION ENERGY SOLUTIONS L L C | Retrofit | Los Angeles | Los Angeles | 90027 | Host Customer is System Owner | [7 empty] | 532.35 | 40.95 |  | Drainback | Drainback (Water) | Solar Storage and Auxiliary Tanks are separate |  | 1 | 1 | 1200 | Z09 | 30 | Units | Apartments/Condos | TRB-40 | 13 | 1 | 844 | 2 | 100 | 1 | 399000 | TRUE | 140 | 140 |  | SunEarth - SETR A503 TTR U + VFS 10-200 |  | SunEarth - SETR A503 TTR U + VFS 10-200 | Los Angeles | FALSE | 20.14 |  | 2017-06-15 |  | 2017-07-13 | 2017-07-20 | 2018-01-18 | 2018-02-07 | 2446 | 39643 | Up-front Payment
PGE-008366 | Low Income Single Family Residential | Domestic Hot Water | Gas | Pacific Gas and Electric | Incentive:Paid | 5370 | 36.9 |  | 1 | 147 |  | 146 |  | 2017-07-13 16:31 | 2017-07-26 | MERCED COUNTY COMMUNITY ACTION BOARD | Retrofit | DELHI | Merced | 95315 | Host Customer is System Owner | 4 |  | 2010017C | Alternate Energy Technologies | EAGLESUN | DBS-G2-80-64 | Indirect Forced Circulation (IF) | 65.34 |  | MSC-32 | Automatic Drainback |  | Solar Storage and Auxiliary Tanks are separate | 80 | 0.99 | 1 | 55 | Z12 | [18 empty] | COUNTY OF MERCED | FALSE | 39.16 |  | 2011-06-01: 2017-06-15; 2011-08-03: 2017-07-13; 2011-09-20: 2017-07-26 | 2637 | 5756.42 | Up-front Payment
SCG-008367 | Low Income Single Family Residential | Domestic Hot Water | Gas | Southern California Gas Company | Incentive:Paid | 3990 | 36.9 |  | 1 | 162 |  | 159 |  | 2017-06-20 09:31 | 2017-06-26 | COMMUNITY ACTION PARTNERSHIP OF ORANGE COUNTY | Retrofit | ANAHEIM | Orange | 92804 | Host Customer is System Owner | 4 |  | 2010017C | Alternate Energy Technologies | EAGLESUN | DBS-G2-80-64 | Indirect Forced Circulation (IF) | 65.34 |  | MSC-32 | Automatic Drainback |  | Solar Storage and Auxiliary Tanks are separate | 80 | 0.98 | 1 | 55 | Z08 | [18 empty] | Anaheim, Orange County, CA | FALSE | 53.82 |  | 2011-06-01: 2017-06-15; 2011-08-03: 2017-06-20; 2011-09-20: 2017-06-26 | 2661 | 8718.77 | Up-front Payment
SCG-008368 | Single Family Residential | Domestic Hot Water | Gas | Southern California Gas Company | Incentive:Canceled | 3522 | 29.85 |  | 1 | 118 |  | 118 |  | 2017-10-13 07:01 |  | INTELLIGENT GREEN SOLUTIONS CA | Retrofit | Bakersfield | Kern | 93307 | Host Customer is System Owner | 5 |  | 30004236 | SunMaxx Solar LLC | ThermoPower | VTS30-HP-G | Indirect Thermosyphon (IT) | 47.9 |  | TZ58/1800-30C | Automatic Drainback |  | Solar Storage and Auxiliary Tanks are separate | 40 | 1 | 1 | 65 | Z13 | [18 empty] | Kern | FALSE | 52.88 |  | 2011-06-01: 2017-06-16; 2011-06-21: 2017-11-07; 2011-08-03: 2017-10-13 | 2524 | 6240 | Up-front Payment
SDG-008369 | Low Income Multifamily Residential | Domestic Hot Water | Gas | San Diego Gas and Electric | Incentive:Paid | 28026 | 24.89 |  | 1 | 1126 |  | 1126 |  | 2017-06-26 14:43 | 2017-08-07 | CALIFORNIA SOLAR INTEGRATORS INC | Retrofit | San Ysidro | San Diego | 92173 | Host Customer is System Owner | [7 empty] | 327.6 | 40.95 |  | Glycol | Steam Back | Solar Storage and Auxiliary Tanks are separate |  | 1 | 1 | 714 | Z07 | 17 | Units | Apartments/Condos | TRB-40 | 8 | 1 | 476 | 4 | 97 | 1 | 199000 | TRUE | 120 | 140 |  |  |  |  | City of San Diego | FALSE | 24.89 |  | 2017-06-26 | 2017-06-26 | 2017-06-26 | 2017-08-07 | 2018-02-09 | 2018-03-01 | 2418 | 28026 | Up-front Payment
SDG-008370 | Low Income Multifamily Residential | Domestic Hot Water | Gas | San Diego Gas and Electric | Incentive:Paid | 28026 | 24.89 |  | 1 | 1126 |  | 1126 |  | 2017-06-29 06:58 | 2017-07-31 | CALIFORNIA SOLAR INTEGRATORS INC | Retrofit | San Ysidro | San Diego | 92173 | Host Customer is System Owner | [7 empty] | 327.6 | 40.95 |  | Glycol | Steam Back | Solar Storage and Auxiliary Tanks are separate |  | 1 | 1 | 714 | Z07 | 17 | Units | Apartments/Condos | TRB-40 | 8 | 1 | 476 | 4 | 97 | 1 | 199000 | TRUE | 120 | 140 |  |  |  |  | City of San Diego | FALSE | 24.89 |  | 2017-06-26 | 2017-07-06 | 2017-06-29 | 2017-07-31 | 2018-02-09 | 2018-03-01 | 2418 | 28026 | Up-front Payment
SCG-008371 | Commercial/Multifamily Residential | Domestic Hot Water | Gas | Southern California Gas Company | Incentive:Paid | 32789 | 20.19 |  | 1 | 1624 |  | 1624 |  | 2017-07-13 09:42 | 2017-07-18 | EVOLUTION ENERGY SOLUTIONS L L C | Retrofit | Torrance | Aromas | 90501 | Host Customer is System Owner | [7 empty] | 450.45 | 40.95 |  | Drainback | Drainback (Water) | Solar Storage and Auxiliary Tanks are separate |  | 1 | 1 | 880 | Z06 | 22 | Units | Apartments/Condos | TRB-40 | 11 | 1 | 800 | 1 | 100 | 1 | 75100 | TRUE | 140 | 140 |  |  |  |  | Los Angeles | FALSE | 20.19 |  | 2017-06-16 |  | 2017-07-13 | 2017-07-18 | 2018-06-14 | 2018-06-25 | 2314 | 32789 | Up-front Payment
PGE-008372 | Single Family Residential | Domestic Hot Water | Gas | Pacific Gas and Electric | Incentive:Paid | 3851 | 29.85 |  | 1 | 129 |  | 129 |  | 2017-06-27 08:21 | 2017-07-20 | SUNBOSS ENERGY AND PLUMBING | Retrofit | SALINAS | Monterey | 93901 | Host Customer is System Owner | 3 |  | 2011078A | Apricus Inc. | APSS_CLOSED_AP30_FTB-2 STD-G | APSS_CLOSED_AP30_FTB-2 STD-G | Indirect Forced Circulation (IF) | 47.33 |  | ETC-30 / ETC-30C | Glycol | Advanced Controller with a Thermal Cycling Function | Solar Storage and Auxiliary Tanks are separate | 80 | 1 | 1 | 45 | Z03 | [18 empty] | Salinas | FALSE | 56.05 |  | 2011-06-01: 2017-06-16; 2011-08-03: 2017-06-27; 2011-09-20: 2017-07-20 | 2637 | 7231 | Up-front Payment
SCG-008373 | Single Family Residential | Domestic Hot Water | Gas | Southern California Gas Company | Incentive:Paid | 8960 | 70 |  | 1 SCG | 128 |  | 128 |  | 2017-06-22 11:03 | 2017-06-26 | CALIFORNIA SOLAR THERMAL INC | Retrofit | Desert Hot Springs | Riverside | 92240 | Host Customer is System Owner | 5 |  | 30004079 | GREENoneTEC Solarindustrie GmbH | Solpal Plus | Solpal Plus L-GT | Direct Integral Collector Storage (DI) | 25.66 |  | Solpal Plus L |  |  | Solar Storage with Tankless Auxiliary Water Heater | 0 | 1 | 1 | 65 | Z15 | [18 empty] | County of Riverside | FALSE | 70 |  | 2011-06-01: 2017-06-16; 2011-08-03: 2017-06-22; 2011-09-20: 2017-06-26 | 2661 | 8960 | Up-front Payment
SCG-008375 | Single Family Residential | Domestic Hot Water | Gas | Southern California Gas Company | Incentive:Paid | 7616 | 70 |  | 1 SCG | 128 |  | 109 |  | 2017-06-22 11:03 | 2017-09-05 | CALIFORNIA SOLAR THERMAL INC | Retrofit | Palm Desert | Riverside | 92260 | Host Customer is System Owner | 5 |  | 30004079 | GREENoneTEC Solarindustrie GmbH | Solpal Plus | Solpal Plus L-GT | Direct Integral Collector Storage (DI) | 25.66 |  | Solpal Plus L |  |  | Solar Storage with Tankless Auxiliary Water Heater | 0 | 1 | 0.85 | 65 | Z15 | [18 empty] | City of Palm Desert | FALSE | 59.5 |  | 2011-06-01: 2017-06-16; 2011-08-03: 2017-06-22; 2011-09-20: 2017-09-05 | 2601 | 7616 | Up-front Payment
SCG-008376 | Single Family Residential | Domestic Hot Water | Gas | Southern California Gas Company | Incentive:Paid | 8960 | 70 |  | 1 SCG | 128 |  | 128 |  | 2017-06-22 11:04 | 2017-06-27 | CALIFORNIA SOLAR THERMAL INC | Retrofit | Palm Desert | Riverside | 92211 | Host Customer is System Owner | 5 |  | 30004079 | GREENoneTEC Solarindustrie GmbH | Solpal Plus | Solpal Plus L-GT | Direct Integral Collector Storage (DI) | 25.66 |  | Solpal Plus L |  |  | Solar Storage with Tankless Auxiliary Water Heater | 0 | 1 | 1 | 65 | Z15 | [18 empty] | City of Palm Desert | FALSE | 70 |  | 2011-06-01: 2017-06-16; 2011-08-03: 2017-06-22; 2011-09-20: 2017-06-27 | 2661 | 8960 | Up-front Payment
SCG-008377 | Single Family Residential | Domestic Hot Water | Gas | Southern California Gas Company | Incentive:Paid | 7616 | 70 |  | 1 SCG | 128 |  | 109 |  | 2017-06-22 11:04 | 2017-06-27 | CALIFORNIA SOLAR THERMAL INC | Retrofit | Rancho Mirage | Riverside | 92270 | Host Customer is System Owner | 5 |  | 30004079 | GREENoneTEC Solarindustrie GmbH | Solpal Plus | Solpal Plus L-GT | Direct Integral Collector Storage (DI) | 25.66 |  | Solpal Plus L |  |  | Solar Storage with Tankless Auxiliary Water Heater | 0 | 1 | 0.85 | 65 | Z15 | [18 empty] | City of Rancho Mirage | FALSE | 59.5 |  | 2011-06-01: 2017-06-16; 2011-08-03: 2017-06-22; 2011-09-20: 2017-06-27 | 2661 | 7616 | Up-front Payment
SCG-008378 | Commercial Pools | Pool Heating | Gas | Southern California Gas Company | Incentive:Paid | 23485 | 3.5 |  | 1 | 3355 |  | 3355 |  | 2017-11-27 06:10 | 2018-06-29 | SOLARCO ENERGY | Retrofit | Torrance | Los Angeles | 90502 | Host Customer is System Owner | [7 empty] | 2028 | 16.9 |  | Glycol | Steam Back |  |  | 1 | 1 |  | Z06 |  |  |  | 2007044A | 120 | 2 | [5 empty] | FALSE |  |  |  | ISTEC 1752 | Sundrum Solar | ISTEC 1752 | LADBS | FALSE | 73.03 |  | 2017-06-17 |  | 2017-11-27 | 2018-06-29 | 2018-09-12 | 2018-10-05 | 2213 | 245000 | Performance-Based Incentive
SCG-008379 | Single Family Residential | Domestic Hot Water | Gas | Southern California Gas Company | Incentive:Paid | 2127 | 29.85 |  | 1 | 75 |  | 71 |  | 2017-08-15 20:08 | 2017-09-05 | JUSTICE ENERGY PARTNERS | Retrofit | Sun Valley | Los Angeles | 91352 | Host Customer is System Owner | 6 |  | 2012012B | GREENoneTEC Solarindustrie GmbH | SOLPAL (formerly Solcrafte) | SOLPAL L-G | Direct Integral Collector Storage (DI) | 26.11 |  | Solpal L |  |  | Solar and Auxiliary Storage are the same Tank | 51 | 1 | 0.95 | 75 | Z09 | [18 empty] | LADBS | FALSE | 40.39 |  | 2011-06-01: 2017-06-19; 2011-08-03: 2017-08-15; 2011-09-20: 2017-09-05 | 2594 | 3029 | Up-front Payment
SCG-008380 | Single Family Residential | Domestic Hot Water | Gas | Southern California Gas Company | Incentive:Paid | 2239 | 29.85 |  | 1 | 75 |  | 75 |  | 2017-08-23 16:29 | 2017-09-18 | JUSTICE ENERGY PARTNERS | Retrofit | Sun Valley | Los Angeles | 91352 | Host Customer is System Owner | 7 |  | 2012012B | GREENoneTEC Solarindustrie GmbH | SOLPAL (formerly Solcrafte) | SOLPAL L-G | Direct Integral Collector Storage (DI) | 26.11 |  | Solpal L |  |  | Solar and Auxiliary Storage are the same Tank | 51 | 1 | 1 | 85 | Z09 | [18 empty] | LADBS | FALSE | 40.39 |  | 2011-06-01: 2017-06-19; 2011-08-03: 2017-08-23; 2011-09-20: 2017-09-18 | 2572 | 3029 | Up-front Payment
SCG-008381 | Single Family Residential | Domestic Hot Water | Gas | Southern California Gas Company | Incentive:Paid | 1567 | 29.85 |  | 1 | 75 |  | 52 |  | 2017-08-21 19:00 | 2017-10-20 | JUSTICE ENERGY PARTNERS | Retrofit | Sun Valley | Sun Valley | 91352 | Host Customer is System Owner | 6 |  | 2012012B | GREENoneTEC Solarindustrie GmbH | SOLPAL (formerly Solcrafte) | SOLPAL L-G | Direct Integral Collector Storage (DI) | 26.11 |  | Solpal L |  |  | Solar Storage and Auxiliary Tanks are separate | 51 | 1 | 0.7 | 75 | Z09 | [18 empty] | LADBS | FALSE | 40.39 |  | 2011-06-01: 2017-06-19; 2011-08-03: 2017-08-21; 2011-09-20: 2017-10-20 | 2549 | 3029 | Up-front Payment
SCG-008382 | Single Family Residential | Domestic Hot Water | Gas | Southern California Gas Company | Incentive:Paid | 2239 | 29.85 |  | 1 | 75 |  | 75 |  | 2017-08-23 16:22 | 2017-10-03 | JUSTICE ENERGY PARTNERS | Retrofit | Sun Valley | Los Angeles | 91352 | Host Customer is System Owner | 5 |  | 2012012B | GREENoneTEC Solarindustrie GmbH | SOLPAL (formerly Solcrafte) | SOLPAL L-G | Direct Integral Collector Storage (DI) | 26.11 |  | Solpal L |  |  | Solar and Auxiliary Storage are the same Tank | 51 | 1 | 1 | 65 | Z09 | [18 empty] | LADBS | FALSE | 40.39 |  | 2011-06-01: 2017-06-19; 2011-08-03: 2017-08-23; 2011-09-20: 2017-10-03 | 2572 | 3029 | Up-front Payment
SCG-008383 | Commercial/Multifamily Residential | Domestic Hot Water | Gas | Southern California Gas Company | Incentive:Paid | 51787 | 20.19 |  | 1 | 2565 |  | 2565 |  | 2017-06-19 13:54 | 2017-07-10 | INTELLIGENT GREEN SOLUTIONS CA | Retrofit | Tulare | Tulare | 93274 | Lease | [7 empty] | 884.7 | 29.49 |  | Glycol | Steam Back | Solar Storage and Auxiliary Tanks are separate |  | 1 | 1 | 1980 | Z13 |  |  | Other | 10002034 | 30 | 1 | 1200 | 1 | 200 | 2 | 270000 | FALSE | 180 | 180 |  | SunMaxx Solar - SmartMaxx-EMETER1000 |  | SunMaxx Solar - SmartMaxx-EMETER1000 | Tulare County | FALSE | 44.84 |  | 2017-06-19 |  | 2017-06-19 | 2017-07-10 | 2017-08-07 | 2017-08-09 | 2629 | 115011 | Up-front Payment
SCG-008384 | Single Family Residential | Domestic Hot Water | Gas | Southern California Gas Company | Incentive:Paid | 3642 | 29.85 |  | 1 | 122 |  | 122 |  | 2018-06-11 13:17 | 2018-07-16 | SYNTHESIS CONSTRUCTION CORP | Retrofit | Redondo Beach | Los Angeles | 90277 | Host Customer is System Owner | 3 |  | 30004079 | GREENoneTEC Solarindustrie GmbH | Solpal Plus | Solpal Plus L-GT | Direct Integral Collector Storage (DI) | 25.66 |  | Solpal Plus L |  |  | Solar Storage with Tankless Auxiliary Water Heater | 51 | 1 | 1 | 45 | Z06 | [18 empty] | Redondo Beach | FALSE | 147.5 |  | 2011-06-01: 2017-06-20; 2011-08-03: 2018-06-11; 2011-09-20: 2018-07-16 | 2292 | 17995 | Up-front Payment
SCG-008385 | Low Income Single Family Residential | Domestic Hot Water | Gas | Southern California Gas Company | Incentive:Paid | 4181 | 36.9 |  | 1 | 162 |  | 136 |  | 2017-07-10 10:08 | 2017-07-17 | COMMUNITY ACTION PARTNERSHIP OF ORANGE COUNTY | Retrofit | ANAHEIM | Orange | 92806 | Host Customer is System Owner | 4 |  | 2010017C | Alternate Energy Technologies | EAGLESUN | DBS-G2-80-64 | Indirect Forced Circulation (IF) | 65.34 |  | MSC-32 | Automatic Drainback |  | Solar Storage and Auxiliary Tanks are separate | 80 | 0.99 | 0.85 | 55 | Z08 | [18 empty] | Anaheim, Orange County, CA | FALSE | 55.36 |  | 2011-06-01: 2017-06-22; 2011-08-03: 2017-07-10; 2011-09-20: 2017-07-17 | 2651 | 8967.6 | Up-front Payment
SCG-008387 | Low Income Single Family Residential | Domestic Hot Water | Gas | Southern California Gas Company | Incentive:Paid | 3553 | 36.9 |  | 1 | 162 |  | 154 |  | 2017-06-27 07:52 | 2017-06-29 | COMMUNITY ACTION PARTNERSHIP OF ORANGE COUNTY | Retrofit | Buena Park | Orange | 90621 | Host Customer is System Owner | 3 |  | 2010017C | Alternate Energy Technologies | EAGLESUN | DBS-G2-80-64 | Indirect Forced Circulation (IF) | 65.34 |  | MSC-32 | Automatic Drainback | Drainback (Water) | Solar Storage and Auxiliary Tanks are separate | 80 | 0.95 | 1 | 45 | Z08 | [18 empty] | Buena Park, Orange County, CA | FALSE | 51.7 |  | 2011-06-01: 2017-06-22; 2011-08-03: 2017-06-27; 2011-09-20: 2017-06-29 | 2661 | 8375.13 | Up-front Payment
SCG-008389 | Low Income Single Family Residential | Domestic Hot Water | Gas | Southern California Gas Company | Incentive:Paid | 1756 | 36.9 |  | 1 | 149 |  | 123 |  | 2017-07-03 15:47 | 2017-07-10 | COMMUNITY SERVICES AND EMPLOYMENT TRAINING INCORPORATED | Retrofit | Visalia | Tulare | 93292 | Host Customer is System Owner | 4 |  | 2010017C | Alternate Energy Technologies | EAGLESUN | DBS-G2-80-64 | Indirect Forced Circulation (IF) | 65.34 |  | MSC-32 | Automatic Drainback |  | Solar Storage and Auxiliary Tanks are separate | 80 | 0.97 | 0.85 | 55 | Z13 | [18 empty] | Visalia, Tulare, CA | FALSE | 35.29 |  | 2011-06-01: 2017-06-26; 2011-08-03: 2017-07-03; 2011-09-20: 2017-07-10 | 2658 | 5258.49 | Up-front Payment
SCG-008390 | Low Income Single Family Residential | Domestic Hot Water | Gas | Southern California Gas Company | Incentive:Paid | 1664 | 36.9 |  | 1 | 149 |  | 149 |  | 2017-07-03 15:43 | 2017-07-11 | COMMUNITY SERVICES AND EMPLOYMENT TRAINING INCORPORATED | Retrofit | Visalia | Tulare | 93277 | Host Customer is System Owner | 4 |  | 2010017C | Alternate Energy Technologies | EAGLESUN | DBS-G2-80-64 | Indirect Forced Circulation (IF) | 65.34 |  | MSC-32 | Automatic Drainback |  | Solar Storage and Auxiliary Tanks are separate | 80 | 1 | 1 | 55 | Z13 | [18 empty] | Visalia, Tulare, CA | FALSE | 34.67 |  | 2011-06-01: 2017-06-26; 2011-08-03: 2017-07-03; 2011-09-20: 2017-07-11 | 2658 | 5165.55 | Up-front Payment
SCG-008391 | Low Income Single Family Residential | Domestic Hot Water | Gas | Southern California Gas Company | Incentive:Canceled | 2236 | 36.9 |  | 1 | 149 |  | 149 |  | 2017-08-02 11:19 |  | COMMUNITY SERVICES AND EMPLOYMENT TRAINING INCORPORATED | Retrofit | Dinuba | Tulare | 93618 | Host Customer is System Owner | 1 |  | 2010017C | Alternate Energy Technologies | EAGLESUN | DBS-G2-80-64 | Indirect Forced Circulation (IF) | 65.34 |  | MSC-32 | Automatic Drainback | Drainback (Water) | Solar Storage and Auxiliary Tanks are separate | 80 | 1 | 1 | 20 | Z13 | [18 empty] | Dinuba, Tulare, CA | FALSE | 38.51 |  | 2011-06-01: 2017-06-26; 2011-06-21: 2017-10-16; 2011-08-03: 2017-08-02 | 2377 | 5737.7 | Up-front Payment
SCG-008392 | Low Income Single Family Residential | Domestic Hot Water | Gas | Southern California Gas Company | Incentive:Paid | 2465 | 36.9 |  | 1 | 149 |  | 139 |  | 2017-07-03 15:44 | 2017-07-10 | COMMUNITY SERVICES AND EMPLOYMENT TRAINING INCORPORATED | Retrofit | Visalia | Tulare | 93291 | Host Customer is System Owner | 6 |  | 2010017C | Alternate Energy Technologies | EAGLESUN | DBS-G2-80-64 | Indirect Forced Circulation (IF) | 65.34 |  | MSC-32 | Automatic Drainback |  | Solar Storage and Auxiliary Tanks are separate | 80 | 0.93 | 1 | 75 | Z13 | [18 empty] | Visalia, Tulare, CA | FALSE | 40.05 |  | 2011-06-01: 2017-06-26; 2011-08-03: 2017-07-03; 2011-09-20: 2017-07-10 | 2658 | 5966.71 | Up-front Payment
SCG-008393 | Low Income Single Family Residential | Domestic Hot Water | Gas | Southern California Gas Company | Incentive:Paid | 2095 | 36.9 |  | 1 | 149 |  | 124 |  | 2017-07-10 13:43 | 2017-07-17 | COMMUNITY SERVICES AND EMPLOYMENT TRAINING INCORPORATED | Retrofit | Visalia | Tulare | 93277 | Host Customer is System Owner | 3 |  | 2010017C | Alternate Energy Technologies | EAGLESUN | DBS-G2-80-64 | Indirect Forced Circulation (IF) | 65.34 |  | MSC-32 | Automatic Drainback | Drainback (Water) | Solar Storage and Auxiliary Tanks are separate | 80 | 0.98 | 0.85 | 45 | Z13 | [18 empty] | Visalia, Tulare, CA | FALSE | 37.56 |  | 2011-06-01: 2017-06-27; 2011-08-03: 2017-07-10; 2011-09-20: 2017-07-17 | 2651 | 5597.08 | Up-front Payment
SCG-008394 | Low Income Single Family Residential | Domestic Hot Water | Gas | Southern California Gas Company | Incentive:Paid | 2969 | 36.9 |  | 1 | 149 |  | 127 |  | 2017-07-03 15:45 | 2017-07-11 | COMMUNITY SERVICES AND EMPLOYMENT TRAINING INCORPORATED | Retrofit | Visalia | Tulare | 93291 | Host Customer is System Owner | 5 |  | 2010017C | Alternate Energy Technologies | EAGLESUN | DBS-G2-80-64 | Indirect Forced Circulation (IF) | 65.34 |  | MSC-32 | Automatic Drainback |  | Solar Storage and Auxiliary Tanks are separate | 80 | 1 | 0.85 | 65 | Z13 | [18 empty] | Visalia, Tulare, CA | FALSE | 43.43 |  | 2011-06-01: 2017-06-27; 2011-08-03: 2017-07-03; 2011-09-20: 2017-07-11 | 2658 | 6470.84 | Up-front Payment
PGE-008398 | Commercial/Multifamily Residential | Domestic Hot Water | Gas | Pacific Gas and Electric | Incentive:Paid | 25265 | 20.19 |  | 1 | 1264 |  | 1251 |  | 2017-07-16 13:41 | 2017-08-09 | SUN LIGHT & POWER | New Construction | Mountain View | Santa Clara | 94040 | Host Customer is System Owner | [7 empty] | 321.36 | 40.17 |  | Glycol | Pressure Stagnation Protection (PSP) | Solar and Auxiliary Storage are the same Tank |  | 0.99 | 1 | 1320 | Z04 | 33 | Units | Apartments/Condos | 2010115A | 8 | 2 | 476 | 4 | 238 | 2 | 600000 | TRUE | 140 | 120 |  |  |  |  | City of Mountain View | FALSE | 265.55 |  | 2017-06-28 |  | 2017-07-16 | 2017-08-09 | 2018-10-16 | 2018-11-05 | 2171 | 335661 | Up-front Payment
PGE-008400 | Commercial/Multifamily Residential | Domestic Hot Water | Gas | Pacific Gas and Electric | Incentive:Paid | 140866 | 20.19 |  | 1 | 6977 |  | 6977 |  | 2017-07-16 13:39 | 2017-08-09 | SUN LIGHT & POWER | New Construction | Mountain View | Santa Clara | 94040 | Host Customer is System Owner | [7 empty] | 2249.52 | 40.17 |  | Glycol | Pressure Stagnation Protection (PSP) | Solar Storage and Auxiliary Tanks are separate |  | 1 | 1 | 4773 | Z04 | 129 | Units | Apartments/Condos | 2010115A | 56 | 2 | 3400 | 1 | 595 | 5 | 1500000 | TRUE | 140 | 120 |  | Heliodyne - Delta-T Pro Ethernet |  | Heliodyne - Delta-T Pro Ethernet | City of Mountain View | FALSE | 48.11 |  | 2017-06-28 | 2018-11-05 | 2017-07-16 | 2017-08-09 | 2018-10-16 | 2018-11-28 | 2133 | 335661 | Up-front Payment
SCG-008401 | Low Income Single Family Residential | Domestic Hot Water | Gas | Southern California Gas Company | Incentive:Paid | 2190 | 36.9 |  | 1 | 149 |  | 149 |  | 2017-07-03 15:46 | 2017-07-10 | COMMUNITY SERVICES AND EMPLOYMENT TRAINING INCORPORATED | Retrofit | Visalia | Tulare | 93292 | Host Customer is System Owner | 1 |  | 2010017C | Alternate Energy Technologies | EAGLESUN | DBS-G2-80-64 | Indirect Forced Circulation (IF) | 65.34 |  | MSC-32 | Automatic Drainback | Drainback (Water) | Solar Storage and Auxiliary Tanks are separate | 80 | 1 | 1 | 20 | Z13 | [18 empty] | Visalia, Tulare, CA | FALSE | 38.2 |  | 2011-06-01: 2017-06-28; 2011-08-03: 2017-07-03; 2011-09-20: 2017-07-10 | 2658 | 5691.52 | Up-front Payment
SCG-008402 | Low Income Single Family Residential | Domestic Hot Water | Gas | Southern California Gas Company | Incentive:Paid | 2731 | 36.9 |  | 1 | 149 |  | 124 |  | 2017-07-10 13:45 | 2017-07-19 | COMMUNITY SERVICES AND EMPLOYMENT TRAINING INCORPORATED | Retrofit | Visalia | Tulare | 93277 | Host Customer is System Owner | 3 |  | 2010017C | Alternate Energy Technologies | EAGLESUN | DBS-G2-80-64 | Indirect Forced Circulation (IF) | 65.34 |  | MSC-32 | Automatic Drainback | Drainback (Water) | Solar Storage and Auxiliary Tanks are separate | 80 | 0.98 | 0.85 | 45 | Z13 | [18 empty] | Visalia, Tulare, CA | FALSE | 41.83 |  | 2011-06-01: 2017-06-28; 2011-08-03: 2017-07-10; 2011-09-20: 2017-07-19 | 2651 | 6232.55 | Up-front Payment
SCG-008406 | Low Income Single Family Residential | Domestic Hot Water | Gas | Southern California Gas Company | Incentive:Paid | 2418 | 36.9 |  | 1 | 149 |  | 127 |  | 2017-07-10 13:44 | 2017-07-18 | COMMUNITY SERVICES AND EMPLOYMENT TRAINING INCORPORATED | Retrofit | Tulare | Tulare | 93274 | Host Customer is System Owner | 1 |  | 2010017C | Alternate Energy Technologies | EAGLESUN | DBS-G2-80-64 | Indirect Forced Circulation (IF) | 65.34 |  | MSC-32 | Automatic Drainback | Drainback (Water) | Solar Storage and Auxiliary Tanks are separate | 80 | 1 | 0.85 | 20 | Z13 | [18 empty] | Tulare, Tulare, CA | FALSE | 39.73 |  | 2011-06-01: 2017-06-29; 2011-08-03: 2017-07-10; 2011-09-20: 2017-07-18 | 2651 | 5919.98 | Up-front Payment
PGE-008407 | Low Income Single Family Residential | Domestic Hot Water | Gas | Pacific Gas and Electric | Incentive:Paid | 3701 | 36.9 |  | 1 | 118 |  | 100 |  | 2017-07-03 09:20 | 2017-07-31 | SELF-HELP HOME IMPROVEMENT PROJECT | Retrofit | Shasta Lake | Shasta | 96019 | Host Customer is System Owner | 1 |  | 30004214 | Alternate Energy Technologies | EAGLESUN | DBS-G2-60-40 | Indirect Forced Circulation (IF) | 41.35 |  | MSC-20 | Automatic Drainback | Drainback (Water) | Solar Storage and Auxiliary Tanks are separate | 60 | 1 | 0.85 | 20 | Z11 | [18 empty] | City of Shasta Lake | FALSE | 40.22 |  | 2017-06-30 | 2017-07-26 |  |  | 2017-07-03 | 2017-07-31 | 2637 | 4745.94 | Up-front Payment
PGE-008408 | Low Income Single Family Residential | Domestic Hot Water | Gas | Pacific Gas and Electric | Incentive:Paid | 3788 | 36.9 |  | 1 | 118 |  | 103 |  | 2017-07-27 12:59 | 2017-08-09 | SELF-HELP HOME IMPROVEMENT PROJECT | Retrofit | Redding | Shasta | 96002 | Host Customer is System Owner | 1 |  | 30004214 | Alternate Energy Technologies | EAGLESUN | DBS-G2-60-40 | Indirect Forced Circulation (IF) | 41.35 |  | MSC-20 | Automatic Drainback | Drainback (Water) | Solar Storage and Auxiliary Tanks are separate | 60 | 0.87 | 1 | 20 | Z11 | [18 empty] | City of Redding | FALSE | 42.94 |  | 2011-06-01: 2017-07-03; 2011-08-03: 2017-07-27; 2011-09-20: 2017-08-09 | 2627 | 5067.34 | Up-front Payment
SCG-008410 | Low Income Single Family Residential | Domestic Hot Water | Gas | Southern California Gas Company | Incentive:Paid | 5299 | 36.9 |  | 1 | 162 |  | 157 |  | 2017-07-11 08:05 | 2017-07-18 | COMMUNITY ACTION PARTNERSHIP OF ORANGE COUNTY | Retrofit | ANAHEIM | Orange | 92804 | Host Customer is System Owner | 2 |  | 2010017C | Alternate Energy Technologies | EAGLESUN | DBS-G2-80-64 | Indirect Forced Circulation (IF) | 65.34 |  | MSC-32 | Automatic Drainback | Drainback (Water) | Solar Storage and Auxiliary Tanks are separate | 80 | 0.97 | 1 | 35 | Z08 | [18 empty] | Anaheim, Orange County, CA | FALSE | 54.31 |  | 2011-06-01: 2017-07-05; 2011-08-03: 2017-07-11; 2011-09-20: 2017-07-18 | 2651 | 8798.77 | Up-front Payment
SCG-008411 | Single Family Residential | Domestic Hot Water | Gas | Southern California Gas Company | Incentive:Paid | 1624 | 29.85 |  | 1 | 64 |  | 54 |  | 2017-07-06 09:37 | 2017-07-10 | SUNTREK INDUSTRIES INC | Retrofit | Mission Viejo | Orange | 92691 | Host Customer is System Owner | 4 |  | 30003825 | SunEarth, Inc. | CopperHeart | CP-40G | Direct Integral Collector Storage (DI) | 24.96 |  | CP-40 |  |  | Solar Storage and Auxiliary Tanks are separate | 40 | 1 | 0.85 | 55 | Z08 | [18 empty] | Mission Viejo | FALSE | 213.28 |  | 2011-06-01: 2017-07-05; 2011-08-03: 2017-07-06; 2011-09-20: 2017-07-10 | 2658 | 13650 | Up-front Payment
PGE-008412 | Low Income Single Family Residential | Domestic Hot Water | Gas | Pacific Gas and Electric | Incentive:Paid | 5397 | 36.9 |  | 1 | 147 |  | 147 |  | 2017-07-13 16:26 | 2017-09-05 | MERCED COUNTY COMMUNITY ACTION BOARD | Retrofit | WINTON | Merced | 95388 | Host Customer is System Owner | 7 |  | 2010017C | Alternate Energy Technologies | EAGLESUN | DBS-G2-80-64 | Indirect Forced Circulation (IF) | 65.34 |  | MSC-32 | Automatic Drainback |  | Solar Storage and Auxiliary Tanks are separate | 80 | 1 | 1 | 85 | Z12 | [18 empty] | MERCED COUNTY | FALSE | 41.71 |  | 2017-07-06 | 2017-07-26 |  |  | 2017-07-13 | 2017-09-05 | 2601 | 6130.89 | Up-front Payment
PGE-008415 | Low Income Single Family Residential | Domestic Hot Water | Gas | Pacific Gas and Electric | Incentive:Paid | 4331 | 36.9 |  | 1 | 121 |  | 117 |  | 2017-07-13 10:30 | 2017-07-26 | MERCED COUNTY COMMUNITY ACTION BOARD | Retrofit | MERCED | Merced | 95340 | Host Customer is System Owner | 3 |  | 30004214 | Alternate Energy Technologies | EAGLESUN | DBS-G2-60-40 | Indirect Forced Circulation (IF) | 41.35 |  | MSC-20 | Automatic Drainback |  | Solar Storage and Auxiliary Tanks are separate | 60 | 0.97 | 1 | 45 | Z12 | [18 empty] | CITY OF MERCED | FALSE | 47.24 |  | 2011-06-01: 2017-07-06; 2011-08-03: 2017-07-13; 2011-09-20: 2017-07-26 | 2637 | 5716.23 | Up-front Payment
PGE-008416 | Commercial/Multifamily Residential | Domestic Hot Water | Gas | Pacific Gas and Electric | Incentive:Paid | 29053 | 20.19 |  | 1 | 1439 |  | 1439 |  | 2018-05-06 21:18 | 2018-05-11 | ADROIT ENERGY INC | Retrofit | Berkeley | Alameda | 94709 | Host Customer is System Owner | [7 empty] | 491.4 | 40.95 |  | Glycol | Steam Back | Solar Storage and Auxiliary Tanks are separate |  | 1 | 1 | 832 | Z03 | 64 | Persons | Men's Dormitories | 10001803 | 12 | 1 | 1000 | 1 | 120 | 1 | 199000 | TRUE | 130 | 130 |  | SunEarth - SETR A503 TTR U + VFS 10-200 |  | SunEarth - SETR A503 TTR U + VFS 10-200 | City of Berkeley | FALSE | 43.85 |  | 2017-07-06 |  | 2018-05-06 | 2018-05-11 | 2018-05-14 | 2018-05-30 | 2327 | 63100 | Up-front Payment
PGE-008417 | Low Income Single Family Residential | Domestic Hot Water | Gas | Pacific Gas and Electric | Incentive:Paid | 4242 | 36.9 |  | 1 | 147 |  | 115 |  | 2017-07-13 10:31 | 2017-07-27 | MERCED COUNTY COMMUNITY ACTION BOARD | Retrofit | MERCED | Merced | 95348 | Host Customer is System Owner | 4 |  | 2010017C | Alternate Energy Technologies | EAGLESUN | DBS-G2-80-64 | Indirect Forced Circulation (IF) | 65.34 |  | MSC-32 | Automatic Drainback |  | Solar Storage and Auxiliary Tanks are separate | 80 | 0.92 | 0.85 | 55 | Z12 | [18 empty] | MERCED COUNTY | FALSE | 40.56 |  | 2011-06-01: 2017-07-06; 2011-08-03: 2017-07-13; 2011-09-20: 2017-07-27 | 2637 | 5962.27 | Up-front Payment
PGE-008418 | Low Income Single Family Residential | Domestic Hot Water | Gas | Pacific Gas and Electric | Incentive:Paid | 4420 | 36.9 |  | 1 | 121 |  | 120 |  | 2017-07-13 10:32 | 2017-07-27 | MERCED COUNTY COMMUNITY ACTION BOARD | Retrofit | DELHI | Merced | 95315 | Host Customer is System Owner | 6 |  | 30004214 | Alternate Energy Technologies | EAGLESUN | DBS-G2-60-40 | Indirect Forced Circulation (IF) | 41.35 |  | MSC-20 | Automatic Drainback |  | Solar Storage and Auxiliary Tanks are separate | 60 | 0.99 | 1 | 75 | Z12 | [18 empty] | MERCED COUNTY | FALSE | 46.03 |  | 2011-06-01: 2017-07-07; 2011-08-03: 2017-07-13; 2011-09-20: 2017-07-27 | 2637 | 5570.1 | Up-front Payment
PGE-008419 | Low Income Single Family Residential | Domestic Hot Water | Gas | Pacific Gas and Electric | Incentive:Paid | 4420 | 36.9 |  | 1 | 121 |  | 120 |  | 2017-07-13 10:33 | 2017-08-14 | MERCED COUNTY COMMUNITY ACTION BOARD | Retrofit | DELHI | Merced | 95315 | Host Customer is System Owner | 5 |  | 30004214 | Alternate Energy Technologies | EAGLESUN | DBS-G2-60-40 | Indirect Forced Circulation (IF) | 41.35 |  | MSC-20 | Automatic Drainback |  | Solar Storage and Auxiliary Tanks are separate | 60 | 0.99 | 1 | 65 | Z12 | [18 empty] | MERCED COUNTY | FALSE | 47.28 |  | 2017-07-07 | 2017-07-27 |  |  | 2017-07-13 | 2017-08-14 | 2621 | 5720.42 | Up-front Payment
PGE-008420 | Low Income Single Family Residential | Domestic Hot Water | Gas | Pacific Gas and Electric | Incentive:Paid | 5397 | 36.9 |  | 1 | 147 |  | 147 |  | 2017-07-13 10:34 | 2017-07-27 | MERCED COUNTY COMMUNITY ACTION BOARD | Retrofit | DELHI | Merced | 95315 | Host Customer is System Owner | 6 |  | 2010017C | Alternate Energy Technologies | EAGLESUN | DBS-G2-80-64 | Indirect Forced Circulation (IF) | 65.34 |  | MSC-32 | Automatic Drainback |  | Solar Storage and Auxiliary Tanks are separate | 80 | 1 | 1 | 75 | Z12 | [18 empty] | MERCED COUNTY | FALSE | 40.49 |  | 2011-06-01: 2017-07-07; 2011-08-03: 2017-07-13; 2011-09-20: 2017-07-27 | 2637 | 5951.63 | Up-front Payment
PGE-008422 | Low Income Single Family Residential | Domestic Hot Water | Gas | Pacific Gas and Electric | Incentive:Paid | 5370 | 36.9 |  | 1 | 147 |  | 146 |  | 2017-07-13 10:36 | 2017-08-18 | MERCED COUNTY COMMUNITY ACTION BOARD | Retrofit | DELHI | Merced | 95315 | Host Customer is System Owner | 1 |  | 2010017C | Alternate Energy Technologies | EAGLESUN | DBS-G2-80-64 | Indirect Forced Circulation (IF) | 65.34 |  | MSC-32 | Automatic Drainback | Drainback (Water) | Solar Storage and Auxiliary Tanks are separate | 80 | 0.99 | 1 | 20 | Z12 | [18 empty] | MERCED COUNTY | FALSE | 40.7 |  | 2011-06-01: 2017-07-07; 2011-08-03: 2017-07-13; 2011-09-20: 2017-08-18 | 2621 | 5982.75 | Up-front Payment
SCG-008423 | Single Family Residential | Domestic Hot Water | Gas | Southern California Gas Company | Incentive:Paid | 1156 | 29.85 |  | 1 | 55 |  | 39 |  | 2017-07-07 16:44 | 2017-08-14 | BETTER HOME ENERGY | Retrofit | Arcadia | Los Angeles | 91006 | Host Customer is System Owner | 6 |  | 30004223 | Next Generation Energy, LLC | Sun Bandit | SBES-100NG/LP-200 | Direct PVT (DV) | 83.42 |  | SBES-Collector Model B |  |  | Solar and Auxiliary Storage are the same Tank | 100 | 0.88 | 0.8 | 75 | Z09 | [18 empty] | City of Arcadia, CA Los Angeles County | FALSE | 144.29 |  | 2011-06-01: 2017-07-07; 2011-08-03: 2017-07-07; 2011-09-20: 2017-08-14 | 2622 | 7936 | Up-front Payment
SCG-008424 | Commercial/Multifamily Residential | Domestic Hot Water | Gas | Southern California Gas Company | Incentive:Paid | 56088 | 20.19 |  | 1 | 2778 |  | 2778 |  | 2017-07-17 07:53 | 2017-07-28 | EVOLUTION ENERGY SOLUTIONS L L C | Retrofit | Los Angeles | Los Angeles | 90044 | Host Customer is System Owner | [7 empty] | 655.2 | 40.95 |  | Drainback | Pressure Stagnation Protection (PSP) | Solar Storage and Auxiliary Tanks are separate |  | 1 | 1 | 2356 | Z08 | 62 | Units | Apartments/Condos | TRB-40 | 16 | 1 | 1000 | 1 | 300 | 1 | 800000 | TRUE | 140 | 140 |  | SunEarth - SETR A503 TTR U + VFS 10-200 |  | SunEarth - SETR A503 TTR U + VFS 10-200 | Los Angeles | FALSE | 20.19 |  | 2017-07-10 |  | 2017-07-17 | 2017-07-28 | 2018-04-02 | 2018-04-24 | 2330 | 56088 | Up-front Payment
SCG-008425 | Single Family Residential | Domestic Hot Water | Gas | Southern California Gas Company | Incentive:Paid | 4011 | 29.85 |  | 1 | 186 |  | 134 |  | 2017-11-09 17:14 | 2018-01-02 | CATERSOLAR INC | Retrofit | west Hills | Los Angeles | 91307 | Host Customer is System Owner | 4 |  | 2011118A | Stiebel Eltron | SOLAR HOT WATER PACKAGE | SOLKIT-2N-B | Indirect Forced Circulation (IF) | 54.81 |  | SOL 27 Premium S | Glycol | Advanced Controller with a Vacation or Holiday Mode | Solar Storage with Tankless Auxiliary Water Heater | 81.1 | 0.85 | 0.85 | 55 | Z09 | [18 empty] | CITY OF LOS ANGELES | FALSE | 56.24 |  | 2011-06-01: 2017-07-10; 2011-08-03: 2017-11-09; 2011-09-20: 2018-01-02 | 2434 | 10460 | Up-front Payment
PGE-008426 | Commercial/Multifamily Residential | Domestic Hot Water | Gas | Pacific Gas and Electric | Incentive:Paid | 10458 | 20.19 |  | 1 | 518 |  | 518 |  | 2017-09-19 11:54 | 2017-09-28 | SUN LIGHT & POWER | Retrofit | Oakland | Alameda | 94612 | Host Customer is System Owner | [7 empty] | 159.32 | 39.83 |  | Drainback | Pressure Stagnation Protection (PSP) | Solar and Auxiliary Storage are the same Tank |  | 1 | 1 | 504 | Z03 | 12 | Units | Apartments/Condos | 10001927 | 4 | 1 | 234 | 2 | 0 | 0 | 130000 | FALSE | 125 | 125 |  |  |  |  | City of Oakland | FALSE | 82.19 |  | 2017-07-20 | 2017-09-20 | 2017-09-19 | 2017-09-28 | 2017-10-20 | 2017-10-31 | 2535 | 42575 | Up-front Payment
PGE-008430 | Commercial Pools | Pool Heating | Gas | Pacific Gas and Electric | Incentive:Paid | 89909 | 5 |  | 1 | 18731 |  | 17982 |  | 2017-08-22 14:42 | 2017-09-12 | T A KRAUSE CONSTRUCTION & CUSTOM PAINTING | Retrofit | Walnut Creek | Contra Costa | 94596 | Host Customer is System Owner | [7 empty] | 7460.8 | 46.63 |  | Drainback |  |  |  | 0.96 | 1 |  | Z12 |  |  |  | PP 48 (2" Model) | 160 | 2 | [5 empty] | FALSE |  |  |  | Maktinta Energy - Solar Brain MKTCT1006 |  | Maktinta Energy - Solar Brain MKTCT1006 | DSA | FALSE | 26.96 |  | 2017-07-13 | 2017-11-15 | 2017-08-22 | 2017-09-12 | 2017-11-10 | 2018-02-27 | 2411 | 505000 | Up-front Payment
SCG-008431 | Low Income Single Family Residential | Domestic Hot Water | Gas | Southern California Gas Company | Incentive:Paid | 5166 | 36.9 |  | 1 | 140 |  | 140 |  | 2017-07-17 14:02 | 2017-09-01 | TITANIUM POWER INC | Retrofit | Arleta | Los Angeles | 91331 | Host Customer is System Owner | 7 |  | 2011141B | Heliodyne, Inc. | HELIOPAK | HPAK 016 1 410 G 80 ACD Z | Indirect Forced Circulation (IF) | 40.17 |  | 410 001 | Glycol | Advanced Controller with a Vacation or Holiday Mode | Solar Storage and Auxiliary Tanks are separate | 80 | 1 | 1 | 85 | Z09 | [18 empty] | Los Angeles | FALSE | 37.27 |  | 2011-06-01: 2017-07-13; 2011-08-03: 2017-07-17; 2011-09-20: 2017-09-01 | 2600 | 5218 | Up-front Payment
SCG-008432 | Commercial/Multifamily Residential | Domestic Hot Water | Gas | Southern California Gas Company | Incentive:Canceled | 54675 | 20.19 |  | 1 | 2708 |  | 2708 |  | 2017-09-22 10:26 | 2017-09-26 | EVOLUTION ENERGY SOLUTIONS L L C | Retrofit | Valley Village | Los Angeles | 91607 | Host Customer is System Owner | [7 empty] | 737.1 | 40.95 |  | Drainback | Drainback (Water) | Solar Storage and Auxiliary Tanks are separate |  | 1 | 1 | 1520 | Z09 | 38 | Units | Apartments/Condos | TRB-40 | 18 | 1 | 1300 | 1 | 193 | 2 | 400000 | TRUE | 140 | 140 |  | SunEarth - SETR A503 TTR U + VFS 10-200 |  | SunEarth - SETR A503 TTR U + VFS 10-200 |  | FALSE | 20.19 |  | 2011-06-01: 2017-09-21; 2011-06-23: 2017-09-22; 2011-07-01: 2017-09-26 | 2587 | 54675 | Up-front Payment
SCG-008433 | Low Income Single Family Residential | Domestic Hot Water | Gas | Southern California Gas Company | Incentive:Paid | 4487 | 36.9 |  | 1 | 128 |  | 122 |  | 2017-07-17 14:08 | 2017-09-07 | TITANIUM POWER INC | Retrofit | Sun Valley | Los Angeles | 91352 | Host Customer is System Owner | 5 |  | 30004079 | GREENoneTEC Solarindustrie GmbH | Solpal Plus | Solpal Plus L-GT | Direct Integral Collector Storage (DI) | 25.66 |  | Solpal Plus L |  |  | Solar Storage with Tankless Auxiliary Water Heater | 51 | 1 | 0.95 | 65 | Z09 | [18 empty] | Los Angeles | FALSE | 35.62 |  | 2011-06-01: 2017-07-13; 2011-08-03: 2017-07-17; 2011-09-20: 2017-09-07 | 2600 | 4559 | Up-front Payment
PGE-008434 | Low Income Single Family Residential | Domestic Hot Water | Gas | Pacific Gas and Electric | Incentive:Paid | 5262 | 36.9 |  | 1 | 147 |  | 143 |  | 2017-07-13 16:35 | 2017-08-17 | MERCED COUNTY COMMUNITY ACTION BOARD | Retrofit | DELHI | Merced | 95315 | Host Customer is System Owner | 5 |  | 2010017C | Alternate Energy Technologies | EAGLESUN | DBS-G2-80-64 | Indirect Forced Circulation (IF) | 65.34 |  | MSC-32 | Automatic Drainback |  | Solar Storage and Auxiliary Tanks are separate | 80 | 0.97 | 1 | 65 | Z12 | [18 empty] | MERCED COUNTY | FALSE | 40.84 |  | 2017-07-13 | 2017-07-27 |  |  | 2017-07-13 | 2017-08-17 | 2621 | 6003.96 | Up-front Payment
SCG-008435 | Low Income Single Family Residential | Domestic Hot Water | Gas | Southern California Gas Company | Incentive:Paid | 4487 | 36.9 |  | 1 | 128 |  | 122 |  | 2017-07-14 15:08 | 2017-09-06 | TITANIUM POWER INC | Retrofit | Sun Valley | Los Angeles | 91352 | Host Customer is System Owner | 4 |  | 30004079 | GREENoneTEC Solarindustrie GmbH | Solpal Plus | Solpal Plus L-GT | Direct Integral Collector Storage (DI) | 25.66 |  | Solpal Plus L |  |  | Solar Storage with Tankless Auxiliary Water Heater | 51 | 1 | 0.95 | 55 | Z09 | [18 empty] | Los Angeles | FALSE | 35.62 |  | 2011-06-01: 2017-07-13; 2011-08-03: 2017-07-14; 2011-09-20: 2017-09-06 | 2600 | 4559 | Up-front Payment
SCG-008436 | Low Income Single Family Residential | Domestic Hot Water | Gas | Southern California Gas Company | Incentive:Paid | 4723 | 36.9 |  | 1 | 128 |  | 128 |  | 2017-07-14 15:09 | 2017-09-06 | TITANIUM POWER INC | Retrofit | Sylmar | Los Angeles | 91342 | Host Customer is System Owner | 6 |  | 30004079 | GREENoneTEC Solarindustrie GmbH | Solpal Plus | Solpal Plus L-GT | Direct Integral Collector Storage (DI) | 25.66 |  | Solpal Plus L |  |  | Solar Storage with Tankless Auxiliary Water Heater | 51 | 1 | 1 | 75 | Z09 | [18 empty] | Los Angeles | FALSE | 37.18 |  | 2011-06-01: 2017-07-13; 2011-08-03: 2017-07-14; 2011-09-20: 2017-09-06 | 2600 | 4759 | Up-front Payment
SCG-008437 | Low Income Single Family Residential | Domestic Hot Water | Gas | Southern California Gas Company | Incentive:Paid | 4873 | 36.9 |  | 1 | 139 |  | 132 |  | 2017-07-18 14:17 | 2017-08-21 | TITANIUM POWER INC | Retrofit | Los Angeles | Los Angeles | 90062 | Host Customer is System Owner | 4 |  | 2011141B | Heliodyne, Inc. | HELIOPAK | HPAK 016 1 410 G 80 ACD Z | Indirect Forced Circulation (IF) | 40.17 |  | 410 001 | Glycol | Advanced Controller with a Vacation or Holiday Mode | Solar Storage and Auxiliary Tanks are separate | 80 | 1 | 0.95 | 55 | Z08 | [18 empty] | Los Angeles | FALSE | 35.74 |  | 2011-06-01: 2017-07-13; 2011-08-03: 2017-07-18; 2011-09-20: 2017-08-21 | 2613 | 4968 | Up-front Payment
SCG-008438 | Low Income Single Family Residential | Domestic Hot Water | Gas | Southern California Gas Company | Incentive:Paid | 4873 | 36.9 |  | 1 | 139 |  | 132 |  | 2017-07-17 14:09 | 2017-09-07 | TITANIUM POWER INC | Retrofit | Los Angeles | Los Angeles | 90062 | Host Customer is System Owner | 4 |  | 2011141B | Heliodyne, Inc. | HELIOPAK | HPAK 016 1 410 G 80 ACD Z | Indirect Forced Circulation (IF) | 40.17 |  | 410 001 | Glycol | Advanced Controller with a Vacation or Holiday Mode | Solar Storage and Auxiliary Tanks are separate | 80 | 1 | 0.95 | 55 | Z08 | [18 empty] | Los Angeles | FALSE | 35.74 |  | 2011-06-01: 2017-07-13; 2011-08-03: 2017-07-17; 2011-09-20: 2017-09-07 | 2600 | 4968 | Up-front Payment
SCG-008439 | Low Income Single Family Residential | Domestic Hot Water | Gas | Southern California Gas Company | Incentive:Paid | 5129 | 36.9 |  | 1 | 139 |  | 139 |  | 2017-07-17 14:10 | 2017-09-07 | TITANIUM POWER INC | Retrofit | Los Angeles | Los Angeles | 90044 | Host Customer is System Owner | 4 |  | 2011141B | Heliodyne, Inc. | HELIOPAK | HPAK 016 1 410 G 80 ACD Z | Indirect Forced Circulation (IF) | 40.17 |  | 410 001 | Glycol | Advanced Controller with a Vacation or Holiday Mode | Solar Storage and Auxiliary Tanks are separate | 80 | 1 | 1 | 55 | Z08 | [18 empty] | Los Angeles | FALSE | 37.9 |  | 2011-06-01: 2017-07-13; 2011-08-03: 2017-07-17; 2011-09-20: 2017-09-07 | 2600 | 5268 | Up-front Payment
SCG-008440 | Single Family Residential | Domestic Hot Water | Gas | Southern California Gas Company | Incentive:Paid | 4328 | 29.85 |  | 1 | 145 |  | 145 |  | 2017-07-13 15:24 | 2017-09-08 | MOHR POWER SOLAR INC | Retrofit | La Verne | Los Angeles | 91750 | Host Customer is System Owner | 2 |  | 2010143B | Solene | AURORA/AO SMITH | SLAR64DC-80HE-XG | Indirect Forced Circulation (IF) | 64 |  | SLAR-32 | Automatic Drainback | Drainback (Water) | Solar Storage and Auxiliary Tanks are separate | 80 | 1 | 1 | 35 | Z09 | [18 empty] | City of La Verne | FALSE | 59.31 |  | 2011-06-01: 2017-07-13; 2011-08-03: 2017-07-13; 2011-09-20: 2017-09-08 | 2594 | 8600 | Up-front Payment
PGE-008441 | Low Income Single Family Residential | Domestic Hot Water | Gas | Pacific Gas and Electric | Incentive:Paid | 3530 | 36.9 |  | 1 | 121 |  | 96 |  | 2017-07-20 08:44 | 2017-07-27 | MERCED COUNTY COMMUNITY ACTION BOARD | Retrofit | MERCED | Merced | 95348 | Host Customer is System Owner | 2 |  | 30004214 | Alternate Energy Technologies | EAGLESUN | DBS-G2-60-40 | Indirect Forced Circulation (IF) | 41.35 |  | MSC-20 | Automatic Drainback |  | Solar Storage and Auxiliary Tanks are separate | 60 | 0.93 | 0.85 | 35 | Z12 | [18 empty] | MERCED COUNTY | FALSE | 51.13 |  | 2011-06-01: 2017-07-14; 2011-08-03: 2017-07-20; 2011-09-20: 2017-07-27 | 2637 | 6187.05 | Up-front Payment
SCG-008442 | Low Income Single Family Residential | Domestic Hot Water | Gas | Southern California Gas Company | Incentive:Paid | 4487 | 36.9 |  | 1 | 128 |  | 122 |  | 2017-07-17 14:07 | 2017-09-07 | TITANIUM POWER INC | Retrofit | North Hollywood | Los Angeles | 91606 | Host Customer is System Owner | 5 |  | 30004079 | GREENoneTEC Solarindustrie GmbH | Solpal Plus | Solpal Plus L-GT | Direct Integral Collector Storage (DI) | 25.66 |  | Solpal Plus L |  |  | Solar Storage with Tankless Auxiliary Water Heater | 51 | 1 | 0.95 | 65 | Z09 | [18 empty] | Los Angeles | FALSE | 35.62 |  | 2011-06-01: 2017-07-14; 2011-08-03: 2017-07-17; 2011-09-20: 2017-09-07 | 2600 | 4559 | Up-front Payment
SCG-008443 | Low Income Single Family Residential | Domestic Hot Water | Gas | Southern California Gas Company | Incentive:Paid | 4487 | 36.9 |  | 1 | 128 |  | 122 |  | 2017-07-17 14:00 | 2017-09-07 | TITANIUM POWER INC | Retrofit | N Hollywood | Los Angeles | 91607 | Host Customer is System Owner | 4 |  | 30004079 | GREENoneTEC Solarindustrie GmbH | Solpal Plus | Solpal Plus L-GT | Direct Integral Collector Storage (DI) | 25.66 |  | Solpal Plus L |  |  | Solar Storage with Tankless Auxiliary Water Heater | 51 | 1 | 0.95 | 55 | Z09 | [18 empty] | Los Angeles | FALSE | 35.62 |  | 2011-06-01: 2017-07-14; 2011-08-03: 2017-07-17; 2011-09-20: 2017-09-07 | 2600 | 4559 | Up-front Payment
PGE-008444 | Low Income Single Family Residential | Domestic Hot Water | Gas | Pacific Gas and Electric | Incentive:Paid | 4286 | 36.9 |  | 1 | 121 |  | 116 |  | 2017-07-20 08:43 | 2017-09-14 | MERCED COUNTY COMMUNITY ACTION BOARD | Retrofit | DELHI | Merced | 95315 | Host Customer is System Owner | 4 |  | 30004214 | Alternate Energy Technologies | EAGLESUN | DBS-G2-60-40 | Indirect Forced Circulation (IF) | 41.35 |  | MSC-20 | Automatic Drainback |  | Solar Storage and Auxiliary Tanks are separate | 60 | 0.96 | 1 | 55 | Z12 | [18 empty] | MERCED COUNTY | FALSE | 46.39 |  | 2011-06-01: 2017-07-14; 2011-08-03: 2017-07-20; 2011-09-20: 2017-09-14 | 2581 | 5612.77 | Up-front Payment
SCG-008445 | Low Income Single Family Residential | Domestic Hot Water | Gas | Southern California Gas Company | Incentive:Paid | 4487 | 36.9 |  | 1 | 128 |  | 122 |  | 2017-07-17 14:02 | 2017-09-07 | TITANIUM POWER INC | Retrofit | Sun Valley | Los Angeles | 91352 | Host Customer is System Owner | 5 |  | 30004079 | GREENoneTEC Solarindustrie GmbH | Solpal Plus | Solpal Plus L-GT | Direct Integral Collector Storage (DI) | 25.66 |  | Solpal Plus L |  |  | Solar Storage with Tankless Auxiliary Water Heater | 51 | 1 | 0.95 | 65 | Z09 | [18 empty] | Los Angeles | FALSE | 35.62 |  | 2011-06-01: 2017-07-14; 2011-08-03: 2017-07-17; 2011-09-20: 2017-09-07 | 2600 | 4559 | Up-front Payment
SCG-008446 | Low Income Single Family Residential | Domestic Hot Water | Gas | Southern California Gas Company | Incentive:Paid | 4723 | 36.9 |  | 1 | 128 |  | 128 |  | 2017-07-17 14:12 | 2017-09-07 | TITANIUM POWER INC | Retrofit | Sun Valley | Los Angeles | 91352 | Host Customer is System Owner | 8 |  | 30004079 | GREENoneTEC Solarindustrie GmbH | Solpal Plus | Solpal Plus L-GT | Direct Integral Collector Storage (DI) | 25.66 |  | Solpal Plus L |  |  | Solar Storage with Tankless Auxiliary Water Heater | 51 | 1 | 1 | 95 | Z09 | [18 empty] | Los Angeles | FALSE | 37.57 |  | 2011-06-01: 2017-07-14; 2011-08-03: 2017-07-17; 2011-09-20: 2017-09-07 | 2600 | 4809 | Up-front Payment
SCG-008447 | Low Income Single Family Residential | Domestic Hot Water | Gas | Southern California Gas Company | Incentive:Paid | 4559 | 36.9 |  | 1 | 128 |  | 128 |  | 2017-07-17 14:11 | 2017-09-15 | TITANIUM POWER INC | Retrofit | Sun Valley | Los Angeles | 91352 | Host Customer is System Owner | 6 |  | 30004079 | GREENoneTEC Solarindustrie GmbH | Solpal Plus | Solpal Plus L-GT | Direct Integral Collector Storage (DI) | 25.66 |  | Solpal Plus L |  |  | Solar Storage with Tankless Auxiliary Water Heater | 51 | 1 | 1 | 75 | Z09 | [18 empty] | Los Angeles | FALSE | 35.62 |  | 2011-06-01: 2017-07-14; 2011-08-03: 2017-07-17; 2011-09-20: 2017-09-15 | 2572 | 4559 | Up-front Payment
SCG-008448 | Low Income Single Family Residential | Domestic Hot Water | Gas | Southern California Gas Company | Incentive:Paid | 5166 | 36.9 |  | 1 | 140 |  | 140 |  | 2017-07-17 14:03 | 2017-09-07 | TITANIUM POWER INC | Retrofit | San Fernando | Los Angeles | 91340 | Host Customer is System Owner | 4 |  | 2011141B | Heliodyne, Inc. | HELIOPAK | HPAK 016 1 410 G 80 ACD Z | Indirect Forced Circulation (IF) | 40.17 |  | 410 001 | Glycol | Advanced Controller with a Vacation or Holiday Mode | Solar Storage and Auxiliary Tanks are separate | 80 | 1 | 1 | 55 | Z09 | [18 empty] | Los Angeles | FALSE | 37.63 |  | 2011-06-01: 2017-07-14; 2011-08-03: 2017-07-17; 2011-09-20: 2017-09-07 | 2600 | 5268 | Up-front Payment
PGE-008449 | Low Income Single Family Residential | Domestic Hot Water | Gas | Pacific Gas and Electric | Incentive:Paid | 4998 | 36.9 |  | 1 | 147 |  | 135 |  | 2017-07-21 15:33 | 2017-08-17 | MERCED COUNTY COMMUNITY ACTION BOARD | Retrofit | DELHI | Merced | 95315 | Host Customer is System Owner | 2 |  | 2010017C | Alternate Energy Technologies | EAGLESUN | DBS-G2-80-64 | Indirect Forced Circulation (IF) | 65.34 |  | MSC-32 | Automatic Drainback | Drainback (Water) | Solar Storage and Auxiliary Tanks are separate | 80 | 0.97 | 0.95 | 35 | Z12 | [18 empty] | COUNTY OF MERCED | FALSE | 39.45 |  | 2017-07-14 | 2017-07-27 |  |  | 2017-07-21 | 2017-08-17 | 2621 | 5799.11 | Up-front Payment
SCG-008450 | Low Income Single Family Residential | Domestic Hot Water | Gas | Southern California Gas Company | Incentive:Paid | 4723 | 36.9 |  | 1 | 128 |  | 128 |  | 2017-07-17 14:27 | 2017-08-21 | TITANIUM POWER INC | Retrofit | Pacoima | Los Angeles | 91331 | Host Customer is System Owner | 8 |  | 30004079 | GREENoneTEC Solarindustrie GmbH | Solpal Plus | Solpal Plus L-GT | Direct Integral Collector Storage (DI) | 25.66 |  | Solpal Plus L |  |  | Solar Storage with Tankless Auxiliary Water Heater | 51 | 1 | 1 | 95 | Z09 | [18 empty] | Los Angeles | FALSE | 37.18 |  | 2011-06-01: 2017-07-14; 2011-08-03: 2017-07-17; 2011-09-20: 2017-08-21 | 2613 | 4759 | Up-front Payment
SCG-008451 | Low Income Single Family Residential | Domestic Hot Water | Gas | Southern California Gas Company | Incentive:Paid | 4723 | 36.9 |  | 1 | 128 |  | 128 |  | 2017-07-17 14:12 | 2017-08-25 | TITANIUM POWER INC | Retrofit | Arleta | Los Angeles | 91331 | Host Customer is System Owner | 9 |  | 30004079 | GREENoneTEC Solarindustrie GmbH | Solpal Plus | Solpal Plus L-GT | Direct Integral Collector Storage (DI) | 25.66 |  | Solpal Plus L |  |  | Solar Storage with Tankless Auxiliary Water Heater | 51 | 1 | 1 | 105 | Z09 | [18 empty] | Los Angeles | FALSE | 37.18 |  | 2011-06-01: 2017-07-14; 2011-08-03: 2017-07-17; 2011-09-20: 2017-08-25 | 2601 | 4759 | Up-front Payment
SCG-008452 | Low Income Single Family Residential | Domestic Hot Water | Gas | Southern California Gas Company | Incentive:Paid | 4723 | 36.9 |  | 1 | 128 |  | 128 |  | 2017-07-17 14:29 | 2017-08-21 | TITANIUM POWER INC | Retrofit | Sun Valley | Los Angeles | 91352 | Host Customer is System Owner | 4 |  | 30004079 | GREENoneTEC Solarindustrie GmbH | Solpal Plus | Solpal Plus L-GT | Direct Integral Collector Storage (DI) | 25.66 |  | Solpal Plus L |  |  | Solar Storage with Tankless Auxiliary Water Heater | 51 | 1 | 1 | 55 | Z09 | [18 empty] | Los Angeles | FALSE | 37.57 |  | 2011-06-01: 2017-07-14; 2011-08-03: 2017-07-17; 2011-09-20: 2017-08-21 | 2613 | 4809 | Up-front Payment
SCG-008453 | Low Income Single Family Residential | Domestic Hot Water | Gas | Southern California Gas Company | Incentive:Paid | 4723 | 36.9 |  | 1 | 128 |  | 128 |  | 2017-07-17 13:58 | 2017-09-06 | TITANIUM POWER INC | Retrofit | Arleta | Los Angeles | 91331 | Host Customer is System Owner | 5 |  | 30004079 | GREENoneTEC Solarindustrie GmbH | Solpal Plus | Solpal Plus L-GT | Direct Integral Collector Storage (DI) | 25.66 |  | Solpal Plus L |  |  | Solar Storage with Tankless Auxiliary Water Heater | 51 | 1 | 1 | 65 | Z09 | [18 empty] | Los Angeles | FALSE | 37.57 |  | 2011-06-01: 2017-07-14; 2011-08-03: 2017-07-17; 2011-09-20: 2017-09-06 | 2600 | 4809 | Up-front Payment
SCG-008454 | Low Income Single Family Residential | Domestic Hot Water | Gas | Southern California Gas Company | Incentive:Paid | 3284 | 36.9 |  | 1 | 89 |  | 89 |  | 2017-07-17 14:24 | 2017-08-21 | TITANIUM POWER INC | Retrofit | Arleta | Los Angeles | 91331 | Host Customer is System Owner | 8 |  | 30004078 | GREENoneTEC Solarindustrie GmbH | Solpal Plus | Solpal Plus L-G | Direct Integral Collector Storage (DI) | 25.66 |  | Solpal Plus L |  |  | Solar Storage and Auxiliary Tanks are separate | 51 | 1 | 1 | 95 | Z09 | [18 empty] | Los Angeles | FALSE | 37.74 |  | 2011-06-01: 2017-07-14; 2011-08-03: 2017-07-17; 2011-09-20: 2017-08-21 | 2613 | 3359 | Up-front Payment
SCG-008455 | Low Income Single Family Residential | Domestic Hot Water | Gas | Southern California Gas Company | Incentive:Canceled | 4723 | 36.9 |  | 1 | 128 |  | 128 |  | 2017-07-18 09:21 |  | TITANIUM POWER INC | Retrofit | Sun Valley | Los Angeles | 91352 | Host Customer is System Owner | 6 |  | 30004079 | GREENoneTEC Solarindustrie GmbH | Solpal Plus | Solpal Plus L-GT | Direct Integral Collector Storage (DI) | 25.66 |  | Solpal Plus L |  |  | Solar Storage with Tankless Auxiliary Water Heater | 51 | 1 | 1 | 75 | Z09 | [18 empty] | Los Angeles | FALSE | 37.18 |  | 2011-06-01: 2017-07-15; 2011-06-21: 2017-09-14; 2011-08-03: 2017-07-18 | 2587 | 4759 | Up-front Payment
SCG-008456 | Low Income Single Family Residential | Domestic Hot Water | Gas | Southern California Gas Company | Incentive:Paid | 4723 | 36.9 |  | 1 | 128 |  | 128 |  | 2017-07-18 09:22 | 2018-02-07 | TITANIUM POWER INC | Retrofit | San Fernando | Los Angeles | 91342 | Host Customer is System Owner | 7 |  | 30004079 | GREENoneTEC Solarindustrie GmbH | Solpal Plus | Solpal Plus L-GT | Direct Integral Collector Storage (DI) | 25.66 |  | Solpal Plus L |  |  | Solar Storage with Tankless Auxiliary Water Heater | 51 | 1 | 1 | 85 | Z09 | [18 empty] | Los Angeles | FALSE | 37.18 |  | 2017-07-15 | 2017-12-04 |  |  | 2017-07-18 | 2018-02-07 | 2451 | 4759 | Up-front Payment
SCG-008457 | Low Income Single Family Residential | Domestic Hot Water | Gas | Southern California Gas Company | Incentive:Canceled | 4723 | 36.9 |  | 1 | 128 |  | 128 |  | 2017-07-20 15:25 |  | TITANIUM POWER INC | Retrofit | San Fernando | Los Angeles | 91342 | Host Customer is System Owner | 4 |  | 30004079 | GREENoneTEC Solarindustrie GmbH | Solpal Plus | Solpal Plus L-GT | Direct Integral Collector Storage (DI) | 25.66 |  | Solpal Plus L |  |  | Solar Storage with Tankless Auxiliary Water Heater | 51 | 1 | 1 | 55 | Z09 | [18 empty] | Los Angeles | FALSE | 37.18 |  | 2011-06-01: 2017-07-15; 2011-06-21: 2017-09-26; 2011-08-03: 2017-07-20 | 2587 | 4759 | Up-front Payment
SCG-008458 | Low Income Single Family Residential | Domestic Hot Water | Gas | Southern California Gas Company | Incentive:Paid | 4487 | 36.9 |  | 1 | 128 |  | 122 |  | 2017-07-20 14:16 | 2017-08-21 | TITANIUM POWER INC | Retrofit | Pacoima | Los Angeles | 91331 | Host Customer is System Owner | 8 |  | 30004079 | GREENoneTEC Solarindustrie GmbH | Solpal Plus | Solpal Plus L-GT | Direct Integral Collector Storage (DI) | 25.66 |  | Solpal Plus L |  |  | Solar Storage with Tankless Auxiliary Water Heater | 51 | 1 | 0.95 | 95 | Z09 | [18 empty] | Los Angeles | FALSE | 35.23 |  | 2011-06-01: 2017-07-15; 2011-08-03: 2017-07-20; 2011-09-20: 2017-08-21 | 2613 | 4509 | Up-front Payment
SCG-008459 | Low Income Single Family Residential | Domestic Hot Water | Gas | Southern California Gas Company | Incentive:Paid | 4723 | 36.9 |  | 1 | 128 |  | 128 |  | 2017-07-20 14:48 | 2017-08-23 | TITANIUM POWER INC | Retrofit | Pacoima | Los Angeles | 91331 | Host Customer is System Owner | 7 |  | 30004079 | GREENoneTEC Solarindustrie GmbH | Solpal Plus | Solpal Plus L-GT | Direct Integral Collector Storage (DI) | 25.66 |  | Solpal Plus L |  |  | Solar Storage with Tankless Auxiliary Water Heater | 51 | 1 | 1 | 85 | Z09 | [18 empty] | Los Angeles | FALSE | 37.18 |  | 2011-06-01: 2017-07-17; 2011-08-03: 2017-07-20; 2011-09-20: 2017-08-23 | 2613 | 4759 | Up-front Payment
SCG-008460 | Low Income Single Family Residential | Domestic Hot Water | Gas | Southern California Gas Company | Incentive:Canceled | 4723 | 36.9 |  | 1 | 128 |  | 128 |  | 2017-07-20 14:50 |  | TITANIUM POWER INC | Retrofit | Pacoima | Los Angeles | 91331 | Host Customer is System Owner | 6 |  | 30004079 | GREENoneTEC Solarindustrie GmbH | Solpal Plus | Solpal Plus L-GT | Direct Integral Collector Storage (DI) | 25.66 |  | Solpal Plus L |  |  | Solar Storage with Tankless Auxiliary Water Heater | 51 | 1 | 1 | 75 | Z09 | [18 empty] | Los Angeles | FALSE | 37.18 |  | 2011-06-01: 2017-07-17; 2011-06-21: 2017-09-14; 2011-08-03: 2017-07-20 | 2587 | 4759 | Up-front Payment
SCG-008461 | Low Income Single Family Residential | Domestic Hot Water | Gas | Southern California Gas Company | Incentive:Paid | 4723 | 36.9 |  | 1 | 128 |  | 128 |  | 2017-07-20 15:20 | 2017-08-23 | TITANIUM POWER INC | Retrofit | Pacoima | Los Angeles | 91331 | Host Customer is System Owner | 5 |  | 30004079 | GREENoneTEC Solarindustrie GmbH | Solpal Plus | Solpal Plus L-GT | Direct Integral Collector Storage (DI) | 25.66 |  | Solpal Plus L |  |  | Solar Storage with Tankless Auxiliary Water Heater | 51 | 1 | 1 | 65 | Z09 | [18 empty] | Los Angeles | FALSE | 37.18 |  | 2011-06-01: 2017-07-17; 2011-08-03: 2017-07-20; 2011-09-20: 2017-08-23 | 2613 | 4759 | Up-front Payment
SCG-008462 | Low Income Single Family Residential | Domestic Hot Water | Gas | Southern California Gas Company | Incentive:Paid | 4723 | 36.9 |  | 1 | 128 |  | 128 |  | 2017-07-20 14:43 | 2017-08-25 | TITANIUM POWER INC | Retrofit | Pacoima | Los Angeles | 91331 | Host Customer is System Owner | 7 |  | 30004079 | GREENoneTEC Solarindustrie GmbH | Solpal Plus | Solpal Plus L-GT | Direct Integral Collector Storage (DI) | 25.66 |  | Solpal Plus L |  |  | Solar Storage with Tankless Auxiliary Water Heater | 51 | 1 | 1 | 85 | Z09 | [18 empty] | Los Angeles | FALSE | 37.18 |  | 2011-06-01: 2017-07-17; 2011-08-03: 2017-07-20; 2011-09-20: 2017-08-25 | 2601 | 4759 | Up-front Payment
SCG-008463 | Low Income Single Family Residential | Domestic Hot Water | Gas | Southern California Gas Company | Incentive:Canceled | 4723 | 36.9 |  | 1 | 128 |  | 128 |  | 2017-07-20 15:56 |  | TITANIUM POWER INC | Retrofit | San Fernando | Los Angeles | 91342 | Owner/Tenant | 8 |  | 30004079 | GREENoneTEC Solarindustrie GmbH | Solpal Plus | Solpal Plus L-GT | Direct Integral Collector Storage (DI) | 25.66 |  | Solpal Plus L |  |  | Solar Storage with Tankless Auxiliary Water Heater | 51 | 1 | 1 | 95 | Z09 | [18 empty] | Los Angeles | FALSE | 37.18 |  | 2011-06-01: 2017-07-17; 2011-06-21: 2017-09-26; 2011-08-03: 2017-07-20 | 2587 | 4759 | Up-front Payment
SCG-008464 | Low Income Single Family Residential | Domestic Hot Water | Gas | Southern California Gas Company | Incentive:Paid | 4723 | 36.9 |  | 1 | 128 |  | 128 |  | 2017-07-20 14:37 | 2017-08-22 | TITANIUM POWER INC | Retrofit | Pacoima | Los Angeles | 91331 | Host Customer is System Owner | 7 |  | 30004079 | GREENoneTEC Solarindustrie GmbH | Solpal Plus | Solpal Plus L-GT | Direct Integral Collector Storage (DI) | 25.66 |  | Solpal Plus L |  |  | Solar Storage with Tankless Auxiliary Water Heater | 51 | 1 | 1 | 85 | Z09 | [18 empty] | Los Angeles | FALSE | 37.18 |  | 2011-06-01: 2017-07-17; 2011-08-03: 2017-07-20; 2011-09-20: 2017-08-22 | 2613 | 4759 | Up-front Payment
SCG-008465 | Low Income Single Family Residential | Domestic Hot Water | Gas | Southern California Gas Company | Incentive:Paid | 4723 | 36.9 |  | 1 | 128 |  | 128 |  | 2017-07-20 15:31 | 2017-09-28 | TITANIUM POWER INC | Retrofit | Arleta | Los Angeles | 91331 | Host Customer is System Owner | 10 |  | 30004079 | GREENoneTEC Solarindustrie GmbH | Solpal Plus | Solpal Plus L-GT | Direct Integral Collector Storage (DI) | 25.66 |  | Solpal Plus L |  |  | Solar Storage with Tankless Auxiliary Water Heater | 51 | 1 | 1 | 115 | Z09 | [18 empty] | Los Angeles | FALSE | 37.18 |  | 2011-06-01: 2017-07-17; 2011-08-03: 2017-07-20; 2011-09-20: 2017-09-28 | 2572 | 4759 | Up-front Payment
SCG-008466 | Low Income Single Family Residential | Domestic Hot Water | Gas | Southern California Gas Company | Incentive:Canceled | 4487 | 36.9 |  | 1 | 128 |  | 122 |  | 2017-07-20 15:26 |  | TITANIUM POWER INC | Retrofit | Sun Valley | Los Angeles | 91352 | Host Customer is System Owner | 10 |  | 30004079 | GREENoneTEC Solarindustrie GmbH | Solpal Plus | Solpal Plus L-GT | Direct Integral Collector Storage (DI) | 25.66 |  | Solpal Plus L |  |  | Solar Storage with Tankless Auxiliary Water Heater | 51 | 1 | 0.95 | 115 | Z09 | [18 empty] | Los Angeles | FALSE | 35.23 |  | 2011-06-01: 2017-07-17; 2011-06-21: 2017-09-26; 2011-08-03: 2017-07-20 | 2587 | 4509 | Up-front Payment
SCG-008467 | Low Income Single Family Residential | Domestic Hot Water | Gas | Southern California Gas Company | Incentive:Paid | 4487 | 36.9 |  | 1 | 128 |  | 122 |  | 2017-07-20 14:33 | 2017-08-21 | TITANIUM POWER INC | Retrofit | N. Hollywood | Los Angeles | 91605 | Host Customer is System Owner | 8 |  | 30004079 | GREENoneTEC Solarindustrie GmbH | Solpal Plus | Solpal Plus L-GT | Direct Integral Collector Storage (DI) | 25.66 |  | Solpal Plus L |  |  | Solar Storage with Tankless Auxiliary Water Heater | 51 | 1 | 0.95 | 95 | Z09 | [18 empty] | Los Angeles | FALSE | 35.62 |  | 2011-06-01: 2017-07-17; 2011-08-03: 2017-07-20; 2011-09-20: 2017-08-21 | 2613 | 4559 | Up-front Payment
SCG-008468 | Single Family Residential | Domestic Hot Water | Gas | Southern California Gas Company | Incentive:Canceled | 2225 | 25.37 |  | 2 | 89 |  | 85 |  |  |  | TITANIUM POWER INC | Retrofit | North Hollywood | Los Angeles | 91606 | Host Customer is System Owner | 5 |  | 30004078 | GREENoneTEC Solarindustrie GmbH | Solpal Plus | Solpal Plus L-G | Direct Integral Collector Storage (DI) | 25.66 |  | Solpal Plus L |  |  | Solar Storage and Auxiliary Tanks are separate | 51 | 1 | 0.95 | 65 | Z09 | [18 empty] | Los Angeles | FALSE | 25 |  | 2011-06-01: 2017-07-17; 2011-06-21: 2017-07-18 | 2658 | 2225 | Up-front Payment
SCG-008469 | Low Income Single Family Residential | Domestic Hot Water | Gas | Southern California Gas Company | Incentive:Paid | 4487 | 36.9 |  | 1 | 128 |  | 122 |  | 2017-10-03 10:54 | 2018-02-07 | TITANIUM POWER INC | Retrofit | Sun Valley | Los Angeles | 91352 | Host Customer is System Owner | 6 |  | 30004079 | GREENoneTEC Solarindustrie GmbH | Solpal Plus | Solpal Plus L-GT | Direct Integral Collector Storage (DI) | 25.66 |  | Solpal Plus L |  |  | Solar Storage with Tankless Auxiliary Water Heater | 51 | 1 | 0.95 | 75 | Z09 | [18 empty] | Los Angeles | FALSE | 35.23 |  | 2017-07-17 | 2017-12-04 |  |  | 2017-10-03 | 2018-02-07 | 2451 | 4509 | Up-front Payment
SCG-008470 | Low Income Single Family Residential | Domestic Hot Water | Gas | Southern California Gas Company | Incentive:Paid | 4487 | 36.9 |  | 1 | 128 |  | 122 |  | 2017-07-20 15:21 | 2017-09-05 | TITANIUM POWER INC | Retrofit | Sun Valley | Los Angeles | 91352 | Host Customer is System Owner | 6 |  | 30004079 | GREENoneTEC Solarindustrie GmbH | Solpal Plus | Solpal Plus L-GT | Direct Integral Collector Storage (DI) | 25.66 |  | Solpal Plus L |  |  | Solar Storage with Tankless Auxiliary Water Heater | 51 | 1 | 0.95 | 75 | Z09 | [18 empty] | Los Angeles | FALSE | 35.23 |  | 2011-06-01: 2017-07-17; 2011-08-03: 2017-07-20; 2011-09-20: 2017-09-05 | 2601 | 4509 | Up-front Payment
SCG-008471 | Single Family Residential | Domestic Hot Water | Gas | Southern California Gas Company | Incentive:Canceled | 2225 | 25.37 |  | 2 | 89 |  | 85 |  |  |  | TITANIUM POWER INC | Retrofit | North Hollywwod | Los Angeles | 91606 | Host Customer is System Owner | 5 |  | 30004078 | GREENoneTEC Solarindustrie GmbH | Solpal Plus | Solpal Plus L-G | Direct Integral Collector Storage (DI) | 25.66 |  | Solpal Plus L |  |  | Solar Storage and Auxiliary Tanks are separate | 51 | 1 | 0.95 | 65 | Z09 | [18 empty] | Los Angeles | FALSE | 25 |  | 2011-06-01: 2017-07-17; 2011-06-21: 2017-07-18 | 2658 | 2225 | Up-front Payment
SCG-008472 | Low Income Single Family Residential | Domestic Hot Water | Gas | Southern California Gas Company | Incentive:Canceled | 4723 | 36.9 |  | 1 | 128 |  | 128 |  | 2017-07-20 14:18 |  | TITANIUM POWER INC | Retrofit | Sun Valley | Los Angeles | 91352 | Host Customer is System Owner | 8 |  | 30004079 | GREENoneTEC Solarindustrie GmbH | Solpal Plus | Solpal Plus L-GT | Direct Integral Collector Storage (DI) | 25.66 |  | Solpal Plus L |  |  | Solar Storage with Tankless Auxiliary Water Heater | 51 | 1 | 1 | 95 | Z09 | [18 empty] | Los Angeles | FALSE | 37.18 |  | 2011-06-01: 2017-07-17; 2011-06-21: 2017-09-14; 2011-08-03: 2017-07-20 | 2587 | 4759 | Up-front Payment
SCG-008473 | Low Income Single Family Residential | Domestic Hot Water | Gas | Southern California Gas Company | Incentive:Paid | 4723 | 36.9 |  | 1 | 128 |  | 128 |  | 2017-07-20 14:47 | 2017-08-22 | TITANIUM POWER INC | Retrofit | Pacoima | Los Angeles | 91331 | Host Customer is System Owner | 6 |  | 30004079 | GREENoneTEC Solarindustrie GmbH | Solpal Plus | Solpal Plus L-GT | Direct Integral Collector Storage (DI) | 25.66 |  | Solpal Plus L |  |  | Solar Storage with Tankless Auxiliary Water Heater | 51 | 1 | 1 | 75 | Z09 | [18 empty] | Los Angeles | FALSE | 37.18 |  | 2011-06-01: 2017-07-17; 2011-08-03: 2017-07-20; 2011-09-20: 2017-08-22 | 2613 | 4759 | Up-front Payment
SCG-008474 | Low Income Single Family Residential | Domestic Hot Water | Gas | Southern California Gas Company | Incentive:Paid | 4723 | 36.9 |  | 1 | 128 |  | 128 |  | 2017-07-20 14:20 | 2017-09-28 | TITANIUM POWER INC | Retrofit | Sun Valley | Los Angeles | 91352 | Host Customer is System Owner | 8 |  | 30004079 | GREENoneTEC Solarindustrie GmbH | Solpal Plus | Solpal Plus L-GT | Direct Integral Collector Storage (DI) | 25.66 |  | Solpal Plus L |  |  | Solar Storage with Tankless Auxiliary Water Heater | 51 | 1 | 1 | 95 | Z09 | [18 empty] | Los Angeles | FALSE | 37.18 |  | 2011-06-01: 2017-07-17; 2011-08-03: 2017-07-20; 2011-09-20: 2017-09-28 | 2572 | 4759 | Up-front Payment
SCG-008475 | Low Income Single Family Residential | Domestic Hot Water | Gas | Southern California Gas Company | Incentive:Canceled | 4723 | 36.9 |  | 1 | 128 |  | 128 |  | 2017-07-20 15:28 |  | TITANIUM POWER INC | Retrofit | Sun Valley | Los Angeles | 91352 | Host Customer is System Owner | 7 |  | 30004079 | GREENoneTEC Solarindustrie GmbH | Solpal Plus | Solpal Plus L-GT | Direct Integral Collector Storage (DI) | 25.66 |  | Solpal Plus L |  |  | Solar Storage with Tankless Auxiliary Water Heater | 51 | 1 | 1 | 85 | Z09 | [18 empty] | Los Angeles | FALSE | 37.18 |  | 2011-06-01: 2017-07-17; 2011-06-21: 2017-09-26; 2011-08-03: 2017-07-20 | 2587 | 4759 | Up-front Payment
SCG-008476 | Low Income Single Family Residential | Domestic Hot Water | Gas | Southern California Gas Company | Incentive:Paid | 3284 | 36.9 |  | 1 | 89 |  | 89 |  | 2017-07-20 15:17 | 2017-08-23 | TITANIUM POWER INC | Retrofit | Pacoima | Los Angeles | 91331 | Host Customer is System Owner | 5 |  | 30004078 | GREENoneTEC Solarindustrie GmbH | Solpal Plus | Solpal Plus L-G | Direct Integral Collector Storage (DI) | 25.66 |  | Solpal Plus L |  |  | Solar Storage and Auxiliary Tanks are separate | 51 | 1 | 1 | 65 | Z09 | [18 empty] | Los Angeles | FALSE | 37.52 |  | 2011-06-01: 2017-07-17; 2011-08-03: 2017-07-20; 2011-09-20: 2017-08-23 | 2613 | 3339 | Up-front Payment
SCG-008477 | Low Income Single Family Residential | Domestic Hot Water | Gas | Southern California Gas Company | Incentive:Paid | 4487 | 36.9 |  | 1 | 128 |  | 122 |  | 2017-07-21 14:59 | 2017-09-14 | TITANIUM POWER INC | Retrofit | Sun Valley | Los Angeles | 91352 | Host Customer is System Owner | 5 |  | 30004079 | GREENoneTEC Solarindustrie GmbH | Solpal Plus | Solpal Plus L-GT | Direct Integral Collector Storage (DI) | 25.66 |  | Solpal Plus L |  |  | Solar Storage with Tankless Auxiliary Water Heater | 51 | 1 | 0.95 | 65 | Z09 | [18 empty] | Los Angeles | FALSE | 35.23 |  | 2011-06-01: 2017-07-18; 2011-08-03: 2017-07-21; 2011-09-20: 2017-09-14 | 2578 | 4509 | Up-front Payment
SCG-008478 | Low Income Single Family Residential | Domestic Hot Water | Gas | Southern California Gas Company | Incentive:Paid | 4723 | 36.9 |  | 1 | 128 |  | 128 |  | 2017-07-20 15:44 | 2017-09-05 | TITANIUM POWER INC | Retrofit | San Fernando | Los Angeles | 91340 | Host Customer is System Owner | 4 |  | 30004079 | GREENoneTEC Solarindustrie GmbH | Solpal Plus | Solpal Plus L-GT | Direct Integral Collector Storage (DI) | 25.66 |  | Solpal Plus L |  |  | Solar Storage with Tankless Auxiliary Water Heater | 51 | 1 | 1 | 55 | Z09 | [18 empty] | Los Angeles | FALSE | 37.18 |  | 2011-06-01: 2017-07-18; 2011-08-03: 2017-07-20; 2011-09-20: 2017-09-05 | 2601 | 4759 | Up-front Payment
SCG-008479 | Low Income Single Family Residential | Domestic Hot Water | Gas | Southern California Gas Company | Incentive:Paid | 4723 | 36.9 |  | 1 | 128 |  | 128 |  | 2017-07-20 14:48 | 2017-08-23 | TITANIUM POWER INC | Retrofit | Pacoima | Los Angeles | 91331 | Host Customer is System Owner | 9 |  | 30004079 | GREENoneTEC Solarindustrie GmbH | Solpal Plus | Solpal Plus L-GT | Direct Integral Collector Storage (DI) | 25.66 |  | Solpal Plus L |  |  | Solar Storage with Tankless Auxiliary Water Heater | 51 | 1 | 1 | 105 | Z09 | [18 empty] | Los Angeles | FALSE | 37.18 |  | 2011-06-01: 2017-07-18; 2011-08-03: 2017-07-20; 2011-09-20: 2017-08-23 | 2613 | 4759 | Up-front Payment
SCG-008480 | Single Family Residential | Domestic Hot Water | Gas | Southern California Gas Company | Incentive:Paid | 3159 | 29.85 |  | 1 | 128 |  | 122 |  | 2017-07-26 09:36 | 2017-08-18 | TITANIUM POWER INC | Retrofit | North Hollywood | Los Angeles | 91606 | Host Customer is System Owner | 5 |  | 30004079 | GREENoneTEC Solarindustrie GmbH | Solpal Plus | Solpal Plus L-GT | Direct Integral Collector Storage (DI) | 25.66 |  | Solpal Plus L |  |  | Solar Storage with Tankless Auxiliary Water Heater | 51 | 1 | 0.95 | 65 | Z09 | [18 empty] | Los Angeles | FALSE | 24.68 |  | 2011-06-01: 2017-07-18; 2011-08-03: 2017-07-26; 2011-09-20: 2017-08-18 | 2622 | 3159 | Up-front Payment
SCG-008481 | Single Family Residential | Domestic Hot Water | Gas | Southern California Gas Company | Incentive:Paid | 2657 | 29.85 |  | 1 | 89 |  | 89 |  | 2017-07-26 09:38 | 2017-09-15 | TITANIUM POWER INC | Retrofit | North Hollywwod | Los Angeles | 91606 | Host Customer is System Owner | 5 |  | 30004078 | GREENoneTEC Solarindustrie GmbH | Solpal Plus | Solpal Plus L-G | Direct Integral Collector Storage (DI) | 25.66 |  | Solpal Plus L |  |  | Solar Storage with Tankless Auxiliary Water Heater | 51 | 1 | 1 | 65 | Z09 | [18 empty] | Los Angeles | FALSE | 35.49 |  | 2011-06-01: 2017-07-18; 2011-08-03: 2017-07-26; 2011-09-20: 2017-09-15 | 2572 | 3159 | Up-front Payment
SCG-008482 | Low Income Single Family Residential | Domestic Hot Water | Gas | Southern California Gas Company | Incentive:Paid | 4487 | 36.9 |  | 1 | 128 |  | 122 |  | 2017-07-21 15:00 | 2017-09-14 | TITANIUM POWER INC | Retrofit | North Hollywood | Los Angeles | 91605 | Host Customer is System Owner | 4 |  | 30004079 | GREENoneTEC Solarindustrie GmbH | Solpal Plus | Solpal Plus L-GT | Direct Integral Collector Storage (DI) | 25.66 |  | Solpal Plus L |  |  | Solar Storage with Tankless Auxiliary Water Heater | 51 | 1 | 0.95 | 55 | Z09 | [18 empty] | Los Angeles | FALSE | 35.23 |  | 2011-06-01: 2017-07-18; 2011-08-03: 2017-07-21; 2011-09-20: 2017-09-14 | 2578 | 4509 | Up-front Payment
SCG-008483 | Single Family Residential | Domestic Hot Water | Gas | Southern California Gas Company | Incentive:Paid | 3630 | 29.85 |  | 1 | 128 |  | 122 |  | 2017-07-21 14:40 | 2017-08-31 | TITANIUM POWER INC | Retrofit | Arleta | Los Angeles | 91331 | Host Customer is System Owner | 8 |  | 30004079 | GREENoneTEC Solarindustrie GmbH | Solpal Plus | Solpal Plus L-GT | Direct Integral Collector Storage (DI) | 25.66 |  | Solpal Plus L |  |  | Solar Storage with Tankless Auxiliary Water Heater | 51 | 1 | 0.95 | 95 | Z09 | [18 empty] | Los Angeles | FALSE | 28.98 |  | 2011-06-01: 2017-07-18; 2011-08-03: 2017-07-21; 2011-09-20: 2017-08-31 | 2601 | 3709 | Up-front Payment
SCG-008484 | Low Income Single Family Residential | Domestic Hot Water | Gas | Southern California Gas Company | Incentive:Canceled | 4487 | 36.9 |  | 1 | 128 |  | 122 |  | 2017-07-21 14:46 |  | TITANIUM POWER INC | Retrofit | North Hollywood | Los Angeles | 91605 | Host Customer is System Owner | 4 |  | 30004079 | GREENoneTEC Solarindustrie GmbH | Solpal Plus | Solpal Plus L-GT | Direct Integral Collector Storage (DI) | 25.66 |  | Solpal Plus L |  |  | Solar Storage with Tankless Auxiliary Water Heater | 51 | 1 | 0.95 | 55 | Z09 | [18 empty] | Los Angeles | FALSE | 35.23 |  | 2011-06-01: 2017-07-18; 2011-06-21: 2017-10-02; 2011-08-03: 2017-07-21 | 2557 | 4509 | Up-front Payment
SCG-008485 | Low Income Single Family Residential | Domestic Hot Water | Gas | Southern California Gas Company | Incentive:Paid | 4723 | 36.9 |  | 1 | 128 |  | 128 |  | 2017-07-21 14:41 | 2017-09-08 | TITANIUM POWER INC | Retrofit | Pacoima | Los Angeles | 91331 | Host Customer is System Owner | 6 |  | 30004079 | GREENoneTEC Solarindustrie GmbH | Solpal Plus | Solpal Plus L-GT | Direct Integral Collector Storage (DI) | 25.66 |  | Solpal Plus L |  |  | Solar Storage with Tankless Auxiliary Water Heater | 51 | 1 | 1 | 75 | Z09 | [18 empty] | Los Angeles | FALSE | 37.18 |  | 2011-06-01: 2017-07-18; 2011-08-03: 2017-07-21; 2011-09-20: 2017-09-08 | 2594 | 4759 | Up-front Payment
SCG-008486 | Low Income Single Family Residential | Domestic Hot Water | Gas | Southern California Gas Company | Incentive:Canceled | 4723 | 36.9 |  | 1 | 128 |  | 128 |  | 2017-07-20 15:59 |  | TITANIUM POWER INC | Retrofit | Arleta | Los Angeles | 91331 | Host Customer is System Owner | 5 |  | 30004079 | GREENoneTEC Solarindustrie GmbH | Solpal Plus | Solpal Plus L-GT | Direct Integral Collector Storage (DI) | 25.66 |  | Solpal Plus L |  |  | Solar Storage with Tankless Auxiliary Water Heater | 51 | 1 | 1 | 65 | Z09 | [18 empty] | Los Angeles | FALSE | 37.18 |  | 2011-06-01: 2017-07-18; 2011-06-21: 2017-09-25; 2011-08-03: 2017-07-20 | 2588 | 4759 | Up-front Payment
SCG-008487 | Single Family Residential | Domestic Hot Water | Gas | Southern California Gas Company | Incentive:Paid | 3821 | 29.85 |  | 1 | 128 |  | 128 |  | 2017-07-20 14:39 | 2017-08-18 | TITANIUM POWER INC | Retrofit | Sylmar | Los Angeles | 91340 | Host Customer is System Owner | 6 |  | 30004079 | GREENoneTEC Solarindustrie GmbH | Solpal Plus | Solpal Plus L-GT | Direct Integral Collector Storage (DI) | 25.66 |  | Solpal Plus L |  |  | Solar Storage with Tankless Auxiliary Water Heater | 51 | 1 | 1 | 75 | Z09 | [18 empty] | Los Angeles | FALSE | 30.54 |  | 2011-06-01: 2017-07-18; 2011-08-03: 2017-07-20; 2011-09-20: 2017-08-18 | 2622 | 3909 | Up-front Payment
SCG-008488 | Low Income Single Family Residential | Domestic Hot Water | Gas | Southern California Gas Company | Incentive:Paid | 4723 | 36.9 |  | 1 | 128 |  | 128 |  | 2017-07-20 14:40 | 2017-08-22 | TITANIUM POWER INC | Retrofit | Sun Valley | Los Angeles | 91352 | Host Customer is System Owner | 4 |  | 30004079 | GREENoneTEC Solarindustrie GmbH | Solpal Plus | Solpal Plus L-GT | Direct Integral Collector Storage (DI) | 25.66 |  | Solpal Plus L |  |  | Solar Storage with Tankless Auxiliary Water Heater | 51 | 1 | 1 | 55 | Z09 | [18 empty] | Los Angeles | FALSE | 37.18 |  | 2011-06-01: 2017-07-18; 2011-08-03: 2017-07-20; 2011-09-20: 2017-08-22 | 2613 | 4759 | Up-front Payment
SCG-008489 | Single Family Residential | Domestic Hot Water | Gas | Southern California Gas Company | Incentive:Paid | 3930 | 29.85 |  | 1 | 140 |  | 132 |  | 2017-09-12 12:40 | 2017-10-09 | SOL RELIABLE INC | Retrofit | Northridge | Los Angeles | 91326 | Host Customer is System Owner | 3 |  | 2011141B | Heliodyne, Inc. | HELIOPAK | HPAK 016 1 410 G 80 ACD Z | Indirect Forced Circulation (IF) | 40.17 |  | 410 001 | Forced Circulation |  | Solar Storage and Auxiliary Tanks are separate | 80 | 0.99 | 0.95 | 45 | Z09 | [18 empty] | LADBS | FALSE | 78.57 |  | 2011-06-01: 2017-07-18; 2011-08-03: 2017-09-12; 2011-09-20: 2017-10-09 | 2566 | 11000 | Up-front Payment
SCG-008490 | Low Income Single Family Residential | Domestic Hot Water | Gas | Southern California Gas Company | Incentive:Paid | 4487 | 36.9 |  | 1 | 128 |  | 122 |  | 2017-07-21 14:45 | 2017-09-14 | TITANIUM POWER INC | Retrofit | Sun Valley | Los Angeles | 91352 | Host Customer is System Owner | 4 |  | 30004079 | GREENoneTEC Solarindustrie GmbH | Solpal Plus | Solpal Plus L-GT | Direct Integral Collector Storage (DI) | 25.66 |  | Solpal Plus L |  |  | Solar Storage with Tankless Auxiliary Water Heater | 51 | 1 | 0.95 | 55 | Z09 | [18 empty] | Los Angeles | FALSE | 35.23 |  | 2011-06-01: 2017-07-18; 2011-08-03: 2017-07-21; 2011-09-20: 2017-09-14 | 2578 | 4509 | Up-front Payment
SCG-008491 | Low Income Single Family Residential | Domestic Hot Water | Gas | Southern California Gas Company | Incentive:Paid | 4723 | 36.9 |  | 1 | 128 |  | 128 |  | 2017-07-21 14:43 | 2017-09-14 | TITANIUM POWER INC | Retrofit | Sun Valley | Los Angeles | 91352 | Host Customer is System Owner | 6 |  | 30004079 | GREENoneTEC Solarindustrie GmbH | Solpal Plus | Solpal Plus L-GT | Direct Integral Collector Storage (DI) | 25.66 |  | Solpal Plus L |  |  | Solar Storage with Tankless Auxiliary Water Heater | 51 | 1 | 1 | 75 | Z09 | [18 empty] | Los Angeles | FALSE | 37.18 |  | 2011-06-01: 2017-07-18; 2011-08-03: 2017-07-21; 2011-09-20: 2017-09-14 | 2578 | 4759 | Up-front Payment
SCG-008492 | Low Income Single Family Residential | Domestic Hot Water | Gas | Southern California Gas Company | Incentive:Paid | 4487 | 36.9 |  | 1 | 128 |  | 122 |  | 2017-07-21 14:57 | 2017-09-14 | TITANIUM POWER INC | Retrofit | Sun Valley | Los Angeles | 91352 | Host Customer is System Owner | 6 |  | 30004079 | GREENoneTEC Solarindustrie GmbH | Solpal Plus | Solpal Plus L-GT | Direct Integral Collector Storage (DI) | 25.66 |  | Solpal Plus L |  |  | Solar Storage with Tankless Auxiliary Water Heater | 51 | 1 | 0.95 | 75 | Z09 | [18 empty] | Los Angeles | FALSE | 35.23 |  | 2011-06-01: 2017-07-18; 2011-08-03: 2017-07-21; 2011-09-20: 2017-09-14 | 2578 | 4509 | Up-front Payment
SCG-008493 | Low Income Single Family Residential | Domestic Hot Water | Gas | Southern California Gas Company | Incentive:Paid | 3284 | 36.9 |  | 1 | 89 |  | 89 |  | 2017-08-17 14:54 | 2017-12-08 | TITANIUM POWER INC | Retrofit | Pacoima | Los Angeles | 91331 | Host Customer is System Owner | 5 |  | 30004078 | GREENoneTEC Solarindustrie GmbH | Solpal Plus | Solpal Plus L-G | Direct Integral Collector Storage (DI) | 25.66 |  | Solpal Plus L |  |  | Solar Storage and Auxiliary Tanks are separate | 51 | 1 | 1 | 65 | Z09 | [18 empty] | Los Angeles | FALSE | 37.52 |  | 2011-06-01: 2017-07-18; 2011-08-03: 2017-08-17; 2011-09-20: 2017-12-08 | 2496 | 3339 | Up-front Payment
SCG-008494 | Low Income Single Family Residential | Domestic Hot Water | Gas | Southern California Gas Company | Incentive:Paid | 4723 | 36.9 |  | 1 | 128 |  | 128 |  | 2017-07-20 14:54 | 2017-08-23 | TITANIUM POWER INC | Retrofit | Pacoima | Los Angeles | 91331 | Host Customer is System Owner | 7 |  | 30004079 | GREENoneTEC Solarindustrie GmbH | Solpal Plus | Solpal Plus L-GT | Direct Integral Collector Storage (DI) | 25.66 |  | Solpal Plus L |  |  | Solar Storage with Tankless Auxiliary Water Heater | 51 | 1 | 1 | 85 | Z09 | [18 empty] | Los Angeles | FALSE | 37.18 |  | 2011-06-01: 2017-07-18; 2011-08-03: 2017-07-20; 2011-09-20: 2017-08-23 | 2613 | 4759 | Up-front Payment
SCG-008495 | Low Income Single Family Residential | Domestic Hot Water | Gas | Southern California Gas Company | Incentive:Paid | 4723 | 36.9 |  | 1 | 128 |  | 128 |  | 2017-07-20 14:45 | 2017-08-31 | TITANIUM POWER INC | Retrofit | Sun Valley | Los Angeles | 91352 | Host Customer is System Owner | 5 |  | 30004079 | GREENoneTEC Solarindustrie GmbH | Solpal Plus | Solpal Plus L-GT | Direct Integral Collector Storage (DI) | 25.66 |  | Solpal Plus L |  |  | Solar Storage with Tankless Auxiliary Water Heater | 51 | 1 | 1 | 65 | Z09 | [18 empty] | Los Angeles | FALSE | 37.18 |  | 2011-06-01: 2017-07-18; 2011-08-03: 2017-07-20; 2011-09-20: 2017-08-31 | 2601 | 4759 | Up-front Payment
SCG-008496 | Low Income Single Family Residential | Domestic Hot Water | Gas | Southern California Gas Company | Incentive:Canceled | 4723 | 36.9 |  | 1 | 128 |  | 128 |  | 2017-07-20 14:57 |  | TITANIUM POWER INC | Retrofit | San Fernando | Los Angeles | 91340 | Host Customer is System Owner | 7 |  | 30004079 | GREENoneTEC Solarindustrie GmbH | Solpal Plus | Solpal Plus L-GT | Direct Integral Collector Storage (DI) | 25.66 |  | Solpal Plus L |  |  | Solar Storage with Tankless Auxiliary Water Heater | 51 | 1 | 1 | 85 | Z09 | [18 empty] | Los Angeles | FALSE | 37.18 |  | 2011-06-01: 2017-07-18; 2011-06-21: 2017-09-14; 2011-08-03: 2017-07-20 | 2589 | 4759 | Up-front Payment
SCG-008497 | Low Income Single Family Residential | Domestic Hot Water | Gas | Southern California Gas Company | Incentive:Paid | 3542 | 36.9 |  | 1 | 128 |  | 96 |  | 2017-07-21 14:40 | 2017-09-06 | TITANIUM POWER INC | Retrofit | San Fernando | Los Angeles | 91340 | Host Customer is System Owner | 8 |  | 30004079 | GREENoneTEC Solarindustrie GmbH | Solpal Plus | Solpal Plus L-GT | Direct Integral Collector Storage (DI) | 25.66 |  | Solpal Plus L |  |  | Solar Storage with Tankless Auxiliary Water Heater | 51 | 1 | 0.75 | 95 | Z09 | [18 empty] | Los Angeles | FALSE | 37.18 |  | 2011-06-01: 2017-07-18; 2011-08-03: 2017-07-21; 2011-09-20: 2017-09-06 | 2601 | 4759 | Up-front Payment
SCG-008498 | Low Income Single Family Residential | Domestic Hot Water | Gas | Southern California Gas Company | Incentive:Paid | 4723 | 36.9 |  | 1 | 128 |  | 128 |  | 2017-07-20 14:56 | 2017-10-17 | TITANIUM POWER INC | Retrofit | Pacoima | Los Angeles | 91331 | Host Customer is System Owner | 7 |  | 30004079 | GREENoneTEC Solarindustrie GmbH | Solpal Plus | Solpal Plus L-GT | Direct Integral Collector Storage (DI) | 25.66 |  | Solpal Plus L |  |  | Solar Storage with Tankless Auxiliary Water Heater | 51 | 1 | 1 | 85 | Z09 | [18 empty] | Los Angeles | FALSE | 37.18 |  | 2011-06-01: 2017-07-18; 2011-08-03: 2017-07-20; 2011-09-20: 2017-10-17 | 2549 | 4759 | Up-front Payment
SCG-008499 | Low Income Single Family Residential | Domestic Hot Water | Gas | Southern California Gas Company | Incentive:Canceled | 4487 | 36.9 |  | 1 | 128 |  | 122 |  |  |  | TITANIUM POWER INC | Retrofit | Pacoima | Los Angeles | 91331 | Host Customer is System Owner | 12 |  | 30004079 | GREENoneTEC Solarindustrie GmbH | Solpal Plus | Solpal Plus L-GT | Direct Integral Collector Storage (DI) | 25.66 |  | Solpal Plus L |  |  | Solar Storage with Tankless Auxiliary Water Heater | 51 | 1 | 0.95 | 135 | Z09 | [18 empty] | Los Angeles | FALSE | 35.23 |  | 2011-06-01: 2017-07-18 | 2657 | 4509 | Up-front Payment
SCG-008500 | Low Income Single Family Residential | Domestic Hot Water | Gas | Southern California Gas Company | Incentive:Paid | 4487 | 36.9 |  | 1 | 128 |  | 122 |  | 2017-08-15 14:45 | 2017-12-13 | TITANIUM POWER INC | Retrofit | Pacoima | Los Angeles | 91331 | Host Customer is System Owner | 12 |  | 30004079 | GREENoneTEC Solarindustrie GmbH | Solpal Plus | Solpal Plus L-GT | Direct Integral Collector Storage (DI) | 25.66 |  | Solpal Plus L |  |  | Solar Storage with Tankless Auxiliary Water Heater | 51 | 1 | 0.95 | 135 | Z09 | [18 empty] | Los Angeles | FALSE | 35.23 |  | 2017-07-18 | 2017-11-29 |  |  | 2017-08-15 | 2017-12-13 | 2475 | 4509 | Up-front Payment
SCG-008501 | Low Income Single Family Residential | Domestic Hot Water | Gas | Southern California Gas Company | Incentive:Paid | 4723 | 36.9 |  | 1 | 128 |  | 128 |  | 2017-07-21 14:52 | 2017-09-14 | TITANIUM POWER INC | Retrofit | Arleta | Los Angeles | 91331 | Host Customer is System Owner | 5 |  | 30004079 | GREENoneTEC Solarindustrie GmbH | Solpal Plus | Solpal Plus L-GT | Direct Integral Collector Storage (DI) | 25.66 |  | Solpal Plus L |  |  | Solar Storage with Tankless Auxiliary Water Heater | 51 | 1 | 1 | 65 | Z09 | [18 empty] | Los Angeles | FALSE | 37.18 |  | 2011-06-01: 2017-07-18; 2011-08-03: 2017-07-21; 2011-09-20: 2017-09-14 | 2578 | 4759 | Up-front Payment
SCG-008502 | Low Income Single Family Residential | Domestic Hot Water | Gas | Southern California Gas Company | Incentive:Canceled | 4723 | 36.9 |  | 1 | 128 |  | 128 |  | 2017-07-20 14:55 |  | TITANIUM POWER INC | Retrofit | San Fernando | Los Angeles | 91340 | Host Customer is System Owner | 6 |  | 30004079 | GREENoneTEC Solarindustrie GmbH | Solpal Plus | Solpal Plus L-GT | Direct Integral Collector Storage (DI) | 25.66 |  | Solpal Plus L |  |  | Solar Storage with Tankless Auxiliary Water Heater | 51 | 1 | 1 | 75 | Z09 | [18 empty] | Los Angeles | FALSE | 37.18 |  | 2011-06-01: 2017-07-18; 2011-06-21: 2017-09-14; 2011-08-03: 2017-07-20 | 2589 | 4759 | Up-front Payment
PGE-008503 | Commercial Pools | Pool Heating | Gas | Pacific Gas and Electric | Incentive:Paid | 22290 | 5 |  | 1 | 4458 |  | 4458 |  | 2017-08-01 11:34 | 2017-08-09 | POCO SOLAR ENERGY INC | Retrofit | SANTA CRUZ | Santa Cruz | 95060 | Host Customer is System Owner | [7 empty] | 2524.2 | 42.07 |  | Drainback |  |  |  | 1 | 1 |  | Z03 |  |  |  | 10001954 | 60 | 1 | [5 empty] | FALSE |  |  |  | Flow meter, Blue White F000, Model: ASD |  | Flow meter, Blue White F000, Model: ASD | Santa Cruz, Santa Cruz, CA | FALSE | 12.31 |  | 2017-07-18 |  | 2017-08-01 | 2017-08-09 | 2017-10-24 | 2017-12-20 | 2466 | 54900 | Up-front Payment
SCG-008504 | Low Income Single Family Residential | Domestic Hot Water | Gas | Southern California Gas Company | Incentive:Canceled | 4723 | 36.9 |  | 1 | 128 |  | 128 |  |  |  | TITANIUM POWER INC | Retrofit | Pacoima | Los Angeles | 91331 | Host Customer is System Owner | 7 |  | 30004079 | GREENoneTEC Solarindustrie GmbH | Solpal Plus | Solpal Plus L-GT | Direct Integral Collector Storage (DI) | 25.66 |  | Solpal Plus L |  |  | Solar Storage with Tankless Auxiliary Water Heater | 51 | 1 | 1 | 85 | Z09 | [18 empty] | Los Angeles | FALSE | 37.18 |  | 2011-06-01: 2017-07-18; 2011-06-21: 2017-07-24 | 2652 | 4759 | Up-front Payment
SDG-008505 | Commercial Pools | Pool Heating | Gas | San Diego Gas and Electric | Incentive:Paid | 4760 | 5 |  | 1 | 952 |  | 952 |  | 2017-08-10 06:25 | 2017-09-07 | PURE PWR POOLS INC | Retrofit | Escondido | San Diego | 92027 | Host Customer is System Owner | [7 empty] | 565.18 | 7.34 |  | Drainback |  |  |  | 1 | 1 |  | Z10 |  |  |  | 2011121A | 77 | 1 | [5 empty] | FALSE |  |  |  | Amatis Controls - AM-JOULE |  | Amatis Controls - AM-JOULE | City of Escondido | FALSE | 13.2 |  | 2017-07-18 | 2017-08-16 | 2017-08-10 | 2017-09-07 | 2018-03-02 | 2018-05-02 | 2355 | 12570 | Up-front Payment
PGE-008506 | Commercial Pools | Pool Heating | Gas | Pacific Gas and Electric | Incentive:Paid | 159712 | 5 |  | 1 | 22816 |  | 22816 |  | 2017-08-22 15:11 | 2017-09-12 | T A KRAUSE CONSTRUCTION & CUSTOM PAINTING | Retrofit | Moraga | Contra Costa | 94556 | Host Customer is System Owner | [7 empty] | 10404.16 | 42.64 |  | Drainback |  |  |  | 1 | 1 |  | Z12 |  |  |  | 10001735 | 244 | 3 | [5 empty] | FALSE |  |  |  | Solar Brain MKTCT1006 |  | Solar Brain MKTCT1006 | DSA | FALSE | 17.06 |  | 2017-07-18 |  | 2017-08-22 | 2017-09-12 | 2018-11-04 | 2018-12-04 | 2098 | 389200 | Up-front Payment
PGE-008507 | Commercial Pools | Pool Heating | Gas | Pacific Gas and Electric | Incentive:Paid | 74585 | 5 |  | 1 | 10655 |  | 10655 |  | 2017-08-22 15:05 | 2017-09-12 | T A KRAUSE CONSTRUCTION & CUSTOM PAINTING | Retrofit | Moraga | Contra Costa | 94556 | Host Customer is System Owner | [7 empty] | 4647.76 | 42.64 |  | Drainback |  |  |  | 1 | 1 |  | Z12 |  |  |  | 10001735 | 109 | 3 | [5 empty] | FALSE |  |  |  | Solar Brain MKTCT1006 |  | Solar Brain MKTCT1006 | DSA | FALSE | 24.87 |  | 2017-07-18 |  | 2017-08-22 | 2017-09-12 | 2018-11-04 | 2018-12-04 | 2133 | 264950 | Up-front Payment
PGE-008508 | Commercial Pools | Pool Heating | Gas | Pacific Gas and Electric | Incentive:Paid | 63924 | 5 |  | 1 | 9132 |  | 9132 |  | 2017-08-22 15:17 | 2017-09-12 | T A KRAUSE CONSTRUCTION & CUSTOM PAINTING | Retrofit | Moraga | Contra Costa | 94556 | Host Customer is System Owner | [7 empty] | 4136.08 | 42.64 |  | Drainback |  |  |  | 1 | 1 |  | Z12 |  |  |  | 10001735 | 97 | 3 | [5 empty] | FALSE |  |  |  | Maktinta Energy - Solar Brain MKTCT1006 |  | Maktinta Energy - Solar Brain MKTCT1006 | DSA | FALSE | 28.29 |  | 2017-07-18 |  | 2017-08-22 | 2017-09-12 | 2018-11-04 | 2018-12-04 | 2133 | 258350 | Up-front Payment
SCG-008510 | Low Income Single Family Residential | Domestic Hot Water | Gas | Southern California Gas Company | Incentive:Canceled | 4723 | 36.9 |  | 1 | 128 |  | 128 |  | 2017-07-21 14:47 |  | TITANIUM POWER INC | Retrofit | Pacoima | Los Angeles | 91331 | Host Customer is System Owner | 7 |  | 30004079 | GREENoneTEC Solarindustrie GmbH | Solpal Plus | Solpal Plus L-GT | Direct Integral Collector Storage (DI) | 25.66 |  | Solpal Plus L |  |  | Solar Storage with Tankless Auxiliary Water Heater | 51 | 1 | 1 | 85 | Z09 | [18 empty] | Los Angeles | FALSE | 37.18 |  | 2011-06-01: 2017-07-19; 2011-06-21: 2017-07-24; 2011-08-03: 2017-07-21 | 2652 | 4759 | Up-front Payment
SCG-008511 | Low Income Single Family Residential | Domestic Hot Water | Gas | Southern California Gas Company | Incentive:Paid | 4487 | 36.9 |  | 1 | 128 |  | 122 |  | 2017-07-24 14:31 | 2017-09-14 | TITANIUM POWER INC | Retrofit | Sun Valley | Los Angeles | 91352 | Host Customer is System Owner | 4 |  | 30004079 | GREENoneTEC Solarindustrie GmbH | Solpal Plus | Solpal Plus L-GT | Direct Integral Collector Storage (DI) | 25.66 |  | Solpal Plus L |  |  | Solar Storage with Tankless Auxiliary Water Heater | 51 | 1 | 0.95 | 55 | Z09 | [18 empty] | Los Angeles | FALSE | 35.23 |  | 2011-06-01: 2017-07-19; 2011-08-03: 2017-07-24; 2011-09-20: 2017-09-14 | 2578 | 4509 | Up-front Payment
SCG-008512 | Low Income Single Family Residential | Domestic Hot Water | Gas | Southern California Gas Company | Incentive:Paid | 4723 | 36.9 |  | 1 | 128 |  | 128 |  | 2017-07-21 14:33 | 2017-09-05 | TITANIUM POWER INC | Retrofit | Sun Valley | Los Angeles | 91352 | Host Customer is System Owner | 5 |  | 30004079 | GREENoneTEC Solarindustrie GmbH | Solpal Plus | Solpal Plus L-GT | Direct Integral Collector Storage (DI) | 25.66 |  | Solpal Plus L |  |  | Solar Storage with Tankless Auxiliary Water Heater | 51 | 1 | 1 | 65 | Z09 | [18 empty] | Los Angeles | FALSE | 37.18 |  | 2011-06-01: 2017-07-19; 2011-08-03: 2017-07-21; 2011-09-20: 2017-09-05 | 2601 | 4759 | Up-front Payment
SCG-008513 | Single Family Residential | Domestic Hot Water | Gas | Southern California Gas Company | Incentive:Paid | 4328 | 29.85 |  | 1 | 145 |  | 145 |  | 2017-12-21 12:32 | 2018-01-22 | MOHR POWER SOLAR INC | Retrofit | Rancho Palos Verdes | Los Angeles | 90275 | Host Customer is System Owner | 4 |  | 2010143E | Solene | AURORA/AO SMITH | SLAR80DC-120HE-XG | Indirect Forced Circulation (IF) | 80 |  | SLAR-40 | Glycol | Advanced Controller with a Vacation or Holiday Mode | Solar Storage and Auxiliary Tanks are separate | 118.9 | 1 | 1 | 55 | Z06 | [18 empty] | City of Rancho Palos Verdes | FALSE | 93.1 |  | 2017-07-19 | 2018-01-23 |  |  | 2017-12-21 | 2018-01-22 | 2431 | 13500 | Up-front Payment
SCG-008514 | Low Income Single Family Residential | Domestic Hot Water | Gas | Southern California Gas Company | Incentive:Paid | 4723 | 36.9 |  | 1 | 128 |  | 128 |  | 2017-08-01 07:15 | 2017-10-03 | TITANIUM POWER INC | Retrofit | Pacoima | Los Angeles | 91331 | Host Customer is System Owner | 6 |  | 30004079 | GREENoneTEC Solarindustrie GmbH | Solpal Plus | Solpal Plus L-GT | Direct Integral Collector Storage (DI) | 25.66 |  | Solpal Plus L |  |  | Solar Storage with Tankless Auxiliary Water Heater | 51 | 1 | 1 | 75 | Z09 | [18 empty] | Los Angeles | FALSE | 37.18 |  | 2011-06-01: 2017-07-19; 2011-08-03: 2017-08-01; 2011-09-20: 2017-10-03 | 2572 | 4759 | Up-front Payment
SCG-008515 | Low Income Single Family Residential | Domestic Hot Water | Gas | Southern California Gas Company | Incentive:Paid | 4487 | 36.9 |  | 1 | 128 |  | 122 |  | 2017-07-20 15:10 | 2017-08-25 | TITANIUM POWER INC | Retrofit | Sun Valley | Los Angeles | 91352 | Host Customer is System Owner | 7 |  | 30004079 | GREENoneTEC Solarindustrie GmbH | Solpal Plus | Solpal Plus L-GT | Direct Integral Collector Storage (DI) | 25.66 |  | Solpal Plus L |  |  | Solar Storage with Tankless Auxiliary Water Heater | 51 | 1 | 0.95 | 85 | Z09 | [18 empty] | Los Angeles | FALSE | 35.23 |  | 2011-06-01: 2017-07-19; 2011-08-03: 2017-07-20; 2011-09-20: 2017-08-25 | 2601 | 4509 | Up-front Payment
SCG-008516 | Low Income Single Family Residential | Domestic Hot Water | Gas | Southern California Gas Company | Incentive:Paid | 4509 | 36.9 |  | 1 | 128 |  | 128 |  | 2017-07-21 14:37 | 2017-10-25 | TITANIUM POWER INC | Retrofit | Pacoima | Los Angeles | 91331 | Host Customer is System Owner | 7 |  | 30004079 | GREENoneTEC Solarindustrie GmbH | Solpal Plus | Solpal Plus L-GT | Direct Integral Collector Storage (DI) | 25.66 |  | Solpal Plus L |  |  | Solar Storage with Tankless Auxiliary Water Heater | 51 | 1 | 1 | 85 | Z09 | [18 empty] | Los Angeles | FALSE | 35.23 |  | 2011-06-01: 2017-07-19; 2011-08-03: 2017-07-21; 2011-09-20: 2017-10-25 | 2549 | 4509 | Up-front Payment
SDG-008517 | Single Family Residential | Domestic Hot Water | Gas | San Diego Gas and Electric | Incentive:Paid | 4335 | 29.85 |  | 1 | 156 |  | 145 |  | 2017-08-11 13:01 | 2017-10-11 | METROPOLITAN AREA ADVISORY COMMITTEE ON ANTI-POVERTY OF SAN DIEGO COUNTY INC | Retrofit | Chula Vista | San Diego | 91913 | Host Customer is System Owner | 3 |  | 2010017C | Alternate Energy Technologies | EAGLESUN | DBS-G2-80-64 | Indirect Forced Circulation (IF) | 65.34 |  | MSC-32 | Automatic Drainback | Drainback (Water) | Solar Storage and Auxiliary Tanks are separate | 80 | 0.98 | 0.95 | 45 | Z07 | [18 empty] | Chula Vista | FALSE | 38.96 |  | 2017-07-19 | 2017-08-09 |  |  | 2017-08-11 | 2017-10-11 | 2511 | 6078.01 | Up-front Payment
SCG-008518 | Low Income Single Family Residential | Domestic Hot Water | Gas | Southern California Gas Company | Incentive:Canceled | 4487 | 36.9 |  | 1 | 128 |  | 122 |  | 2017-07-21 14:36 |  | TITANIUM POWER INC | Retrofit | Pacoima | Los Angeles | 91331 | Host Customer is System Owner | 5 |  | 30004079 | GREENoneTEC Solarindustrie GmbH | Solpal Plus | Solpal Plus L-GT | Direct Integral Collector Storage (DI) | 25.66 |  | Solpal Plus L |  |  | Solar Storage with Tankless Auxiliary Water Heater | 51 | 1 | 0.95 | 65 | Z09 | [18 empty] | Los Angeles | FALSE | 35.23 |  | 2011-06-01: 2017-07-19; 2011-06-21: 2017-09-25; 2011-08-03: 2017-07-21 | 2588 | 4509 | Up-front Payment
SCG-008519 | Low Income Single Family Residential | Domestic Hot Water | Gas | Southern California Gas Company | Incentive:Paid | 4487 | 36.9 |  | 1 | 128 |  | 122 |  | 2017-07-21 14:35 | 2017-09-06 | TITANIUM POWER INC | Retrofit | Sun Valley | Los Angeles | 91352 | Host Customer is System Owner | 6 |  | 30004079 | GREENoneTEC Solarindustrie GmbH | Solpal Plus | Solpal Plus L-GT | Direct Integral Collector Storage (DI) | 25.66 |  | Solpal Plus L |  |  | Solar Storage with Tankless Auxiliary Water Heater | 51 | 1 | 0.95 | 75 | Z09 | [18 empty] | Los Angeles | FALSE | 35.23 |  | 2011-06-01: 2017-07-19; 2011-08-03: 2017-07-21; 2011-09-20: 2017-09-06 | 2601 | 4509 | Up-front Payment
SCG-008520 | Low Income Single Family Residential | Domestic Hot Water | Gas | Southern California Gas Company | Incentive:Paid | 4723 | 36.9 |  | 1 | 128 |  | 128 |  | 2017-07-24 14:11 | 2017-09-14 | TITANIUM POWER INC | Retrofit | Pacoima | Los Angeles | 91331 | Host Customer is System Owner | 6 |  | 30004079 | GREENoneTEC Solarindustrie GmbH | Solpal Plus | Solpal Plus L-GT | Direct Integral Collector Storage (DI) | 25.66 |  | Solpal Plus L |  |  | Solar Storage with Tankless Auxiliary Water Heater | 51 | 1 | 1 | 75 | Z09 | [18 empty] | Los Angeles | FALSE | 37.18 |  | 2011-06-01: 2017-07-19; 2011-08-03: 2017-07-24; 2011-09-20: 2017-09-14 | 2571 | 4759 | Up-front Payment
SCG-008521 | Low Income Single Family Residential | Domestic Hot Water | Gas | Southern California Gas Company | Incentive:Paid | 4723 | 36.9 |  | 1 | 128 |  | 128 |  | 2017-07-22 09:54 | 2017-11-16 | TITANIUM POWER INC | Retrofit | San Fernando | Los Angeles | 91340 | Host Customer is System Owner | 5 |  | 30004079 | GREENoneTEC Solarindustrie GmbH | Solpal Plus | Solpal Plus L-GT | Direct Integral Collector Storage (DI) | 25.66 |  | Solpal Plus L |  |  | Solar Storage with Tankless Auxiliary Water Heater | 51 | 1 | 1 | 65 | Z09 | [18 empty] | Los Angeles | FALSE | 37.18 |  | 2017-07-19 | 2017-10-02 |  |  | 2017-07-22 | 2017-11-16 | 2521 | 4759 | Up-front Payment
SCG-008522 | Low Income Single Family Residential | Domestic Hot Water | Gas | Southern California Gas Company | Incentive:Paid | 4723 | 36.9 |  | 1 | 128 |  | 128 |  | 2017-07-21 14:34 | 2017-09-06 | TITANIUM POWER INC | Retrofit | Pacoima | Los Angeles | 91331 | Host Customer is System Owner | 8 |  | 30004079 | GREENoneTEC Solarindustrie GmbH | Solpal Plus | Solpal Plus L-GT | Direct Integral Collector Storage (DI) | 25.66 |  | Solpal Plus L |  |  | Solar Storage with Tankless Auxiliary Water Heater | 51 | 1 | 1 | 95 | Z09 | [18 empty] | Los Angeles | FALSE | 37.18 |  | 2011-06-01: 2017-07-19; 2011-08-03: 2017-07-21; 2011-09-20: 2017-09-06 | 2601 | 4759 | Up-front Payment
SCG-008523 | Low Income Single Family Residential | Domestic Hot Water | Gas | Southern California Gas Company | Incentive:Canceled | 4723 | 36.9 |  | 1 | 128 |  | 128 |  |  |  | TITANIUM POWER INC | Retrofit | Sun Valley | Los Angeles | 91352 | Host Customer is System Owner | 7 |  | 30004079 | GREENoneTEC Solarindustrie GmbH | Solpal Plus | Solpal Plus L-GT | Direct Integral Collector Storage (DI) | [5 empty] | Solar Storage with Tankless Auxiliary Water Heater | 51 | 1 | 1 | 85 | Z09 | [18 empty] | Los Angeles | FALSE | 37.18 |  | 2011-06-01: 2017-07-19 | 2656 | 4759 | Up-front Payment
SCG-008524 | Low Income Single Family Residential | Domestic Hot Water | Gas | Southern California Gas Company | Incentive:Paid | 4723 | 36.9 |  | 1 | 128 |  | 128 |  | 2017-07-24 14:15 | 2017-09-14 | TITANIUM POWER INC | Retrofit | Sun Valley | Los Angeles | 91352 | Host Customer is System Owner | 7 |  | 30004079 | GREENoneTEC Solarindustrie GmbH | Solpal Plus | Solpal Plus L-GT | Direct Integral Collector Storage (DI) | 25.66 |  | Solpal Plus L |  |  | Solar Storage with Tankless Auxiliary Water Heater | 51 | 1 | 1 | 85 | Z09 | [18 empty] | Los Angeles | FALSE | 37.18 |  | 2011-06-01: 2017-07-19; 2011-08-03: 2017-07-24; 2011-09-20: 2017-09-14 | 2571 | 4759 | Up-front Payment
SCG-008525 | Single Family Residential | Domestic Hot Water | Gas | Southern California Gas Company | Incentive:Paid | 4366 | 29.85 |  | 1 | 184 |  | 180 |  | 2017-09-18 10:12 | 2017-09-22 | SOL RELIABLE INC | Retrofit | Thousand Oaks | Los Angeles | 91362 | Host Customer is System Owner | 3 |  | 2010136E | Heliodyne, Inc. | HELIOPAK | HPAK 016 2 406 G 80 ACS F | Indirect Forced Circulation (IF) | 53.88 |  | 406 001 | Forced Circulation |  | Solar Storage with Tankless Auxiliary Water Heater | 80 | 0.98 | 1 | 45 | Z09 | [18 empty] | City of Thousand Oaks | FALSE | 64.29 |  | 2011-06-01: 2017-07-19; 2011-08-03: 2017-09-18; 2011-09-20: 2017-09-22 | 2573 | 11830 | Up-front Payment
SCG-008526 | Low Income Single Family Residential | Domestic Hot Water | Gas | Southern California Gas Company | Incentive:Canceled | 4487 | 36.9 |  | 1 | 128 |  | 122 |  |  |  | TITANIUM POWER INC | Retrofit | Sun Valley | Los Angeles | 91352 | Host Customer is System Owner | 6 |  | 30004079 | GREENoneTEC Solarindustrie GmbH | Solpal Plus | Solpal Plus L-GT | Direct Integral Collector Storage (DI) | 25.66 |  | Solpal Plus L |  |  | Solar Storage with Tankless Auxiliary Water Heater | 51 | 1 | 0.95 | 75 | Z09 | [18 empty] | Los Angeles | FALSE | 35.23 |  | 2011-06-01: 2017-07-19 | 2656 | 4509 | Up-front Payment
SCG-008527 | Low Income Single Family Residential | Domestic Hot Water | Gas | Southern California Gas Company | Incentive:Paid | 4487 | 36.9 |  | 1 | 128 |  | 122 |  | 2017-07-28 10:11 | 2017-09-14 | TITANIUM POWER INC | Retrofit | North Hollywood | Los Angeles | 91606 | Host Customer is System Owner | 6 |  | 30004079 | GREENoneTEC Solarindustrie GmbH | Solpal Plus | Solpal Plus L-GT | Direct Integral Collector Storage (DI) | 25.66 |  | Solpal Plus L |  |  | Solar Storage with Tankless Auxiliary Water Heater | 51 | 1 | 0.95 | 75 | Z09 | [18 empty] | Los Angeles | FALSE | 35.23 |  | 2011-06-01: 2017-07-19; 2011-08-03: 2017-07-28; 2011-09-20: 2017-09-14 | 2594 | 4509 | Up-front Payment
SCG-008528 | Low Income Single Family Residential | Domestic Hot Water | Gas | Southern California Gas Company | Incentive:Paid | 4487 | 36.9 |  | 1 | 128 |  | 122 |  | 2017-07-24 14:18 | 2017-09-14 | TITANIUM POWER INC | Retrofit | Sun Valley | Los Angeles | 91352 | Host Customer is System Owner | 6 |  | 30004079 | GREENoneTEC Solarindustrie GmbH | Solpal Plus | Solpal Plus L-GT | Direct Integral Collector Storage (DI) | 25.66 |  | Solpal Plus L |  |  | Solar Storage with Tankless Auxiliary Water Heater | 51 | 1 | 0.95 | 75 | Z09 | [18 empty] | Los Angeles | FALSE | 35.23 |  | 2011-06-01: 2017-07-19; 2011-08-03: 2017-07-24; 2011-09-20: 2017-09-14 | 2571 | 4509 | Up-front Payment
SCG-008529 | Low Income Single Family Residential | Domestic Hot Water | Gas | Southern California Gas Company | Incentive:Canceled | 4723 | 36.9 |  | 1 | 128 |  | 128 |  | 2017-07-22 09:51 |  | TITANIUM POWER INC | Retrofit | Pacoima | Los Angeles | 91331 | Host Customer is System Owner | 7 |  | 30004079 | GREENoneTEC Solarindustrie GmbH | Solpal Plus | Solpal Plus L-GT | Direct Integral Collector Storage (DI) | 25.66 |  | Solpal Plus L |  |  | Solar Storage with Tankless Auxiliary Water Heater | 51 | 1 | 1 | 85 | Z09 | [18 empty] | Los Angeles | FALSE | 37.18 |  | 2011-06-01: 2017-07-19; 2011-06-21: 2017-09-25; 2011-08-03: 2017-07-22 | 2588 | 4759 | Up-front Payment
SCG-008530 | Low Income Single Family Residential | Domestic Hot Water | Gas | Southern California Gas Company | Incentive:Canceled | 4487 | 36.9 |  | 1 | 128 |  | 122 |  | 2017-07-31 14:26 |  | TITANIUM POWER INC | Retrofit | North Hollywood | Los Angeles | 91606 | Host Customer is System Owner | 5 |  | 30004079 | GREENoneTEC Solarindustrie GmbH | Solpal Plus | Solpal Plus L-GT | Direct Integral Collector Storage (DI) | 25.66 |  | Solpal Plus L |  |  | Solar Storage with Tankless Auxiliary Water Heater | 51 | 1 | 0.95 | 65 | Z09 | [18 empty] | Los Angeles | FALSE | 35.23 |  | 2011-06-01: 2017-07-19; 2011-06-21: 2017-09-25; 2011-08-03: 2017-07-31 | 2588 | 4509 | Up-front Payment
SCG-008531 | Low Income Single Family Residential | Domestic Hot Water | Gas | Southern California Gas Company | Incentive:Canceled | 4723 | 36.9 |  | 1 | 128 |  | 128 |  | 2017-07-21 14:31 |  | TITANIUM POWER INC | Retrofit | Sun Valley | Los Angeles | 91352 | Host Customer is System Owner | 8 |  | 30004079 | GREENoneTEC Solarindustrie GmbH | Solpal Plus | Solpal Plus L-GT | Direct Integral Collector Storage (DI) | 25.66 |  | Solpal Plus L |  |  | Solar Storage with Tankless Auxiliary Water Heater | 51 | 1 | 1 | 95 | Z09 | [18 empty] | Los Angeles | FALSE | 37.18 |  | 2011-06-01: 2017-07-19; 2011-06-21: 2017-09-26; 2011-08-03: 2017-07-21 | 2587 | 4759 | Up-front Payment
SCG-008532 | Low Income Single Family Residential | Domestic Hot Water | Gas | Southern California Gas Company | Incentive:Paid | 4723 | 36.9 |  | 1 | 128 |  | 128 |  | 2017-10-03 11:02 | 2018-02-07 | TITANIUM POWER INC | Retrofit | Pacoima | Los Angeles | 91331 | Host Customer is System Owner | 6 |  | 30004079 | GREENoneTEC Solarindustrie GmbH | Solpal Plus | Solpal Plus L-GT | Direct Integral Collector Storage (DI) | 25.66 |  | Solpal Plus L |  |  | Solar Storage with Tankless Auxiliary Water Heater | 51 | 1 | 1 | 75 | Z09 | [18 empty] | Los Angeles | FALSE | 37.18 |  | 2017-07-19 | 2017-12-04 |  |  | 2017-10-03 | 2018-02-07 | 2451 | 4759 | Up-front Payment
SCG-008533 | Low Income Single Family Residential | Domestic Hot Water | Gas | Southern California Gas Company | Incentive:Paid | 4723 | 36.9 |  | 1 | 128 |  | 128 |  | 2017-07-21 14:39 | 2017-09-06 | TITANIUM POWER INC | Retrofit | Pacoima | Los Angeles | 91331 | Host Customer is System Owner | 6 |  | 30004079 | GREENoneTEC Solarindustrie GmbH | Solpal Plus | Solpal Plus L-GT | Direct Integral Collector Storage (DI) | 25.66 |  | Solpal Plus L |  |  | Solar Storage with Tankless Auxiliary Water Heater | 51 | 1 | 1 | 75 | Z09 | [18 empty] | Los Angeles | FALSE | 37.18 |  | 2011-06-01: 2017-07-19; 2011-08-03: 2017-07-21; 2011-09-20: 2017-09-06 | 2601 | 4759 | Up-front Payment
SCG-008534 | Low Income Single Family Residential | Domestic Hot Water | Gas | Southern California Gas Company | Incentive:Paid | 4723 | 36.9 |  | 1 | 128 |  | 128 |  | 2017-07-25 15:08 | 2017-09-11 | TITANIUM POWER INC | Retrofit | Pacoima | Los Angeles | 91331 | Host Customer is System Owner | 5 |  | 30004079 | GREENoneTEC Solarindustrie GmbH | Solpal Plus | Solpal Plus L-GT | Direct Integral Collector Storage (DI) | 25.66 |  | Solpal Plus L |  |  | Solar Storage with Tankless Auxiliary Water Heater | 51 | 1 | 1 | 65 | Z09 | [18 empty] | Los Angeles | FALSE | 37.18 |  | 2011-06-01: 2017-07-19; 2011-08-03: 2017-07-25; 2011-09-20: 2017-09-11 | 2594 | 4759 | Up-front Payment
SCG-008535 | Low Income Single Family Residential | Domestic Hot Water | Gas | Southern California Gas Company | Incentive:Canceled | 2834 | 36.9 |  | 1 | 128 |  | 77 |  | 2017-07-24 14:22 |  | TITANIUM POWER INC | Retrofit | Pacoima | Los Angeles | 91331 | Host Customer is System Owner | 8 |  | 30004079 | GREENoneTEC Solarindustrie GmbH | Solpal Plus | Solpal Plus L-GT | Direct Integral Collector Storage (DI) | 25.66 |  | Solpal Plus L |  |  | Solar Storage with Tankless Auxiliary Water Heater | 51 | 1 | 0.6 | 95 | Z09 | [18 empty] | Los Angeles | FALSE | 37.18 |  | 2011-06-01: 2017-07-19; 2011-06-21: 2017-09-25; 2011-08-03: 2017-07-24 | 2588 | 4759 | Up-front Payment
SDG-008536 | Single Family Residential | Domestic Hot Water | Gas | San Diego Gas and Electric | Incentive:Paid | 4366 | 29.85 |  | 1 | 156 |  | 154 |  | 2017-10-11 16:19 | 2017-10-11 | METROPOLITAN AREA ADVISORY COMMITTEE ON ANTI-POVERTY OF SAN DIEGO COUNTY INC | Retrofit | San Ysidro | San Diego | 92173 | Host Customer is System Owner | 1 |  | 2010017C | Alternate Energy Technologies | EAGLESUN | DBS-G2-80-64 | Indirect Forced Circulation (IF) | 65.34 |  | MSC-32 | Automatic Drainback | Drainback (Water) | Solar Storage and Auxiliary Tanks are separate | 80 | 0.99 | 1 | 20 | Z07 | [18 empty] | San Diego | FALSE | 41.6 |  | 2017-07-19 | 2017-08-09 |  |  | 2017-10-11 | 2017-10-11 | 2511 | 6489.89 | Up-front Payment
SCG-008537 | Low Income Single Family Residential | Domestic Hot Water | Gas | Southern California Gas Company | Incentive:Paid | 4723 | 36.9 |  | 1 | 128 |  | 128 |  | 2017-07-24 14:27 | 2017-09-14 | TITANIUM POWER INC | Retrofit | Pacoima | Los Angeles | 91331 | Host Customer is System Owner | 7 |  | 30004079 | GREENoneTEC Solarindustrie GmbH | Solpal Plus | Solpal Plus L-GT | Direct Integral Collector Storage (DI) | 25.66 |  | Solpal Plus L |  |  | Solar Storage with Tankless Auxiliary Water Heater | 51 | 1 | 1 | 85 | Z09 | [18 empty] | Los Angeles | FALSE | 37.18 |  | 2011-06-01: 2017-07-19; 2011-08-03: 2017-07-24; 2011-09-20: 2017-09-14 | 2571 | 4759 | Up-front Payment
SCG-008538 | Low Income Single Family Residential | Domestic Hot Water | Gas | Southern California Gas Company | Incentive:Paid | 4723 | 36.9 |  | 1 | 128 |  | 128 |  | 2017-07-21 14:42 | 2017-09-14 | TITANIUM POWER INC | Retrofit | Pacoima | Los Angeles | 91331 | Host Customer is System Owner | 7 |  | 30004079 | GREENoneTEC Solarindustrie GmbH | Solpal Plus | Solpal Plus L-GT | Direct Integral Collector Storage (DI) | 25.66 |  | Solpal Plus L |  |  | Solar Storage with Tankless Auxiliary Water Heater | 51 | 1 | 1 | 85 | Z09 | [18 empty] | Los Angeles | FALSE | 37.18 |  | 2011-06-01: 2017-07-19; 2011-08-03: 2017-07-21; 2011-09-20: 2017-09-14 | 2571 | 4759 | Up-front Payment
SDG-008539 | Single Family Residential | Domestic Hot Water | Gas | San Diego Gas and Electric | Incentive:Paid | 4366 | 29.85 |  | 1 | 156 |  | 147 |  | 2017-08-11 13:15 | 2017-09-21 | METROPOLITAN AREA ADVISORY COMMITTEE ON ANTI-POVERTY OF SAN DIEGO COUNTY INC | Retrofit | San Ysidro | San Diego | 92173 | Host Customer is System Owner | 6 |  | 2010017C | Alternate Energy Technologies | EAGLESUN | DBS-G2-80-64 | Indirect Forced Circulation (IF) | 65.34 |  | MSC-32 | Automatic Drainback |  | Solar Storage and Auxiliary Tanks are separate | 80 | 0.99 | 0.95 | 75 | Z07 | [18 empty] | San Diego | FALSE | 48.02 |  | 2017-07-19 | 2017-08-11 |  |  | 2017-08-11 | 2017-09-21 | 2578 | 7491.74 | Up-front Payment
SDG-008540 | Single Family Residential | Domestic Hot Water | Gas | San Diego Gas and Electric | Incentive:Paid | 4366 | 29.85 |  | 1 | 156 |  | 153 |  | 2017-08-11 13:09 | 2017-09-21 | METROPOLITAN AREA ADVISORY COMMITTEE ON ANTI-POVERTY OF SAN DIEGO COUNTY INC | Retrofit | San Diego | San Diego | 92154 | Host Customer is System Owner | 2 |  | 2010017C | Alternate Energy Technologies | EAGLESUN | DBS-G2-80-64 | Indirect Forced Circulation (IF) | 65.34 |  | MSC-32 | Automatic Drainback | Drainback (Water) | Solar Storage and Auxiliary Tanks are separate | 80 | 0.98 | 1 | 35 | Z07 | [18 empty] | San Diego | FALSE | 41.05 |  | 2017-07-19 | 2017-08-11 |  |  | 2017-08-11 | 2017-09-21 | 2578 | 6404.29 | Up-front Payment
SDG-008541 | Single Family Residential | Domestic Hot Water | Gas | San Diego Gas and Electric | Incentive:Paid | 4366 | 29.85 |  | 1 | 156 |  | 154 |  | 2017-08-11 13:16 | 2017-09-21 | METROPOLITAN AREA ADVISORY COMMITTEE ON ANTI-POVERTY OF SAN DIEGO COUNTY INC | Retrofit | San Diego | San Diego | 92154 | Owner/Tenant | 3 |  | 2010017C | Alternate Energy Technologies | EAGLESUN | DBS-G2-80-64 | Indirect Forced Circulation (IF) | 65.34 |  | MSC-32 | Automatic Drainback | Drainback (Water) | Solar Storage and Auxiliary Tanks are separate | 80 | 0.99 | 1 | 45 | Z07 | [18 empty] | San Diego | FALSE | 42.27 |  | 2017-07-19 | 2017-08-11 |  |  | 2017-08-11 | 2017-09-21 | 2578 | 6593.72 | Up-front Payment
SCG-008542 | Low Income Single Family Residential | Domestic Hot Water | Gas | Southern California Gas Company | Incentive:Paid | 4723 | 36.9 |  | 1 | 128 |  | 128 |  | 2017-07-24 14:30 | 2017-09-14 | TITANIUM POWER INC | Retrofit | Pacoima | Los Angeles | 91331 | Host Customer is System Owner | 8 |  | 30004079 | GREENoneTEC Solarindustrie GmbH | Solpal Plus | Solpal Plus L-GT | Direct Integral Collector Storage (DI) | 25.66 |  | Solpal Plus L |  |  | Solar Storage with Tankless Auxiliary Water Heater | 51 | 1 | 1 | 95 | Z09 | [18 empty] | Los Angeles | FALSE | 37.18 |  | 2011-06-01: 2017-07-20; 2011-08-03: 2017-07-24; 2011-09-20: 2017-09-14 | 2571 | 4759 | Up-front Payment
SCG-008543 | Low Income Single Family Residential | Domestic Hot Water | Gas | Southern California Gas Company | Incentive:Paid | 4487 | 36.9 |  | 1 | 128 |  | 122 |  | 2017-07-31 14:55 | 2017-10-03 | TITANIUM POWER INC | Retrofit | Pacoima | Los Angeles | 91331 | Host Customer is System Owner | 8 |  | 30004079 | GREENoneTEC Solarindustrie GmbH | Solpal Plus | Solpal Plus L-GT | Direct Integral Collector Storage (DI) | 25.66 |  | Solpal Plus L |  |  | Solar Storage with Tankless Auxiliary Water Heater | 51 | 1 | 0.95 | 95 | Z09 | [18 empty] | Los Angeles | FALSE | 35.23 |  | 2011-06-01: 2017-07-20; 2011-08-03: 2017-07-31; 2011-09-20: 2017-10-03 | 2572 | 4509 | Up-front Payment
SCG-008544 | Low Income Single Family Residential | Domestic Hot Water | Gas | Southern California Gas Company | Incentive:Paid | 4723 | 36.9 |  | 1 | 128 |  | 128 |  | 2017-07-22 09:52 | 2017-09-14 | TITANIUM POWER INC | Retrofit | Arleta | Los Angeles | 91331 | Host Customer is System Owner | 5 |  | 30004079 | GREENoneTEC Solarindustrie GmbH | Solpal Plus | Solpal Plus L-GT | Direct Integral Collector Storage (DI) | 25.66 |  | Solpal Plus L |  |  | Solar Storage with Tankless Auxiliary Water Heater | 51 | 1 | 1 | 65 | Z09 | [18 empty] | Los Angeles | FALSE | 37.18 |  | 2011-06-01: 2017-07-20; 2011-08-03: 2017-07-22; 2011-09-20: 2017-09-14 | 2571 | 4759 | Up-front Payment
SCG-008545 | Low Income Single Family Residential | Domestic Hot Water | Gas | Southern California Gas Company | Incentive:Canceled | 4723 | 36.9 |  | 1 | 128 |  | 128 |  | 2017-10-03 11:08 |  | TITANIUM POWER INC | Retrofit | Pacoima | Los Angeles | 91331 | Host Customer is System Owner | 8 |  | 30004079 | GREENoneTEC Solarindustrie GmbH | Solpal Plus | Solpal Plus L-GT | Direct Integral Collector Storage (DI) | 25.66 |  | Solpal Plus L |  |  | Solar Storage with Tankless Auxiliary Water Heater | 51 | 1 | 1 | 95 | Z09 | [18 empty] | Los Angeles | FALSE | 37.18 |  | 2011-06-01: 2017-07-20; 2011-06-21: 2017-12-04; 2011-08-03: 2017-10-03 | 2439 | 4759 | Up-front Payment
SCG-008547 | Low Income Single Family Residential | Domestic Hot Water | Gas | Southern California Gas Company | Incentive:Canceled | 4723 | 36.9 |  | 1 | 128 |  | 128 |  | 2017-10-03 11:12 |  | TITANIUM POWER INC | Retrofit | Pacoima | Los Angeles | 91331 | Host Customer is System Owner | 8 |  | 30004079 | GREENoneTEC Solarindustrie GmbH | Solpal Plus | Solpal Plus L-GT | Direct Integral Collector Storage (DI) | 25.66 |  | Solpal Plus L |  |  | Solar Storage with Tankless Auxiliary Water Heater | 51 | 1 | 1 | 95 | Z09 | [18 empty] | Los Angeles | FALSE | 37.18 |  | 2011-06-01: 2017-07-20; 2011-06-21: 2017-12-04; 2011-08-03: 2017-10-03 | 2341 | 4759 | Up-front Payment
SCG-008550 | Low Income Single Family Residential | Domestic Hot Water | Gas | Southern California Gas Company | Incentive:Canceled | 4723 | 36.9 |  | 1 | 128 |  | 128 |  | 2017-07-22 09:53 |  | TITANIUM POWER INC | Retrofit | Arleta | Los Angeles | 91331 | Host Customer is System Owner | 6 |  | 30004079 | GREENoneTEC Solarindustrie GmbH | Solpal Plus | Solpal Plus L-GT | Direct Integral Collector Storage (DI) | 25.66 |  | Solpal Plus L |  |  | Solar Storage with Tankless Auxiliary Water Heater | 51 | 1 | 1 | 75 | Z09 | [18 empty] | Los Angeles | FALSE | 37.18 |  | 2011-06-01: 2017-07-20; 2011-06-21: 2017-10-02; 2011-08-03: 2017-07-22 | 2452 | 4759 | Up-front Payment
SCG-008551 | Low Income Single Family Residential | Domestic Hot Water | Gas | Southern California Gas Company | Incentive:Canceled | 4723 | 36.9 |  | 1 | 128 |  | 128 |  | 2017-07-28 10:08 |  | TITANIUM POWER INC | Retrofit | San Fernando | Los Angeles | 91340 | Host Customer is System Owner | 8 |  | 30004079 | GREENoneTEC Solarindustrie GmbH | Solpal Plus | Solpal Plus L-GT | Direct Integral Collector Storage (DI) | 25.66 |  | Solpal Plus L |  |  | Solar Storage with Tankless Auxiliary Water Heater | 51 | 1 | 1 | 95 | Z09 | [18 empty] | Los Angeles | FALSE | 37.18 |  | 2011-06-01: 2017-07-20; 2011-06-21: 2017-09-25; 2011-08-03: 2017-07-28 | 2588 | 4759 | Up-front Payment
SCG-008552 | Low Income Single Family Residential | Domestic Hot Water | Gas | Southern California Gas Company | Incentive:Paid | 4723 | 36.9 |  | 1 | 128 |  | 128 |  | 2017-07-24 13:32 | 2018-05-23 | TITANIUM POWER INC | Retrofit | San Fernando | Los Angeles | 91340 | Host Customer is System Owner | 8 |  | 30004079 | GREENoneTEC Solarindustrie GmbH | Solpal Plus | Solpal Plus L-GT | Direct Integral Collector Storage (DI) | 25.66 |  | Solpal Plus L |  |  | Solar Storage with Tankless Auxiliary Water Heater | 51 | 1 | 1 | 95 | Z09 | [18 empty] | Los Angeles | FALSE | 37.18 |  | 2017-07-20 | 2017-12-04 |  |  | 2017-07-24 | 2018-05-23 | 2343 | 4759 | Up-front Payment
SCG-008553 | Low Income Single Family Residential | Domestic Hot Water | Gas | Southern California Gas Company | Incentive:Paid | 4723 | 36.9 |  | 1 | 128 |  | 128 |  | 2017-07-28 10:05 | 2017-09-14 | TITANIUM POWER INC | Retrofit | Pacoima | Los Angeles | 91331 | Host Customer is System Owner | 6 |  | 30004079 | GREENoneTEC Solarindustrie GmbH | Solpal Plus | Solpal Plus L-GT | Direct Integral Collector Storage (DI) | 25.66 |  | Solpal Plus L |  |  | Solar Storage with Tankless Auxiliary Water Heater | 51 | 1 | 1 | 75 | Z09 | [18 empty] | Los Angeles | FALSE | 37.18 |  | 2011-06-01: 2017-07-20; 2011-08-03: 2017-07-28; 2011-09-20: 2017-09-14 | 2594 | 4759 | Up-front Payment
SCG-008554 | Low Income Single Family Residential | Domestic Hot Water | Gas | Southern California Gas Company | Incentive:Paid | 4723 | 36.9 |  | 1 | 128 |  | 128 |  | 2017-07-28 10:14 | 2017-09-14 | TITANIUM POWER INC | Retrofit | San Fernando | Los Angeles | 91340 | Host Customer is System Owner | 7 |  | 30004079 | GREENoneTEC Solarindustrie GmbH | Solpal Plus | Solpal Plus L-GT | Direct Integral Collector Storage (DI) | 25.66 |  | Solpal Plus L |  |  | Solar Storage with Tankless Auxiliary Water Heater | 51 | 1 | 1 | 85 | Z09 | [18 empty] | Los Angeles | FALSE | 37.18 |  | 2011-06-01: 2017-07-20; 2011-08-03: 2017-07-28; 2011-09-20: 2017-09-14 | 2594 | 4759 | Up-front Payment
PGE-008555 | Single Family Residential | Domestic Hot Water | Gas | Pacific Gas and Electric | Incentive:Paid | 2994 | 29.85 |  | 1 | 118 |  | 100 |  | 2017-10-12 03:49 | 2017-11-03 | INTELLIGENT GREEN SOLUTIONS CA | Retrofit | BAKERSFIELD | Kern | 93307 | Host Customer is System Owner | 4 |  | 30004236 | SunMaxx Solar LLC | ThermoPower | VTS30-HP-G | Indirect Thermosyphon (IT) | 47.9 |  | TZ58/1800-30C | Automatic Drainback |  | Solar Storage and Auxiliary Tanks are separate | 40 | 1 | 0.85 | 55 | Z13 | [18 empty] | Bakersfield | FALSE | 52.88 |  | 2017-07-20 | 2017-10-17 |  |  | 2017-10-12 | 2017-11-03 | 2535 | 6240 | Up-front Payment
SCG-008556 | Low Income Single Family Residential | Domestic Hot Water | Gas | Southern California Gas Company | Incentive:Paid | 4723 | 36.9 |  | 1 | 128 |  | 128 |  | 2017-08-18 08:40 | 2017-11-10 | TITANIUM POWER INC | Retrofit | Pacoima | Los Angeles | 91331 | Host Customer is System Owner | 7 |  | 30004079 | GREENoneTEC Solarindustrie GmbH | Solpal Plus | Solpal Plus L-GT | Direct Integral Collector Storage (DI) | 25.66 |  | Solpal Plus L |  |  | Solar Storage with Tankless Auxiliary Water Heater | 51 | 1 | 1 | 85 | Z09 | [18 empty] | Los Angeles | FALSE | 37.18 |  | 2011-06-01: 2017-07-20; 2011-08-03: 2017-08-18; 2011-09-20: 2017-11-10 | 2523 | 4759 | Up-front Payment
SCG-008557 | Low Income Single Family Residential | Domestic Hot Water | Gas | Southern California Gas Company | Incentive:Paid | 4723 | 36.9 |  | 1 | 128 |  | 128 |  | 2017-07-31 14:19 | 2017-10-03 | TITANIUM POWER INC | Retrofit | Pacoima | Los Angeles | 91331 | Host Customer is System Owner | 9 |  | 30004079 | GREENoneTEC Solarindustrie GmbH | Solpal Plus | Solpal Plus L-GT | Direct Integral Collector Storage (DI) | 25.66 |  | Solpal Plus L |  |  | Solar Storage with Tankless Auxiliary Water Heater | 51 | 1 | 1 | 105 | Z09 | [18 empty] | Los Angeles | FALSE | 37.18 |  | 2011-06-01: 2017-07-20; 2011-08-03: 2017-07-31; 2011-09-20: 2017-10-03 | 2572 | 4759 | Up-front Payment
SCG-008558 | Low Income Multifamily Residential | Domestic Hot Water | Gas | Southern California Gas Company | Incentive:Paid | 186874 | 24.89 |  | 1 | 7508 |  | 7508 |  | 2017-08-21 14:50 | 2017-09-11 | PROMISE ENERGY INC | Retrofit | West Covina | Los Angeles | 91790 | Host Customer is System Owner | [7 empty] | 2410.2 | 40.17 |  | Glycol | Steam Back | Solar Storage and Auxiliary Tanks are separate |  | 1 | 1 | 4588 | Z09 | 124 | Units | Apartments/Condos | 2010115A | 60 | 1 | 3400 | 2 | 184 | 1 | 600000 | TRUE | 120 | 140 |  | Amatis Controls - AM-JOULE |  | Amatis Controls - AM-JOULE | west covina | FALSE | 38.82 |  | 2017-07-20 |  | 2017-08-21 | 2017-09-11 | 2019-06-04 | 2019-06-10 | 1963 | 291492.47 | Up-front Payment
SCG-008559 | Low Income Single Family Residential | Domestic Hot Water | Gas | Southern California Gas Company | Incentive:Paid | 4723 | 36.9 |  | 1 | 128 |  | 128 |  | 2017-08-01 07:13 | 2017-10-03 | TITANIUM POWER INC | Retrofit | San Fernando | Los Angeles | 91340 | Host Customer is System Owner | 8 |  | 30004079 | GREENoneTEC Solarindustrie GmbH | Solpal Plus | Solpal Plus L-GT | Direct Integral Collector Storage (DI) | 25.66 |  | Solpal Plus L |  |  | Solar Storage with Tankless Auxiliary Water Heater | 51 | 1 | 1 | 95 | Z09 | [18 empty] | Los Angeles | FALSE | 37.18 |  | 2011-06-01: 2017-07-20; 2011-08-03: 2017-08-01; 2011-09-20: 2017-10-03 | 2572 | 4759 | Up-front Payment
SCG-008560 | Low Income Single Family Residential | Domestic Hot Water | Gas | Southern California Gas Company | Incentive:Canceled | 4487 | 36.9 |  | 1 | 128 |  | 122 |  | 2017-10-19 15:06 |  | TITANIUM POWER INC | Retrofit | Sun Valley | Los Angeles | 91352 | Host Customer is System Owner | 7 |  | 30004079 | GREENoneTEC Solarindustrie GmbH | Solpal Plus | Solpal Plus L-GT | Direct Integral Collector Storage (DI) | 25.66 |  | Solpal Plus L |  |  | Solar Storage with Tankless Auxiliary Water Heater | 51 | 1 | 0.95 | 85 | Z09 | [18 empty] | Los Angeles | FALSE | 35.23 |  | 2011-06-01: 2017-07-20; 2011-06-21: 2017-10-19; 2011-08-03: 2017-10-19 | 2564 | 4509 | Up-front Payment
SCG-008561 | Low Income Single Family Residential | Domestic Hot Water | Gas | Southern California Gas Company | Incentive:Canceled | 4723 | 36.9 |  | 1 | 128 |  | 128 |  | 2017-08-02 14:46 |  | TITANIUM POWER INC | Retrofit | San Fernando | Los Angeles | 91342 | Host Customer is System Owner | 8 |  | 30004079 | GREENoneTEC Solarindustrie GmbH | Solpal Plus | Solpal Plus L-GT | Direct Integral Collector Storage (DI) | 25.66 |  | Solpal Plus L |  |  | Solar Storage with Tankless Auxiliary Water Heater | 51 | 1 | 1 | 95 | Z09 | [18 empty] | Los Angeles | FALSE | 37.18 |  | 2011-06-01: 2017-07-20; 2011-06-21: 2017-09-25; 2011-08-03: 2017-08-02 | 2588 | 4759 | Up-front Payment
PGE-008562 | Low Income Single Family Residential | Domestic Hot Water | Gas | Pacific Gas and Electric | Incentive:Paid | 5153 | 36.9 |  | 1 | 147 |  | 140 |  | 2017-07-21 12:09 | 2017-07-27 | MERCED COUNTY COMMUNITY ACTION BOARD | Retrofit | LIVINGSTON | Merced | 95334 | Host Customer is System Owner | 6 |  | 2010017C | Alternate Energy Technologies | EAGLESUN | DBS-G2-80-64 | Indirect Forced Circulation (IF) | 65.34 |  | MSC-32 | Automatic Drainback |  | Solar Storage and Auxiliary Tanks are separate | 80 | 0.95 | 1 | 75 | Z12 | [18 empty] | LIVINGSTON CITY | FALSE | 43.44 |  | 2011-06-01: 2017-07-20; 2011-08-03: 2017-07-21; 2011-09-20: 2017-07-27 | 2637 | 6385.87 | Up-front Payment
SCG-008564 | Low Income Single Family Residential | Domestic Hot Water | Gas | Southern California Gas Company | Incentive:Paid | 4723 | 36.9 |  | 1 | 128 |  | 128 |  | 2017-10-03 11:14 | 2018-02-08 | TITANIUM POWER INC | Retrofit | Pacoima | Los Angeles | 91331 | Host Customer is System Owner | 6 |  | 30004079 | GREENoneTEC Solarindustrie GmbH | Solpal Plus | Solpal Plus L-GT | Direct Integral Collector Storage (DI) | 25.66 |  | Solpal Plus L |  |  | Solar Storage with Tankless Auxiliary Water Heater | 51 | 1 | 1 | 75 | Z09 | [18 empty] | Los Angeles | FALSE | 37.18 |  | 2017-07-21 | 2017-12-04 |  |  | 2017-10-03 | 2018-02-08 | 2445 | 4759 | Up-front Payment
SCG-008565 | Low Income Single Family Residential | Domestic Hot Water | Gas | Southern California Gas Company | Incentive:Paid | 4723 | 36.9 |  | 1 | 128 |  | 128 |  | 2017-07-24 14:50 | 2017-09-14 | TITANIUM POWER INC | Retrofit | Pacoima | Los Angeles | 91331 | Host Customer is System Owner | 5 |  | 30004079 | GREENoneTEC Solarindustrie GmbH | Solpal Plus | Solpal Plus L-GT | Direct Integral Collector Storage (DI) | 25.66 |  | Solpal Plus L |  |  | Solar Storage with Tankless Auxiliary Water Heater | 51 | 1 | 1 | 65 | Z09 | [18 empty] | Los Angeles | FALSE | 37.18 |  | 2011-06-01: 2017-07-21; 2011-08-03: 2017-07-24; 2011-09-20: 2017-09-14 | 2571 | 4759 | Up-front Payment
SCG-008566 | Low Income Single Family Residential | Domestic Hot Water | Gas | Southern California Gas Company | Incentive:Paid | 4487 | 36.9 |  | 1 | 128 |  | 122 |  | 2017-07-27 15:07 | 2017-09-14 | TITANIUM POWER INC | Retrofit | Pacoima | Los Angeles | 91331 | Host Customer is System Owner | 7 |  | 30004079 | GREENoneTEC Solarindustrie GmbH | Solpal Plus | Solpal Plus L-GT | Direct Integral Collector Storage (DI) | 25.66 |  | Solpal Plus L |  |  | Solar Storage with Tankless Auxiliary Water Heater | 51 | 1 | 0.95 | 85 | Z09 | [18 empty] | Los Angeles | FALSE | 35.23 |  | 2011-06-01: 2017-07-21; 2011-08-03: 2017-07-27; 2011-09-20: 2017-09-14 | 2594 | 4509 | Up-front Payment
SCG-008567 | Low Income Single Family Residential | Domestic Hot Water | Gas | Southern California Gas Company | Incentive:Paid | 4723 | 36.9 |  | 1 | 128 |  | 128 |  | 2017-07-24 14:55 | 2017-09-14 | TITANIUM POWER INC | Retrofit | Pacoima | Los Angeles | 91331 | Host Customer is System Owner | 7 |  | 30004079 | GREENoneTEC Solarindustrie GmbH | Solpal Plus | Solpal Plus L-GT | Direct Integral Collector Storage (DI) | 25.66 |  | Solpal Plus L |  |  | Solar Storage with Tankless Auxiliary Water Heater | 51 | 1 | 1 | 85 | Z09 | [18 empty] | Los Angeles | FALSE | 37.18 |  | 2011-06-01: 2017-07-21; 2011-08-03: 2017-07-24; 2011-09-20: 2017-09-14 | 2571 | 4759 | Up-front Payment
SCG-008568 | Low Income Single Family Residential | Domestic Hot Water | Gas | Southern California Gas Company | Incentive:Canceled | 4723 | 36.9 |  | 1 | 128 |  | 128 |  | 2017-07-28 10:03 |  | TITANIUM POWER INC | Retrofit | Pacoima | Los Angeles | 91331 | Host Customer is System Owner | 8 |  | 30004079 | GREENoneTEC Solarindustrie GmbH | Solpal Plus | Solpal Plus L-GT | Direct Integral Collector Storage (DI) | 25.66 |  | Solpal Plus L |  |  | Solar Storage with Tankless Auxiliary Water Heater | 51 | 1 | 1 | 95 | Z09 | [18 empty] | Los Angeles | FALSE | 37.18 |  | 2011-06-01: 2017-07-21; 2011-06-21: 2017-09-25; 2011-08-03: 2017-07-28 | 2588 | 4759 | Up-front Payment
SCG-008569 | Low Income Single Family Residential | Domestic Hot Water | Gas | Southern California Gas Company | Incentive:Paid | 4487 | 36.9 |  | 1 | 128 |  | 122 |  | 2017-07-24 14:58 | 2017-09-14 | TITANIUM POWER INC | Retrofit | Pacoima | Los Angeles | 91331 | Host Customer is System Owner | 8 |  | 30004079 | GREENoneTEC Solarindustrie GmbH | Solpal Plus | Solpal Plus L-GT | Direct Integral Collector Storage (DI) | 25.66 |  | Solpal Plus L |  |  | Solar Storage with Tankless Auxiliary Water Heater | 51 | 1 | 0.95 | 95 | Z09 | [18 empty] | Los Angeles | FALSE | 35.23 |  | 2011-06-01: 2017-07-21; 2011-08-03: 2017-07-24; 2011-09-20: 2017-09-14 | 2571 | 4509 | Up-front Payment
SCG-008570 | Low Income Single Family Residential | Domestic Hot Water | Gas | Southern California Gas Company | Incentive:Canceled | 4723 | 36.9 |  | 1 | 128 |  | 128 |  | 2017-07-24 14:47 |  | TITANIUM POWER INC | Retrofit | Pacoima | Los Angeles | 91331 | Host Customer is System Owner | 5 |  | 30004079 | GREENoneTEC Solarindustrie GmbH | Solpal Plus | Solpal Plus L-GT | Direct Integral Collector Storage (DI) | 25.66 |  | Solpal Plus L |  |  | Solar Storage with Tankless Auxiliary Water Heater | 51 | 1 | 1 | 65 | Z09 | [18 empty] | Los Angeles | FALSE | 37.18 |  | 2011-06-01: 2017-07-21; 2011-06-21: 2017-09-25; 2011-08-03: 2017-07-24 | 2589 | 4759 | Up-front Payment
PGE-008571 | Low Income Single Family Residential | Domestic Hot Water | Gas | Pacific Gas and Electric | Incentive:Paid | 4311 | 36.9 |  | 1 | 118 |  | 117 |  | 2017-07-24 12:56 | 2017-07-31 | SELF-HELP HOME IMPROVEMENT PROJECT | Retrofit | REDDING | Shasta | 96003 | Host Customer is System Owner | 1 |  | 30004214 | Alternate Energy Technologies | EAGLESUN | DBS-G2-60-40 | Indirect Forced Circulation (IF) | 41.35 |  | MSC-20 | Automatic Drainback | Drainback (Water) | Solar Storage and Auxiliary Tanks are separate | 60 | 0.99 | 1 | 20 | Z11 | [18 empty] | City of Redding | FALSE | 42.34 |  | 2011-06-01: 2017-07-21; 2011-08-03: 2017-07-24; 2011-09-20: 2017-07-31 | 2637 | 4995.87 | Up-front Payment
SCG-008572 | Low Income Single Family Residential | Domestic Hot Water | Gas | Southern California Gas Company | Incentive:Canceled | 4723 | 36.9 |  | 1 | 128 |  | 128 |  |  |  | TITANIUM POWER INC | Retrofit | Pacoima | Los Angeles | 91331 | Host Customer is System Owner | 7 |  | 30004079 | GREENoneTEC Solarindustrie GmbH | Solpal Plus | Solpal Plus L-GT | Direct Integral Collector Storage (DI) | 25.66 |  | Solpal Plus L |  |  | Solar Storage with Tankless Auxiliary Water Heater | 51 | 1 | 1 | 85 | Z09 | [18 empty] | Los Angeles | FALSE | 37.18 |  | 2011-06-01: 2017-07-21 | 2654 | 4759 | Up-front Payment
SCG-008573 | Low Income Single Family Residential | Domestic Hot Water | Gas | Southern California Gas Company | Incentive:Paid | 4723 | 36.9 |  | 1 | 128 |  | 128 |  | 2017-07-28 15:20 | 2017-09-14 | TITANIUM POWER INC | Retrofit | Pacoima | Los Angeles | 91331 | Host Customer is System Owner | 7 |  | 30004079 | GREENoneTEC Solarindustrie GmbH | Solpal Plus | Solpal Plus L-GT | Direct Integral Collector Storage (DI) | 25.66 |  | Solpal Plus L |  |  | Solar Storage with Tankless Auxiliary Water Heater | 51 | 1 | 1 | 85 | Z09 | [18 empty] | Los Angeles | FALSE | 37.18 |  | 2011-06-01: 2017-07-21; 2011-08-03: 2017-07-28; 2011-09-20: 2017-09-14 | 2594 | 4759 | Up-front Payment
PGE-008574 | Low Income Single Family Residential | Domestic Hot Water | Gas | Pacific Gas and Electric | Incentive:Paid | 5397 | 36.9 |  | 1 | 147 |  | 147 |  | 2017-07-28 15:00 | 2017-08-17 | MERCED COUNTY COMMUNITY ACTION BOARD | Retrofit | PLANADA | Merced | 95365 | Host Customer is System Owner | 2 |  | 2010017C | Alternate Energy Technologies | EAGLESUN | DBS-G2-80-64 | Indirect Forced Circulation (IF) | 65.34 |  | MSC-32 | Automatic Drainback | Drainback (Water) | Solar Storage and Auxiliary Tanks are separate | 80 | 1 | 1 | 35 | Z12 | [18 empty] | MERCED COUNTY | FALSE | 42.2 |  | 2017-07-21 | 2017-08-09 |  |  | 2017-07-28 | 2017-08-17 | 2621 | 6203.83 | Up-front Payment
SCG-008575 | Low Income Single Family Residential | Domestic Hot Water | Gas | Southern California Gas Company | Incentive:Paid | 4723 | 36.9 |  | 1 | 128 |  | 128 |  | 2017-10-03 11:16 | 2018-02-08 | TITANIUM POWER INC | Retrofit | San Fernando | Los Angeles | 91340 | Host Customer is System Owner | 7 |  | 30004079 | GREENoneTEC Solarindustrie GmbH | Solpal Plus | Solpal Plus L-GT | Direct Integral Collector Storage (DI) | 25.66 |  | Solpal Plus L |  |  | Solar Storage with Tankless Auxiliary Water Heater | 51 | 1 | 1 | 85 | Z09 | [18 empty] | Los Angeles | FALSE | 37.18 |  | 2017-07-21 | 2017-12-04 |  |  | 2017-10-03 | 2018-02-08 | 2445 | 4759 | Up-front Payment
PGE-008576 | Low Income Single Family Residential | Domestic Hot Water | Gas | Pacific Gas and Electric | Incentive:Paid | 4199 | 36.9 |  | 1 | 121 |  | 114 |  | 2017-07-28 08:44 | 2017-08-17 | MERCED COUNTY COMMUNITY ACTION BOARD | Retrofit | DELHI | Merced | 95315 | Host Customer is System Owner | 5 |  | 30004214 | Alternate Energy Technologies | EAGLESUN | DBS-G2-60-40 | Indirect Forced Circulation (IF) | 41.35 |  | MSC-20 | Automatic Drainback |  | Solar Storage and Auxiliary Tanks are separate | 60 | 0.99 | 0.95 | 65 | Z12 | [18 empty] | MERCED COUNTY | FALSE | 45.68 |  | 2017-07-21 | 2017-08-09 |  |  | 2017-07-28 | 2017-08-17 | 2601 | 5527.83 | Up-front Payment
SCG-008577 | Low Income Single Family Residential | Domestic Hot Water | Gas | Southern California Gas Company | Incentive:Paid | 4723 | 36.9 |  | 1 | 128 |  | 128 |  | 2017-07-25 15:09 | 2017-09-11 | TITANIUM POWER INC | Retrofit | Pacoima | Los Angeles | 91331 | Host Customer is System Owner | 7 |  | 30004079 | GREENoneTEC Solarindustrie GmbH | Solpal Plus | Solpal Plus L-GT | Direct Integral Collector Storage (DI) | 25.66 |  | Solpal Plus L |  |  | Solar Storage with Tankless Auxiliary Water Heater | 51 | 1 | 1 | 85 | Z09 | [18 empty] | Los Angeles | FALSE | 37.18 |  | 2011-06-01: 2017-07-21; 2011-08-03: 2017-07-25; 2011-09-20: 2017-09-11 | 2594 | 4759 | Up-front Payment
SCG-008578 | Low Income Single Family Residential | Domestic Hot Water | Gas | Southern California Gas Company | Incentive:Canceled | 4723 | 36.9 |  | 1 | 128 |  | 128 |  | 2017-07-26 10:06 |  | TITANIUM POWER INC | Retrofit | Pacoima | Los Angeles | 91331 | Host Customer is System Owner | 7 |  | 30004079 | GREENoneTEC Solarindustrie GmbH | Solpal Plus | Solpal Plus L-GT | Direct Integral Collector Storage (DI) | 25.66 |  | Solpal Plus L |  |  | Solar Storage with Tankless Auxiliary Water Heater | 51 | 1 | 1 | 85 | Z09 | [18 empty] | Los Angeles | FALSE | 37.18 |  | 2011-06-01: 2017-07-21; 2011-06-21: 2017-10-09; 2011-08-03: 2017-07-26 | 2557 | 4759 | Up-front Payment
SCG-008579 | Low Income Single Family Residential | Domestic Hot Water | Gas | Southern California Gas Company | Incentive:Paid | 4723 | 36.9 |  | 1 | 128 |  | 128 |  | 2017-07-24 13:38 | 2017-09-14 | TITANIUM POWER INC | Retrofit | Pacoima | Los Angeles | 91331 | Host Customer is System Owner | 8 |  | 30004079 | GREENoneTEC Solarindustrie GmbH | Solpal Plus | Solpal Plus L-GT | Direct Integral Collector Storage (DI) | 25.66 |  | Solpal Plus L |  |  | Solar Storage with Tankless Auxiliary Water Heater | 51 | 1 | 1 | 95 | Z09 | [18 empty] | Los Angeles | FALSE | 37.18 |  | 2011-06-01: 2017-07-21; 2011-08-03: 2017-07-24; 2011-09-20: 2017-09-14 | 2571 | 4759 | Up-front Payment
PGE-008580 | Single Family Residential | Domestic Hot Water | Gas | Pacific Gas and Electric | Incentive:Paid | 4366 | 29.85 |  | 1 | 155 |  | 153 |  | 2017-07-25 09:03 | 2017-07-27 | AZTEC SOLAR INC | Retrofit | Woodland | Yolo | 95776 | Host Customer is System Owner | 4 |  | 2001001E | SunEarth, Inc. | SOLARAY | TE64P-80-2G | Indirect Forced Circulation (IF) | 65.67 |  | EP-32 / EP-32-0.75 | Glycol | Advanced Controller with a Vacation or Holiday Mode | Solar Storage and Auxiliary Tanks are separate | 80 | 0.99 | 1 | 55 | Z12 | [18 empty] | City of Woodland | FALSE | 60.53 |  | 2011-06-01: 2017-07-21; 2011-08-03: 2017-07-25; 2011-09-20: 2017-07-27 | 2637 | 9382 | Up-front Payment
SCG-008581 | Low Income Single Family Residential | Domestic Hot Water | Gas | Southern California Gas Company | Incentive:Paid | 4487 | 36.9 |  | 1 | 128 |  | 122 |  | 2017-07-26 10:11 | 2017-09-12 | TITANIUM POWER INC | Retrofit | North Hollywood | Los Angeles | 91605 | Host Customer is System Owner | 5 |  | 30004079 | GREENoneTEC Solarindustrie GmbH | Solpal Plus | Solpal Plus L-GT | Direct Integral Collector Storage (DI) | 25.66 |  | Solpal Plus L |  |  | Solar Storage with Tankless Auxiliary Water Heater | 51 | 1 | 0.95 | 65 | Z09 | [18 empty] | Los Angeles | FALSE | 35.23 |  | 2011-06-01: 2017-07-22; 2011-08-03: 2017-07-26; 2011-09-20: 2017-09-12 | 2594 | 4509 | Up-front Payment
SCG-008582 | Low Income Single Family Residential | Domestic Hot Water | Gas | Southern California Gas Company | Incentive:Paid | 4487 | 36.9 |  | 1 | 128 |  | 122 |  | 2017-07-26 10:00 | 2017-09-11 | TITANIUM POWER INC | Retrofit | North Hollywood | Los Angeles | 91605 | Owner/Tenant | 4 |  | 30004079 | GREENoneTEC Solarindustrie GmbH | Solpal Plus | Solpal Plus L-GT | Direct Integral Collector Storage (DI) | 25.66 |  | Solpal Plus L |  |  | Solar Storage with Tankless Auxiliary Water Heater | 51 | 1 | 0.95 | 55 | Z09 | [18 empty] | Los Angeles | FALSE | 35.23 |  | 2011-06-01: 2017-07-22; 2011-08-03: 2017-07-26; 2011-09-20: 2017-09-11 | 2594 | 4509 | Up-front Payment
SCG-008583 | Low Income Single Family Residential | Domestic Hot Water | Gas | Southern California Gas Company | Incentive:Paid | 4723 | 36.9 |  | 1 | 128 |  | 128 |  | 2017-07-26 10:04 | 2017-09-15 | TITANIUM POWER INC | Retrofit | Pacoima | Los Angeles | 91331 | Host Customer is System Owner | 6 |  | 30004079 | GREENoneTEC Solarindustrie GmbH | Solpal Plus | Solpal Plus L-GT | Direct Integral Collector Storage (DI) | 25.66 |  | Solpal Plus L |  |  | Solar Storage with Tankless Auxiliary Water Heater | 51 | 1 | 1 | 75 | Z09 | [18 empty] | Los Angeles | FALSE | 37.18 |  | 2011-06-01: 2017-07-22; 2011-08-03: 2017-07-26; 2011-09-20: 2017-09-15 | 2572 | 4759 | Up-front Payment
SCG-008584 | Low Income Single Family Residential | Domestic Hot Water | Gas | Southern California Gas Company | Incentive:Canceled | 4723 | 36.9 |  | 1 | 128 |  | 128 |  | 2017-08-01 07:09 |  | TITANIUM POWER INC | Retrofit | Pacoima | Los Angeles | 91331 | Host Customer is System Owner | 6 |  | 30004079 | GREENoneTEC Solarindustrie GmbH | Solpal Plus | Solpal Plus L-GT | Direct Integral Collector Storage (DI) | 25.66 |  | Solpal Plus L |  |  | Solar Storage with Tankless Auxiliary Water Heater | 51 | 1 | 1 | 75 | Z09 | [18 empty] | Los Angeles | FALSE | 37.18 |  | 2011-06-01: 2017-07-22; 2011-06-21: 2017-10-09; 2011-08-03: 2017-08-01 | 2419 | 4759 | Up-front Payment
SCG-008585 | Low Income Single Family Residential | Domestic Hot Water | Gas | Southern California Gas Company | Incentive:Paid | 4487 | 36.9 |  | 1 | 128 |  | 122 |  | 2017-07-25 15:08 | 2017-10-25 | TITANIUM POWER INC | Retrofit | San Fernando | Los Angeles | 91340 | Host Customer is System Owner | 6 |  | 30004079 | GREENoneTEC Solarindustrie GmbH | Solpal Plus | Solpal Plus L-GT | Direct Integral Collector Storage (DI) | 25.66 |  | Solpal Plus L |  |  | Solar Storage with Tankless Auxiliary Water Heater | 51 | 1 | 0.95 | 75 | Z09 | [18 empty] | Los Angeles | FALSE | 37.18 |  | 2011-06-01: 2017-07-22; 2011-08-03: 2017-07-25; 2011-09-20: 2017-10-25 | 2549 | 4759 | Up-front Payment
SCG-008586 | Low Income Single Family Residential | Domestic Hot Water | Gas | Southern California Gas Company | Incentive:Paid | 4487 | 36.9 |  | 1 | 128 |  | 122 |  | 2017-07-27 15:02 | 2017-10-25 | TITANIUM POWER INC | Retrofit | Sun Valley | Los Angeles | 91352 | Host Customer is System Owner | 4 |  | 30004079 | GREENoneTEC Solarindustrie GmbH | Solpal Plus | Solpal Plus L-GT | Direct Integral Collector Storage (DI) | 25.66 |  | Solpal Plus L |  |  | Solar Storage with Tankless Auxiliary Water Heater | 51 | 1 | 0.95 | 55 | Z09 | [18 empty] | Los Angeles | FALSE | 35.23 |  | 2017-07-22 | 2017-10-09 |  |  | 2017-07-27 | 2017-10-25 | 2549 | 4509 | Up-front Payment
SCG-008587 | Low Income Single Family Residential | Domestic Hot Water | Gas | Southern California Gas Company | Incentive:Paid | 3284 | 36.9 |  | 1 | 89 |  | 89 |  | 2017-07-25 15:03 | 2017-09-15 | TITANIUM POWER INC | Retrofit | North Hollywood | Los Angeles | 91606 | Host Customer is System Owner | 5 |  | 30004078 | GREENoneTEC Solarindustrie GmbH | Solpal Plus | Solpal Plus L-G | Direct Integral Collector Storage (DI) | 25.66 |  | Solpal Plus L |  |  | Solar Storage and Auxiliary Tanks are separate | 51 | 1 | 1 | 65 | Z09 | [18 empty] | Los Angeles | FALSE | 37.74 |  | 2011-06-01: 2017-07-22; 2011-08-03: 2017-07-25; 2011-09-20: 2017-09-15 | 2571 | 3359 | Up-front Payment
SCG-008588 | Low Income Single Family Residential | Domestic Hot Water | Gas | Southern California Gas Company | Incentive:Paid | 4487 | 36.9 |  | 1 | 128 |  | 122 |  | 2017-07-26 10:03 | 2017-09-11 | TITANIUM POWER INC | Retrofit | Sun Valley | Los Angeles | 91352 | Host Customer is System Owner | 7 |  | 30004079 | GREENoneTEC Solarindustrie GmbH | Solpal Plus | Solpal Plus L-GT | Direct Integral Collector Storage (DI) | 25.66 |  | Solpal Plus L |  |  | Solar Storage with Tankless Auxiliary Water Heater | 51 | 1 | 0.95 | 85 | Z09 | [18 empty] | Los Angeles | FALSE | 35.23 |  | 2011-06-01: 2017-07-22; 2011-08-03: 2017-07-26; 2011-09-20: 2017-09-11 | 2594 | 4509 | Up-front Payment
SCG-008589 | Low Income Single Family Residential | Domestic Hot Water | Gas | Southern California Gas Company | Incentive:Canceled | 3284 | 36.9 |  | 1 | 89 |  | 89 |  | 2017-07-27 15:04 |  | TITANIUM POWER INC | Retrofit | Sun Valley | Los Angeles | 91352 | Host Customer is System Owner | 6 |  | 30004078 | GREENoneTEC Solarindustrie GmbH | Solpal Plus | Solpal Plus L-G | Direct Integral Collector Storage (DI) | 25.66 |  | Solpal Plus L |  |  | Solar Storage and Auxiliary Tanks are separate | 51 | 1 | 1 | 75 | Z09 | [18 empty] | Los Angeles | FALSE | 37.74 |  | 2011-06-01: 2017-07-22; 2011-06-21: 2017-09-25; 2011-08-03: 2017-07-27 | 2588 | 3359 | Up-front Payment
SCG-008590 | Low Income Single Family Residential | Domestic Hot Water | Gas | Southern California Gas Company | Incentive:Paid | 3120 | 36.9 |  | 1 | 89 |  | 85 |  | 2017-08-02 14:51 | 2017-10-16 | TITANIUM POWER INC | Retrofit | Sun Valley | Los Angeles | 91352 | Host Customer is System Owner | 4 |  | 30004078 | GREENoneTEC Solarindustrie GmbH | Solpal Plus | Solpal Plus L-G | Direct Integral Collector Storage (DI) | 25.66 |  | Solpal Plus L |  |  | Solar Storage and Auxiliary Tanks are separate | 51 | 1 | 0.95 | 55 | Z09 | [18 empty] | Los Angeles | FALSE | 35.72 |  | 2011-06-01: 2017-07-22; 2011-08-03: 2017-08-02; 2011-09-20: 2017-10-16 | 2546 | 3179 | Up-front Payment
SCG-008591 | Low Income Single Family Residential | Domestic Hot Water | Gas | Southern California Gas Company | Incentive:Canceled | 3284 | 36.9 |  | 1 | 89 |  | 89 |  | 2017-07-27 14:55 |  | TITANIUM POWER INC | Retrofit | San Fernando | Los Angeles | 91340 | Host Customer is System Owner | 8 |  | 30004078 | GREENoneTEC Solarindustrie GmbH | Solpal Plus | Solpal Plus L-G | Direct Integral Collector Storage (DI) | 25.66 |  | Solpal Plus L |  |  | Solar Storage and Auxiliary Tanks are separate | 51 | 1 | 1 | 95 | Z09 | [18 empty] | Los Angeles | FALSE | 37.74 |  | 2011-06-01: 2017-07-22; 2011-06-21: 2017-09-25; 2011-08-03: 2017-07-27 | 2588 | 3359 | Up-front Payment
SCG-008592 | Low Income Single Family Residential | Domestic Hot Water | Gas | Southern California Gas Company | Incentive:Paid | 3284 | 36.9 |  | 1 | 89 |  | 89 |  | 2017-07-25 15:06 | 2017-09-14 | TITANIUM POWER INC | Retrofit | Pacoima | Los Angeles | 91331 | Host Customer is System Owner | 7 |  | 30004078 | GREENoneTEC Solarindustrie GmbH | Solpal Plus | Solpal Plus L-G | Direct Integral Collector Storage (DI) | 25.66 |  | Solpal Plus L |  |  | Solar Storage and Auxiliary Tanks are separate | 51 | 1 | 1 | 85 | Z09 | [18 empty] | Los Angeles | FALSE | 37.74 |  | 2011-06-01: 2017-07-22; 2011-08-03: 2017-07-25; 2011-09-20: 2017-09-14 | 2571 | 3359 | Up-front Payment
SCG-008593 | Low Income Single Family Residential | Domestic Hot Water | Gas | Southern California Gas Company | Incentive:Paid | 4723 | 36.9 |  | 1 | 128 |  | 128 |  | 2017-07-28 10:45 | 2017-10-25 | TITANIUM POWER INC | Retrofit | Pacoima | Los Angeles | 91331 | Host Customer is System Owner | 10 |  | 30004079 | GREENoneTEC Solarindustrie GmbH | Solpal Plus | Solpal Plus L-GT | Direct Integral Collector Storage (DI) | 25.66 |  | Solpal Plus L |  |  | Solar Storage with Tankless Auxiliary Water Heater | 51 | 1 | 1 | 115 | Z09 | [18 empty] | Los Angeles | FALSE | 37.18 |  | 2011-06-01: 2017-07-24; 2011-08-03: 2017-07-28; 2011-09-20: 2017-10-25 | 2549 | 4759 | Up-front Payment
SCG-008594 | Low Income Single Family Residential | Domestic Hot Water | Gas | Southern California Gas Company | Incentive:Paid | 4723 | 36.9 |  | 1 | 128 |  | 128 |  | 2017-07-26 10:09 | 2017-09-12 | TITANIUM POWER INC | Retrofit | Pacoima | Los Angeles | 91331 | Host Customer is System Owner | 6 |  | 30004079 | GREENoneTEC Solarindustrie GmbH | Solpal Plus | Solpal Plus L-GT | Direct Integral Collector Storage (DI) | 25.66 |  | Solpal Plus L |  |  | Solar Storage with Tankless Auxiliary Water Heater | 51 | 1 | 1 | 75 | Z09 | [18 empty] | Los Angeles | FALSE | 37.18 |  | 2011-06-01: 2017-07-24; 2011-08-03: 2017-07-26; 2011-09-20: 2017-09-12 | 2594 | 4759 | Up-front Payment
SCG-008595 | Low Income Single Family Residential | Domestic Hot Water | Gas | Southern California Gas Company | Incentive:Paid | 4723 | 36.9 |  | 1 | 128 |  | 128 |  | 2017-07-27 14:52 | 2017-09-12 | TITANIUM POWER INC | Retrofit | Pacoima | Los Angeles | 91331 | Host Customer is System Owner | 6 |  | 30004079 | GREENoneTEC Solarindustrie GmbH | Solpal Plus | Solpal Plus L-GT | Direct Integral Collector Storage (DI) | 25.66 |  | Solpal Plus L |  |  | Solar Storage with Tankless Auxiliary Water Heater | 51 | 1 | 1 | 75 | Z09 | [18 empty] | Los Angeles | FALSE | 37.18 |  | 2011-06-01: 2017-07-24; 2011-08-03: 2017-07-27; 2011-09-20: 2017-09-12 | 2594 | 4759 | Up-front Payment
SCG-008596 | Low Income Single Family Residential | Domestic Hot Water | Gas | Southern California Gas Company | Incentive:Canceled | 4723 | 36.9 |  | 1 | 128 |  | 128 |  | 2017-08-01 07:28 |  | TITANIUM POWER INC | Retrofit | Pacoima | Los Angeles | 91331 | Host Customer is System Owner | 6 |  | 30004079 | GREENoneTEC Solarindustrie GmbH | Solpal Plus | Solpal Plus L-GT | Direct Integral Collector Storage (DI) | 25.66 |  | Solpal Plus L |  |  | Solar Storage with Tankless Auxiliary Water Heater | 51 | 1 | 1 | 75 | Z09 | [18 empty] | Los Angeles | FALSE | 37.18 |  | 2011-06-01: 2017-07-24; 2011-06-21: 2017-10-09; 2011-08-03: 2017-08-01 | 2557 | 4759 | Up-front Payment
SCG-008597 | Low Income Single Family Residential | Domestic Hot Water | Gas | Southern California Gas Company | Incentive:Paid | 4723 | 36.9 |  | 1 | 128 |  | 128 |  | 2017-07-28 10:41 | 2017-09-14 | TITANIUM POWER INC | Retrofit | Pacoima | Los Angeles | 91331 | Host Customer is System Owner | 6 |  | 30004079 | GREENoneTEC Solarindustrie GmbH | Solpal Plus | Solpal Plus L-GT | Direct Integral Collector Storage (DI) | 25.66 |  | Solpal Plus L |  |  | Solar Storage with Tankless Auxiliary Water Heater | 51 | 1 | 1 | 75 | Z09 | [18 empty] | Los Angeles | FALSE | 37.18 |  | 2011-06-01: 2017-07-24; 2011-08-03: 2017-07-28; 2011-09-20: 2017-09-14 | 2594 | 4759 | Up-front Payment
SCG-008598 | Low Income Single Family Residential | Domestic Hot Water | Gas | Southern California Gas Company | Incentive:Canceled | 4723 | 36.9 |  | 1 | 128 |  | 128 |  | 2017-07-28 10:39 |  | TITANIUM POWER INC | Retrofit | Pacoima | Los Angeles | 91331 | Host Customer is System Owner | 4 |  | 30004079 | GREENoneTEC Solarindustrie GmbH | Solpal Plus | Solpal Plus L-GT | Direct Integral Collector Storage (DI) | 25.66 |  | Solpal Plus L |  |  | Solar Storage with Tankless Auxiliary Water Heater | 51 | 1 | 1 | 55 | Z09 | [18 empty] | Los Angeles | FALSE | 37.18 |  | 2011-06-01: 2017-07-24; 2011-06-21: 2017-10-09; 2011-08-03: 2017-07-28 | 2557 | 4759 | Up-front Payment
SCG-008599 | Low Income Single Family Residential | Domestic Hot Water | Gas | Southern California Gas Company | Incentive:Canceled | 4723 | 36.9 |  | 1 | 128 |  | 128 |  | 2017-07-25 15:01 |  | TITANIUM POWER INC | Retrofit | San Fernando | Los Angeles | 91340 | Host Customer is System Owner | 8 |  | 30004079 | GREENoneTEC Solarindustrie GmbH | Solpal Plus | Solpal Plus L-GT | Direct Integral Collector Storage (DI) | 25.66 |  | Solpal Plus L |  |  | Solar Storage with Tankless Auxiliary Water Heater | 51 | 1 | 1 | 95 | Z09 | [18 empty] | Los Angeles | FALSE | 37.18 |  | 2011-06-01: 2017-07-24; 2011-06-21: 2017-10-02; 2011-08-03: 2017-07-25 | 2419 | 4759 | Up-front Payment
SCG-008600 | Low Income Single Family Residential | Domestic Hot Water | Gas | Southern California Gas Company | Incentive:Paid | 4723 | 36.9 |  | 1 | 128 |  | 128 |  | 2017-07-28 15:19 | 2017-09-14 | TITANIUM POWER INC | Retrofit | Pacoima | Los Angeles | 91331 | Host Customer is System Owner | 6 |  | 30004079 | GREENoneTEC Solarindustrie GmbH | Solpal Plus | Solpal Plus L-GT | Direct Integral Collector Storage (DI) | 25.66 |  | Solpal Plus L |  |  | Solar Storage with Tankless Auxiliary Water Heater | 51 | 1 | 1 | 75 | Z09 | [18 empty] | Los Angeles | FALSE | 37.18 |  | 2011-06-01: 2017-07-24; 2011-08-03: 2017-07-28; 2011-09-20: 2017-09-14 | 2594 | 4759 | Up-front Payment
SCG-008602 | Low Income Single Family Residential | Domestic Hot Water | Gas | Southern California Gas Company | Incentive:Canceled | 4723 | 36.9 |  | 1 | 128 |  | 128 |  | 2017-07-28 15:21 |  | TITANIUM POWER INC | Retrofit | Pacoima | Los Angeles | 91331 | Host Customer is System Owner | 6 |  | 30004079 | GREENoneTEC Solarindustrie GmbH | Solpal Plus | Solpal Plus L-GT | Direct Integral Collector Storage (DI) | 25.66 |  | Solpal Plus L |  |  | Solar Storage with Tankless Auxiliary Water Heater | 51 | 1 | 1 | 75 | Z09 | [18 empty] | Los Angeles | FALSE | 37.18 |  | 2011-06-01: 2017-07-25; 2011-06-21: 2017-10-09; 2011-08-03: 2017-07-28 | 2452 | 4759 | Up-front Payment
SCG-008603 | Low Income Single Family Residential | Domestic Hot Water | Gas | Southern California Gas Company | Incentive:Paid | 4723 | 36.9 |  | 1 | 128 |  | 128 |  | 2017-07-27 14:48 | 2017-09-12 | TITANIUM POWER INC | Retrofit | Pacoima | Los Angeles | 91331 | Host Customer is System Owner | 6 |  | 30004079 | GREENoneTEC Solarindustrie GmbH | Solpal Plus | Solpal Plus L-GT | Direct Integral Collector Storage (DI) | 25.66 |  | Solpal Plus L |  |  | Solar Storage with Tankless Auxiliary Water Heater | 51 | 1 | 1 | 75 | Z09 | [18 empty] | Los Angeles | FALSE | 37.18 |  | 2011-06-01: 2017-07-25; 2011-08-03: 2017-07-27; 2011-09-20: 2017-09-12 | 2594 | 4759 | Up-front Payment
SCG-008604 | Low Income Single Family Residential | Domestic Hot Water | Gas | Southern California Gas Company | Incentive:Paid | 4723 | 36.9 |  | 1 | 128 |  | 128 |  | 2017-07-27 14:46 | 2017-10-11 | TITANIUM POWER INC | Retrofit | Pacoima | Los Angeles | 91331 | Host Customer is System Owner | 7 |  | 30004079 | GREENoneTEC Solarindustrie GmbH | Solpal Plus | Solpal Plus L-GT | Direct Integral Collector Storage (DI) | 25.66 |  | Solpal Plus L |  |  | Solar Storage with Tankless Auxiliary Water Heater | 51 | 1 | 1 | 85 | Z09 | [18 empty] | Los Angeles | FALSE | 37.18 |  | 2011-06-01: 2017-07-25; 2011-08-03: 2017-07-27; 2011-09-20: 2017-10-11 | 2566 | 4759 | Up-front Payment
SCG-008605 | Low Income Single Family Residential | Domestic Hot Water | Gas | Southern California Gas Company | Incentive:Paid | 4015 | 36.9 |  | 1 | 128 |  | 109 |  | 2017-07-27 14:45 | 2017-09-12 | TITANIUM POWER INC | Retrofit | Pacoima | Los Angeles | 91331 | Host Customer is System Owner | 8 |  | 30004079 | GREENoneTEC Solarindustrie GmbH | Solpal Plus | Solpal Plus L-GT | Direct Integral Collector Storage (DI) | 25.66 |  | Solpal Plus L |  |  | Solar Storage with Tankless Auxiliary Water Heater | 51 | 1 | 0.85 | 95 | Z09 | [18 empty] | Los Angeles | FALSE | 31.76 |  | 2011-06-01: 2017-07-25; 2011-08-03: 2017-07-27; 2011-09-20: 2017-09-12 | 2594 | 4065 | Up-front Payment
SCG-008606 | Low Income Single Family Residential | Domestic Hot Water | Gas | Southern California Gas Company | Incentive:Canceled | 4723 | 36.9 |  | 1 | 128 |  | 128 |  | 2017-07-27 14:47 |  | TITANIUM POWER INC | Retrofit | San Fernando | Los Angeles | 91340 | Host Customer is System Owner | 6 |  | 30004079 | GREENoneTEC Solarindustrie GmbH | Solpal Plus | Solpal Plus L-GT | Direct Integral Collector Storage (DI) | 25.66 |  | Solpal Plus L |  |  | Solar Storage with Tankless Auxiliary Water Heater | 51 | 1 | 1 | 75 | Z09 | [18 empty] | Los Angeles | FALSE | 37.18 |  | 2011-06-01: 2017-07-25; 2011-06-21: 2017-09-25; 2011-08-03: 2017-07-27 | 2588 | 4759 | Up-front Payment
SCG-008607 | Low Income Single Family Residential | Domestic Hot Water | Gas | Southern California Gas Company | Incentive:Canceled | 4723 | 36.9 |  | 1 | 128 |  | 128 |  | 2017-07-28 15:21 |  | TITANIUM POWER INC | Retrofit | San Fernando | Los Angeles | 91340 | Host Customer is System Owner | 6 |  | 30004079 | GREENoneTEC Solarindustrie GmbH | Solpal Plus | Solpal Plus L-GT | Direct Integral Collector Storage (DI) | 25.66 |  | Solpal Plus L |  |  | Solar Storage with Tankless Auxiliary Water Heater | 51 | 1 | 1 | 75 | Z09 | [18 empty] | Los Angeles | FALSE | 37.18 |  | 2011-06-01: 2017-07-25; 2011-06-21: 2017-09-25; 2011-08-03: 2017-07-28 | 2588 | 4759 | Up-front Payment
SCG-008608 | Multifamily Residential - Disadvantaged Community | Domestic Hot Water | Gas | Southern California Gas Company | Incentive:Paid | 43954 | 20.19 |  | 1 | 2177 |  | 2177 |  | 2017-09-21 11:06 | 2017-09-26 | EVOLUTION ENERGY SOLUTIONS L L C | Retrofit | Van Nuys | Los Angeles | 91405 | Host Customer is System Owner | [7 empty] | 573.3 | 40.95 |  | Drainback | Drainback (Water) | Solar Storage and Auxiliary Tanks are separate |  | 1 | 1 | 1280 | Z06 | 32 | Units | Apartments/Condos | TRB-40 | 14 | 1 | 1100 | 1 | 200 | 2 | 540000 | TRUE | 140 | 140 |  | SunEarth - SETR A503 TTR U + VFS 10-200 |  | SunEarth - SETR A503 TTR U + VFS 10-200 | Los Angeles | FALSE | 20.19 |  | 2017-08-22 |  | 2017-09-21 | 2017-09-26 | 2018-03-06 | 2018-03-07 | 2418 | 43954 | Up-front Payment
SCG-008609 | Commercial/Multifamily Residential | Domestic Hot Water | Gas | Southern California Gas Company | Incentive:Paid | 31739 | 20.19 |  | 1 | 1572 |  | 1572 |  | 2017-09-21 11:12 | 2017-09-21 | EVOLUTION ENERGY SOLUTIONS L L C | Retrofit | Los Angeles | Los Angeles | 90034 | Host Customer is System Owner | [7 empty] | 450.45 | 40.95 |  | Drainback | Drainback (Water) | Solar Storage and Auxiliary Tanks are separate |  | 1 | 1 | 880 | Z08 | 22 | Units | Apartments/Condos | TRB-40 | 11 | 1 | 800 | 1 | 100 | 1 | 270000 | TRUE | 140 | 140 |  |  |  |  | Los Angeles | FALSE | 20.19 |  | 2017-08-22 |  | 2017-09-21 | 2017-09-21 | 2018-06-13 | 2018-06-26 | 2313 | 31739 | Up-front Payment
PGE-008610 | Commercial/Multifamily Residential | Domestic Hot Water | Gas | Pacific Gas and Electric | Incentive:Paid | 10774 | 20.19 |  | 1 | 539 |  | 534 |  | 2017-11-13 12:10 | 2017-11-17 | OXYPOWER INC | Retrofit | San Francisco | San Francisco | 94103 | Host Customer is System Owner | [7 empty] | 160.68 | 40.17 |  | Glycol | Pressure Stagnation Protection (PSP) | Solar Storage and Auxiliary Tanks are separate |  | 0.99 | 1 | 336 | Z03 | 8 | Units | Apartments/Condos | 2010115A | 4 | 1 | 240 | 2 | 80 | 1 | 78000 | TRUE | 130 | 130 |  |  |  |  | San Francisco | FALSE | 45.16 |  | 2017-07-25 |  | 2017-11-13 | 2017-11-17 | 2018-07-05 | 2018-07-13 | 2280 | 24342 | Up-front Payment
SCG-008611 | Low Income Single Family Residential | Domestic Hot Water | Gas | Southern California Gas Company | Incentive:Canceled | 4723 | 36.9 |  | 1 | 128 |  | 128 |  | 2017-08-01 07:37 |  | TITANIUM POWER INC | Retrofit | Pacoima | Los Angeles | 91331 | Host Customer is System Owner | 6 |  | 30004079 | GREENoneTEC Solarindustrie GmbH | Solpal Plus | Solpal Plus L-GT | Direct Integral Collector Storage (DI) | 25.66 |  | Solpal Plus L |  |  | Solar Storage with Tankless Auxiliary Water Heater |  | 1 | 1 | 75 | Z09 | [18 empty] | Los Angeles | FALSE | 37.18 |  | 2011-06-01: 2017-07-25; 2011-06-21: 2017-09-25; 2011-08-03: 2017-08-01 | 2588 | 4759 | Up-front Payment
SCG-008612 | Low Income Single Family Residential | Domestic Hot Water | Gas | Southern California Gas Company | Incentive:Paid | 4723 | 36.9 |  | 1 | 128 |  | 128 |  | 2017-07-31 14:15 | 2017-10-03 | TITANIUM POWER INC | Retrofit | Pacoima | Los Angeles | 91331 | Host Customer is System Owner | 9 |  | 30004079 | GREENoneTEC Solarindustrie GmbH | Solpal Plus | Solpal Plus L-GT | Direct Integral Collector Storage (DI) | 25.66 |  | Solpal Plus L |  |  | Solar Storage with Tankless Auxiliary Water Heater | 51 | 1 | 1 | 105 | Z09 | [18 empty] | Los Angeles | FALSE | 37.18 |  | 2011-06-01: 2017-07-25; 2011-08-03: 2017-07-31; 2011-09-20: 2017-10-03 | 2572 | 4759 | Up-front Payment
SCG-008613 | Low Income Single Family Residential | Domestic Hot Water | Gas | Southern California Gas Company | Incentive:Paid | 4723 | 36.9 |  | 1 | 128 |  | 128 |  | 2017-08-01 07:39 | 2017-10-25 | TITANIUM POWER INC | Retrofit | Pacoima | Los Angeles | 91331 | Host Customer is System Owner | 4 |  | 30004079 | GREENoneTEC Solarindustrie GmbH | Solpal Plus | Solpal Plus L-GT | Direct Integral Collector Storage (DI) | 25.66 |  | Solpal Plus L |  |  | Solar Storage with Tankless Auxiliary Water Heater |  | 1 | 1 | 55 | Z09 | [18 empty] | Los Angeles | FALSE | 37.18 |  | 2011-06-01: 2017-07-25; 2011-08-03: 2017-08-01; 2011-09-20: 2017-10-25 | 2549 | 4759 | Up-front Payment
SCG-008614 | Low Income Single Family Residential | Domestic Hot Water | Gas | Southern California Gas Company | Incentive:Canceled | 4723 | 36.9 |  | 1 | 128 |  | 128 |  | 2017-08-02 15:06 |  | TITANIUM POWER INC | Retrofit | San Fernando | Los Angeles | 91340 | Host Customer is System Owner | 6 |  | 30004079 | GREENoneTEC Solarindustrie GmbH | Solpal Plus | Solpal Plus L-GT | Direct Integral Collector Storage (DI) | 25.66 |  | Solpal Plus L |  |  | Solar Storage with Tankless Auxiliary Water Heater | 51 | 1 | 1 | 75 | Z09 | [18 empty] | Los Angeles | FALSE | 37.18 |  | 2011-06-01: 2017-07-25; 2011-06-21: 2017-10-23; 2011-08-03: 2017-08-02 | 2557 | 4759 | Up-front Payment
SCG-008615 | Low Income Single Family Residential | Domestic Hot Water | Gas | Southern California Gas Company | Incentive:Canceled | 4723 | 36.9 |  | 1 | 128 |  | 128 |  |  |  | TITANIUM POWER INC | Retrofit | San Fernando | Los Angeles | 91340 | Host Customer is System Owner | 6 |  | 30004079 | GREENoneTEC Solarindustrie GmbH | Solpal Plus | Solpal Plus L-GT | Direct Integral Collector Storage (DI) | 25.66 |  | Solpal Plus L |  |  | Solar Storage with Tankless Auxiliary Water Heater | 51 | 1 | 1 | 75 | Z09 | [18 empty] | Los Angeles | FALSE | 37.18 |  | 2011-06-01: 2017-07-25; 2011-06-21: 2017-07-26 | 2649 | 4759 | Up-front Payment
SCG-008616 | Low Income Single Family Residential | Domestic Hot Water | Gas | Southern California Gas Company | Incentive:Paid | 4723 | 36.9 |  | 1 | 128 |  | 128 |  | 2017-07-27 14:46 | 2017-09-12 | TITANIUM POWER INC | Retrofit | Arleta | Los Angeles | 91331 | Host Customer is System Owner | 5 |  | 30004079 | GREENoneTEC Solarindustrie GmbH | Solpal Plus | Solpal Plus L-GT | Direct Integral Collector Storage (DI) | 25.66 |  | Solpal Plus L |  |  | Solar Storage with Tankless Auxiliary Water Heater | 51 | 1 | 1 | 65 | Z09 | [18 empty] | Los Angeles | FALSE | 37.18 |  | 2011-06-01: 2017-07-25; 2011-08-03: 2017-07-27; 2011-09-20: 2017-09-12 | 2594 | 4759 | Up-front Payment
SCG-008618 | Commercial/Multifamily Residential | Domestic Hot Water | Gas | Southern California Gas Company | Incentive:Paid | 38038 | 20.19 |  | 1 | 1884 |  | 1884 |  | 2017-08-22 11:45 | 2017-08-31 | EVOLUTION ENERGY SOLUTIONS L L C | Retrofit | Los Angeles | Los Angeles | 90066 | Host Customer is System Owner | [7 empty] | 532.35 | 40.95 |  | Drainback | Drainback (Water) | Solar Storage and Auxiliary Tanks are separate |  | 1 | 1 | 960 | Z06 | 24 | Units | Apartments/Condos | TRB-40 | 13 | 1 | 1000 | 1 | 100 | 1 | 270000 | TRUE | 140 | 140 |  | SunEarth - SETR A503 TTR U + VFS 10-200 |  | SunEarth - SETR A503 TTR U + VFS 10-200 | Los Angeles | FALSE | 20.4 |  | 2017-08-18 |  | 2017-08-22 | 2017-08-31 | 2018-06-13 | 2018-06-21 | 2314 | 38438 | Up-front Payment
SCG-008619 | Low Income Single Family Residential | Domestic Hot Water | Gas | Southern California Gas Company | Incentive:Paid | 4487 | 36.9 |  | 1 | 128 |  | 122 |  | 2017-07-28 15:19 | 2017-10-27 | TITANIUM POWER INC | Retrofit | San Fernando | Los Angeles | 91340 | Host Customer is System Owner | 7 |  | 30004079 | GREENoneTEC Solarindustrie GmbH | Solpal Plus | Solpal Plus L-GT | Direct Integral Collector Storage (DI) | 25.66 |  | Solpal Plus L |  |  | Solar Storage with Tankless Auxiliary Water Heater | 51 | 1 | 0.95 | 85 | Z09 | [18 empty] | Los Angeles | FALSE | 35.23 |  | 2011-06-01: 2017-07-26; 2011-08-03: 2017-07-28; 2011-09-20: 2017-10-27 | 2546 | 4509 | Up-front Payment
SCG-008620 | Commercial/Multifamily Residential | Domestic Hot Water | Gas | Southern California Gas Company | Incentive:Paid | 29713 | 20.19 |  | 1 | 1521 |  | 1521 |  | 2017-10-16 15:43 | 2017-10-17 | EVOLUTION ENERGY SOLUTIONS L L C | Retrofit | Los Angeles | Los Angeles | 90042 | Host Customer is System Owner | [7 empty] | 463.32 | 42.12 |  | Drainback | Drainback (Water) | Solar Storage and Auxiliary Tanks are separate |  | 1 | 1 | 756 | Z09 | 18 | Units | Apartments/Condos | 10001912 | 11 | 1 | 800 | 1 | 100 | 1 | 270000 | TRUE | 140 | 140 |  | SunEarth - SETR A503 TTR U + VFS 10-200 |  | SunEarth - SETR A503 TTR U + VFS 10-200 | Los Angeles | FALSE | 19.54 |  | 2017-08-22 |  | 2017-10-16 | 2017-10-17 | 2019-05-07 | 2019-06-24 | 1950 | 29713 | Up-front Payment
SCG-008621 | Commercial/Multifamily Residential | Domestic Hot Water | Gas | Southern California Gas Company | Incentive:Paid | 239151 | 20.19 |  | 1 | 11845 |  | 11845 |  | 2017-07-31 15:24 | 2017-08-24 | EVOLUTION ENERGY SOLUTIONS L L C | Retrofit | Hawthorne | Hawthorne | 90250 | Host Customer is System Owner | [7 empty] | 3071.25 | 40.95 |  | Drainback | Drainback (Water) | Solar Storage and Auxiliary Tanks are separate |  | 1 | 1 | 6956 | Z08 | 188 | Units | Apartments/Condos | TRB-40 | 75 | 1 | 5000 | 1 | 700 | 1 | 1530000 | TRUE | 140 | 140 |  | SunEarth - SETR A503 TTR U + VFS 10-200 |  | SunEarth - SETR A503 TTR U + VFS 10-200 | Hawthorne | FALSE | 20.19 |  | 2017-07-28 |  | 2017-07-31 | 2017-08-24 | 2018-09-11 | 2018-10-03 | 2214 | 239151 | Up-front Payment
SCG-008622 | Low Income Single Family Residential | Domestic Hot Water | Gas | Southern California Gas Company | Incentive:Paid | 4723 | 36.9 |  | 1 | 128 |  | 128 |  | 2017-07-28 10:47 | 2017-11-16 | TITANIUM POWER INC | Retrofit | San Fernando | Los Angeles | 91340 | Host Customer is System Owner | 6 |  | 30004079 | GREENoneTEC Solarindustrie GmbH | Solpal Plus | Solpal Plus L-GT | Direct Integral Collector Storage (DI) | 25.66 |  | Solpal Plus L |  |  | Solar Storage with Tankless Auxiliary Water Heater | 51 | 1 | 1 | 75 | Z09 | [18 empty] | Los Angeles | FALSE | 37.18 |  | 2011-06-01: 2017-07-26; 2011-08-03: 2017-07-28; 2011-09-20: 2017-11-16 | 2521 | 4759 | Up-front Payment
SCG-008623 | Commercial/Multifamily Residential | Domestic Hot Water | Gas | Southern California Gas Company | Incentive:Paid | 37513 | 20.19 |  | 1 | 1858 |  | 1858 |  | 2017-09-22 10:28 | 2017-09-26 | EVOLUTION ENERGY SOLUTIONS L L C | Retrofit | Valley Village | Los Angeles | 91607 | Host Customer is System Owner | [7 empty] | 491.4 | 40.95 |  | Drainback | Drainback (Water) | Solar Storage and Auxiliary Tanks are separate |  | 1 | 1 | 1120 | Z09 | 28 | Units | Apartments/Condos | TRB-40 | 12 | 1 | 800 | 1 | 219 | 2 | 270000 | TRUE | 140 | 140 |  | SunEarth - SETR A503 TTR U + VFS 10-200 |  | SunEarth - SETR A503 TTR U + VFS 10-200 | Los Angeles | FALSE | 20.19 |  | 2017-09-21 |  | 2017-09-22 | 2017-09-26 | 2018-06-05 | 2018-06-21 | 2312 | 37513 | Up-front Payment
SCG-008624 | Commercial/Multifamily Residential | Domestic Hot Water | Gas | Southern California Gas Company | Incentive:Paid | 63518 | 20.19 |  | 1 | 3146 |  | 3146 |  | 2017-08-22 11:46 | 2017-08-31 | EVOLUTION ENERGY SOLUTIONS L L C | Retrofit | Los Angeles | Los Angeles | 90034 | Host Customer is System Owner | [7 empty] | 819 | 40.95 |  | Drainback | Drainback (Water) | Solar Storage and Auxiliary Tanks are separate |  | 1 | 1 | 1800 | Z08 | 45 | Units | Apartments/Condos | TRB-40 | 20 | 1 | 1500 | 1 | 200 | 2 | 400000 | TRUE | 140 | 140 |  | SunEarth - SETR A503 TTR U + VFS 10-200 |  | SunEarth - SETR A503 TTR U + VFS 10-200 | Los Angeles | FALSE | 20.19 |  | 2017-08-18 | 2018-02-20 | 2017-08-22 | 2017-08-31 | 2017-11-29 | 2018-02-21 | 2403 | 63518 | Up-front Payment
SCG-008625 | Multifamily Residential - Disadvantaged Community | Domestic Hot Water | Gas | Southern California Gas Company | Incentive:Paid | 58228 | 20.19 |  | 1 | 2884 |  | 2884 |  | 2017-07-31 15:21 | 2017-08-24 | EVOLUTION ENERGY SOLUTIONS L L C | Retrofit | Gardena | Gardena | 90249 | Host Customer is System Owner | [7 empty] | 778.05 | 40.95 |  | Drainback | Drainback (Water) | Solar Storage and Auxiliary Tanks are separate |  | 1 | 1 | 1520 | Z08 | 38 | Units | Apartments/Condos | TRB-40 | 19 | 1 | 1500 | 1 | 85 | 1 | 310000 | TRUE | 140 | 140 |  | SunEarth - SETR A503 TTR U + VFS 10-200 |  | SunEarth - SETR A503 TTR U + VFS 10-200 | Los Angeles | FALSE | 20.19 |  | 2017-07-27 |  | 2017-07-31 | 2017-08-24 | 2018-03-15 | 2018-03-30 | 2329 | 58228 | Up-front Payment
SCG-008626 | Commercial/Multifamily Residential | Domestic Hot Water | Gas | Southern California Gas Company | Incentive:Paid | 33233 | 20.19 |  | 1 | 1646 |  | 1646 |  | 2017-08-22 11:48 | 2017-08-24 | EVOLUTION ENERGY SOLUTIONS L L C | Retrofit | Los Angeles | Los Angeles | 90042 | Host Customer is System Owner | [7 empty] | 450.45 | 40.95 |  | Drainback | Drainback (Water) | Solar Storage and Auxiliary Tanks are separate |  | 1 | 1 | 920 | Z09 | 23 | Units | Apartments/Condos | TRB-40 | 11 | 1 | 800 | 1 | 100 | 2 | 200000 | TRUE | 140 | 140 |  |  |  |  | Los Angeles | FALSE | 20.19 |  | 2017-08-18 |  | 2017-08-22 | 2017-08-24 | 2019-07-01 | 2019-07-15 | 1928 | 33233 | Up-front Payment
SCG-008627 | Low Income Single Family Residential | Domestic Hot Water | Gas | Southern California Gas Company | Incentive:Paid | 4723 | 36.9 |  | 1 | 128 |  | 128 |  | 2017-07-28 15:22 | 2017-09-14 | TITANIUM POWER INC | Retrofit | Pacoima | Los Angeles | 91331 | Host Customer is System Owner | 7 |  | 30004079 | GREENoneTEC Solarindustrie GmbH | Solpal Plus | Solpal Plus L-GT | Direct Integral Collector Storage (DI) | 25.66 |  | Solpal Plus L |  |  | Solar Storage with Tankless Auxiliary Water Heater | 51 | 1 | 1 | 85 | Z09 | [18 empty] | Los Angeles | FALSE | 37.18 |  | 2011-06-01: 2017-07-26; 2011-08-03: 2017-07-28; 2011-09-20: 2017-09-14 | 2594 | 4759 | Up-front Payment
SCG-008628 | Multifamily Residential - Disadvantaged Community | Domestic Hot Water | Gas | Southern California Gas Company | Incentive:Paid | 37594 | 20.19 |  | 1 | 1862 |  | 1862 |  | 2017-08-22 11:49 | 2017-08-31 | EVOLUTION ENERGY SOLUTIONS L L C | Retrofit | Pacoima | Los Angeles | 91331 | Host Customer is System Owner | [7 empty] | 532.35 | 40.95 |  | Drainback | Drainback (Water) | Solar Storage and Auxiliary Tanks are separate |  | 1 | 1 | 1040 | Z09 | 26 | Units | Apartments/Condos | TRB-40 | 13 | 1 | 1000 | 1 | 115 | 1 | 600000 | TRUE | 140 | 140 |  | SunEarth - SETR A503 TTR U + VFS 10-200 |  | SunEarth - SETR A503 TTR U + VFS 10-200 | Los Angeles | FALSE | 20.19 |  | 2017-08-18 |  | 2017-08-22 | 2017-08-31 | 2018-02-21 | 2018-02-27 | 2424 | 37594 | Up-front Payment
SCG-008629 | Multifamily Residential - Disadvantaged Community | Domestic Hot Water | Gas | Southern California Gas Company | Incentive:Paid | 37049 | 20.19 |  | 1 | 1835 |  | 1835 |  | 2017-08-22 11:50 | 2017-08-31 | EVOLUTION ENERGY SOLUTIONS L L C | Retrofit | Pacoima | Los Angeles | 91331 | Host Customer is System Owner | [7 empty] | 532.35 | 40.95 |  | Drainback | Drainback (Water) | Solar Storage and Auxiliary Tanks are separate |  | 1 | 1 | 1040 | Z09 | 26 | Units | Apartments/Condos | TRB-40 | 13 | 1 | 1000 | 1 | 119 | 1 | 600000 | TRUE | 140 | 140 |  | SunEarth - SETR A503 TTR U + VFS 10-200 |  | SunEarth - SETR A503 TTR U + VFS 10-200 | Los Angeles | FALSE | 20.19 |  | 2017-08-18 |  | 2017-08-22 | 2017-08-31 | 2018-02-21 | 2018-03-21 | 2403 | 37049 | Up-front Payment
SCG-008630 | Low Income Single Family Residential | Domestic Hot Water | Gas | Southern California Gas Company | Incentive:Paid | 4487 | 36.9 |  | 1 | 128 |  | 122 |  | 2017-07-28 15:22 | 2017-09-14 | TITANIUM POWER INC | Retrofit | Pacoima | Los Angeles | 91331 | Host Customer is System Owner | 8 |  | 30004079 | GREENoneTEC Solarindustrie GmbH | Solpal Plus | Solpal Plus L-GT | Direct Integral Collector Storage (DI) | 25.66 |  | Solpal Plus L |  |  | Solar Storage with Tankless Auxiliary Water Heater | 51 | 1 | 0.95 | 95 | Z09 | [18 empty] | Los Angeles | FALSE | 35.23 |  | 2011-06-01: 2017-07-26; 2011-08-03: 2017-07-28; 2011-09-20: 2017-09-14 | 2594 | 4509 | Up-front Payment
SCG-008631 | Low Income Single Family Residential | Domestic Hot Water | Gas | Southern California Gas Company | Incentive:Paid | 4723 | 36.9 |  | 1 | 128 |  | 128 |  | 2017-07-28 15:23 | 2017-09-14 | TITANIUM POWER INC | Retrofit | Pacoima | Los Angeles | 91331 | Host Customer is System Owner | 6 |  | 30004079 | GREENoneTEC Solarindustrie GmbH | Solpal Plus | Solpal Plus L-GT | Direct Integral Collector Storage (DI) | 25.66 |  | Solpal Plus L |  |  | Solar Storage with Tankless Auxiliary Water Heater | 51 | 1 | 1 | 75 | Z09 | [18 empty] | Los Angeles | FALSE | 37.18 |  | 2011-06-01: 2017-07-26; 2011-08-03: 2017-07-28; 2011-09-20: 2017-09-14 | 2594 | 4759 | Up-front Payment
SCG-008632 | Commercial Pools | Pool Heating | Gas | Southern California Gas Company | Incentive:Paid | 6860 | 5 |  | 1 | 1633 |  | 1633 |  | 2017-08-04 10:11 | 2017-08-09 | SUNTREK INDUSTRIES INC | Retrofit | Laguna Hills | Orange | 92653 | Host Customer is System Owner | [7 empty] | 608 | 38 |  | Drainback |  |  |  | 1 | 1 |  | Z06 |  |  |  | 2007048A | 16 | 1 | [5 empty] | FALSE |  |  |  | SunEarth - SETR A503 TTR U + VFS 20-400 |  | SunEarth - SETR A503 TTR U + VFS 20-400 | Laguna Hills | FALSE | 8.4 |  | 2017-07-26 |  | 2017-08-04 | 2017-08-09 | 2017-10-03 | 2017-10-04 | 2574 | 13720 | Up-front Payment
SCG-008633 | Low Income Single Family Residential | Domestic Hot Water | Gas | Southern California Gas Company | Incentive:Paid | 4723 | 36.9 |  | 1 | 128 |  | 128 |  | 2017-07-31 14:06 | 2017-10-03 | TITANIUM POWER INC | Retrofit | San Fernando | Los Angeles | 91340 | Host Customer is System Owner | 8 |  | 30004079 | GREENoneTEC Solarindustrie GmbH | Solpal Plus | Solpal Plus L-GT | Direct Integral Collector Storage (DI) | 25.66 |  | Solpal Plus L |  |  | Solar Storage with Tankless Auxiliary Water Heater | 51 | 1 | 1 | 95 | Z09 | [18 empty] | Los Angeles | FALSE | 37.18 |  | 2011-06-01: 2017-07-26; 2011-08-03: 2017-07-31; 2011-09-20: 2017-10-03 | 2572 | 4759 | Up-front Payment
SCG-008635 | Low Income Single Family Residential | Domestic Hot Water | Gas | Southern California Gas Company | Incentive:Canceled | 4723 | 36.9 |  | 1 | 128 |  | 128 |  | 2017-08-02 14:59 |  | TITANIUM POWER INC | Retrofit | Pacoima | Los Angeles | 91331 | Host Customer is System Owner | 8 |  | 30004079 | GREENoneTEC Solarindustrie GmbH | Solpal Plus | Solpal Plus L-GT | Direct Integral Collector Storage (DI) | 25.66 |  | Solpal Plus L |  |  | Solar Storage with Tankless Auxiliary Water Heater |  | 1 | 1 | 95 | Z09 | [18 empty] | Los Angeles | FALSE | 37.18 |  | 2011-06-01: 2017-07-26; 2011-06-21: 2017-09-25; 2011-08-03: 2017-08-02 | 2588 | 4759 | Up-front Payment
SCG-008636 | Low Income Single Family Residential | Domestic Hot Water | Gas | Southern California Gas Company | Incentive:Paid | 4723 | 36.9 |  | 1 | 128 |  | 128 |  | 2017-08-02 15:02 | 2017-09-29 | TITANIUM POWER INC | Retrofit | San Fernando | Los Angeles | 91340 | Host Customer is System Owner | 4 |  | 30004079 | GREENoneTEC Solarindustrie GmbH | Solpal Plus | Solpal Plus L-GT | Direct Integral Collector Storage (DI) | 25.66 |  | Solpal Plus L |  |  | Solar Storage with Tankless Auxiliary Water Heater | 51 | 1 | 1 | 55 | Z09 | [18 empty] | Los Angeles | FALSE | 37.18 |  | 2011-06-01: 2017-07-26; 2011-08-03: 2017-08-02; 2011-09-20: 2017-09-29 | 2573 | 4759 | Up-front Payment
SCG-008637 | Low Income Single Family Residential | Domestic Hot Water | Gas | Southern California Gas Company | Incentive:Canceled | 4723 | 36.9 |  | 1 | 128 |  | 128 |  | 2017-07-31 14:05 |  | TITANIUM POWER INC | Retrofit | Arleta | Los Angeles | 91331 | Host Customer is System Owner | 4 |  | 30004079 | GREENoneTEC Solarindustrie GmbH | Solpal Plus | Solpal Plus L-GT | Direct Integral Collector Storage (DI) | 25.66 |  | Solpal Plus L |  |  | Solar Storage with Tankless Auxiliary Water Heater | 51 | 1 | 1 | 55 | Z09 | [18 empty] | Los Angeles | FALSE | 37.18 |  | 2011-06-01: 2017-07-26; 2011-06-21: 2017-09-25; 2011-08-03: 2017-07-31 | 2588 | 4759 | Up-front Payment
SCG-008638 | Low Income Single Family Residential | Domestic Hot Water | Gas | Southern California Gas Company | Incentive:Paid | 4723 | 36.9 |  | 1 | 128 |  | 128 |  | 2017-07-31 14:04 | 2017-09-14 | TITANIUM POWER INC | Retrofit | Pacoima | Los Angeles | 91331 | Host Customer is System Owner | 7 |  | 30004079 | GREENoneTEC Solarindustrie GmbH | Solpal Plus | Solpal Plus L-GT | Direct Integral Collector Storage (DI) | 25.66 |  | Solpal Plus L |  |  | Solar Storage with Tankless Auxiliary Water Heater | 51 | 1 | 1 | 85 | Z09 | [18 empty] | Los Angeles | FALSE | 37.18 |  | 2011-06-01: 2017-07-27; 2011-08-03: 2017-07-31; 2011-09-20: 2017-09-14 | 2594 | 4759 | Up-front Payment
SCG-008639 | Low Income Single Family Residential | Domestic Hot Water | Gas | Southern California Gas Company | Incentive:Paid | 4723 | 36.9 |  | 1 | 128 |  | 128 |  | 2017-08-02 12:02 | 2017-10-16 | TITANIUM POWER INC | Retrofit | Pacoima | Los Angeles | 91331 | Host Customer is System Owner | 5 |  | 30004079 | GREENoneTEC Solarindustrie GmbH | Solpal Plus | Solpal Plus L-GT | Direct Integral Collector Storage (DI) | 25.66 |  | Solpal Plus L |  |  | Solar Storage with Tankless Auxiliary Water Heater | 51 | 1 | 1 | 65 | Z09 | [18 empty] | Los Angeles | FALSE | 37.18 |  | 2011-06-01: 2017-07-27; 2011-08-03: 2017-08-02; 2011-09-20: 2017-10-16 | 2545 | 4759 | Up-front Payment
SCG-008641 | Low Income Single Family Residential | Domestic Hot Water | Gas | Southern California Gas Company | Incentive:Canceled | 4723 | 36.9 |  | 1 | 128 |  | 128 |  | 2017-10-03 11:23 |  | TITANIUM POWER INC | Retrofit | North Hollywood | Los Angeles | 91605 | Host Customer is System Owner | 5 |  | 30004079 | GREENoneTEC Solarindustrie GmbH | Solpal Plus | Solpal Plus L-GT | Direct Integral Collector Storage (DI) | 25.66 |  | Solpal Plus L |  |  | Solar Storage with Tankless Auxiliary Water Heater | 51 | 1 | 1 | 65 | Z09 | [18 empty] | Los Angeles | FALSE | 37.18 |  | 2011-06-01: 2017-07-27; 2011-06-21: 2017-12-04; 2011-08-03: 2017-10-03 | 2419 | 4759 | Up-front Payment
SCG-008644 | Low Income Single Family Residential | Domestic Hot Water | Gas | Southern California Gas Company | Incentive:Paid | 4723 | 36.9 |  | 1 | 128 |  | 128 |  | 2017-08-17 14:07 | 2017-11-10 | TITANIUM POWER INC | Retrofit | North Hollywood | Los Angeles | 91606 | Host Customer is System Owner | 6 |  | 30004079 | GREENoneTEC Solarindustrie GmbH | Solpal Plus | Solpal Plus L-GT | Direct Integral Collector Storage (DI) | 25.66 |  | Solpal Plus L |  |  | Solar Storage with Tankless Auxiliary Water Heater | 51 | 1 | 1 | 75 | Z09 | [18 empty] | Los Angeles | FALSE | 37.18 |  | 2011-06-01: 2017-07-27; 2011-08-03: 2017-08-17; 2011-09-20: 2017-11-10 | 2523 | 4759 | Up-front Payment
PGE-008646 | Low Income Single Family Residential | Domestic Hot Water | Gas | Pacific Gas and Electric | Incentive:Paid | 3605 | 36.9 |  | 1 | 118 |  | 98 |  | 2017-08-04 09:08 | 2017-09-06 | SELF-HELP HOME IMPROVEMENT PROJECT | Retrofit | ANDERSON | Shasta | 96007 | Host Customer is System Owner | 1 |  | 30004214 | Alternate Energy Technologies | EAGLESUN | DBS-G2-60-40 | Indirect Forced Circulation (IF) | 41.35 |  | MSC-20 | Automatic Drainback | Drainback (Water) | Solar Storage and Auxiliary Tanks are separate | 60 | 0.92 | 0.9 | 20 | Z11 | [18 empty] | City of Anderson | FALSE | 45.7 |  | 2017-07-27 | 2017-08-09 |  |  | 2017-08-04 | 2017-09-06 | 2601 | 5392.82 | Up-front Payment
SCG-008647 | Low Income Single Family Residential | Domestic Hot Water | Gas | Southern California Gas Company | Incentive:Canceled | 4723 | 36.9 |  | 1 | 128 |  | 128 |  | 2017-07-31 13:46 |  | TITANIUM POWER INC | Retrofit | Pacoima | Los Angeles | 91331 | Host Customer is System Owner | 10 |  | 30004079 | GREENoneTEC Solarindustrie GmbH | Solpal Plus | Solpal Plus L-GT | Direct Integral Collector Storage (DI) | 25.66 |  | Solpal Plus L |  |  | Solar Storage with Tankless Auxiliary Water Heater | 51 | 1 | 1 | 115 | Z09 | [18 empty] | Los Angeles | FALSE | 37.18 |  | 2011-06-01: 2017-07-27; 2011-06-21: 2017-10-09; 2011-08-03: 2017-07-31 | 2557 | 4759 | Up-front Payment
SCG-008648 | Low Income Single Family Residential | Domestic Hot Water | Gas | Southern California Gas Company | Incentive:Paid | 4723 | 36.9 |  | 1 | 128 |  | 128 |  | 2017-07-31 14:06 | 2017-10-03 | TITANIUM POWER INC | Retrofit | Sylmar | Los Angeles | 91340 | Host Customer is System Owner | 8 |  | 30004079 | GREENoneTEC Solarindustrie GmbH | Solpal Plus | Solpal Plus L-GT | Direct Integral Collector Storage (DI) | 25.66 |  | Solpal Plus L |  |  | Solar Storage with Tankless Auxiliary Water Heater | 51 | 1 | 1 | 95 | Z09 | [18 empty] | Los Angeles | FALSE | 37.18 |  | 2011-06-01: 2017-07-27; 2011-08-03: 2017-07-31; 2011-09-20: 2017-10-03 | 2572 | 4759 | Up-front Payment
PGE-008649 | Low Income Single Family Residential | Domestic Hot Water | Gas | Pacific Gas and Electric | Incentive:Paid | 4372 | 36.9 |  | 1 | 122 |  | 120 |  | 2017-08-29 14:22 | 2017-09-14 | REDWOOD COMMUNITY ACTION AGENCY | Retrofit | EUREKA | Humboldt | 95501 | Host Customer is System Owner | 2 |  | 2010017C | Alternate Energy Technologies | EAGLESUN | DBS-G2-80-64 | Indirect Forced Circulation (IF) | 65.34 |  | MSC-32 | Automatic Drainback | Drainback (Water) | Solar Storage and Auxiliary Tanks are separate | 80 | 0.98 | 1 | 35 | Z01 | [18 empty] | City of Eureka | FALSE | 47.04 |  | 2011-06-01: 2017-07-27; 2011-08-03: 2017-08-29; 2011-09-20: 2017-09-14 | 2581 | 5739.21 | Up-front Payment
PGE-008651 | Low Income Single Family Residential | Domestic Hot Water | Gas | Pacific Gas and Electric | Incentive:Paid | 2929 | 36.9 |  | 1 | 122 |  | 103 |  | 2017-08-29 14:24 | 2017-09-14 | REDWOOD COMMUNITY ACTION AGENCY | Retrofit | McKinleyville | Humboldt | 95519 | Host Customer is System Owner | 1 |  | 2010017C | Alternate Energy Technologies | EAGLESUN | DBS-G2-80-64 | Indirect Forced Circulation (IF) | 65.34 |  | MSC-32 | Automatic Drainback | Drainback (Water) | Solar Storage and Auxiliary Tanks are separate | 80 | 0.99 | 0.85 | 20 | Z01 | [18 empty] | Humboldt County | FALSE | 41.13 |  | 2011-06-01: 2017-07-27; 2011-08-03: 2017-08-29; 2011-09-20: 2017-09-14 | 2581 | 5017.58 | Up-front Payment
SCG-008652 | Low Income Single Family Residential | Domestic Hot Water | Gas | Southern California Gas Company | Incentive:Canceled | 4723 | 36.9 |  | 1 | 128 |  | 128 |  | 2017-07-31 14:14 |  | TITANIUM POWER INC | Retrofit | San Fernando | Los Angeles | 91340 | Owner/Tenant | 6 |  | 30004079 | GREENoneTEC Solarindustrie GmbH | Solpal Plus | Solpal Plus L-GT | Direct Integral Collector Storage (DI) | 25.66 |  | Solpal Plus L |  |  | Solar Storage with Tankless Auxiliary Water Heater | 51 | 1 | 1 | 75 | Z09 | [18 empty] | Los Angeles | FALSE | 37.18 |  | 2011-06-01: 2017-07-27; 2011-06-21: 2017-10-26; 2011-08-03: 2017-07-31 | 2557 | 4759 | Up-front Payment
SCG-008653 | Low Income Single Family Residential | Domestic Hot Water | Gas | Southern California Gas Company | Incentive:Paid | 4723 | 36.9 |  | 1 | 128 |  | 128 |  | 2017-08-02 14:55 | 2017-10-16 | TITANIUM POWER INC | Retrofit | Pacoima | Los Angeles | 91331 | Host Customer is System Owner | 6 |  | 30004079 | GREENoneTEC Solarindustrie GmbH | Solpal Plus | Solpal Plus L-GT | Direct Integral Collector Storage (DI) | 25.66 |  | Solpal Plus L |  |  | Solar Storage with Tankless Auxiliary Water Heater | 51 | 1 | 1 | 75 | Z09 | [18 empty] | Los Angeles | FALSE | 37.18 |  | 2011-06-01: 2017-07-28; 2011-08-03: 2017-08-02; 2011-09-20: 2017-10-16 | 2546 | 4759 | Up-front Payment
SCG-008654 | Low Income Single Family Residential | Domestic Hot Water | Gas | Southern California Gas Company | Incentive:Paid | 4487 | 36.9 |  | 1 | 128 |  | 122 |  | 2017-08-18 08:45 | 2017-11-10 | TITANIUM POWER INC | Retrofit | Sun Valley | Los Angeles | 91352 | Host Customer is System Owner | 6 |  | 30004079 | GREENoneTEC Solarindustrie GmbH | Solpal Plus | Solpal Plus L-GT | Direct Integral Collector Storage (DI) | 25.66 |  | Solpal Plus L |  |  | Solar Storage with Tankless Auxiliary Water Heater | 51 | 1 | 0.95 | 75 | Z09 | [18 empty] | Los Angeles | FALSE | 35.23 |  | 2011-06-01: 2017-07-28; 2011-08-03: 2017-08-18; 2011-09-20: 2017-11-10 | 2523 | 4509 | Up-front Payment
SCG-008655 | Low Income Single Family Residential | Domestic Hot Water | Gas | Southern California Gas Company | Incentive:Paid | 3120 | 36.9 |  | 1 | 89 |  | 85 |  | 2017-08-02 12:06 | 2017-10-16 | TITANIUM POWER INC | Retrofit | Van Nuys | Los Angeles | 91411 | Host Customer is System Owner | 5 |  | 30004078 | GREENoneTEC Solarindustrie GmbH | Solpal Plus | Solpal Plus L-G | Direct Integral Collector Storage (DI) | 25.66 |  | Solpal Plus L |  |  | Solar Storage and Auxiliary Tanks are separate | 51 | 1 | 0.95 | 65 | Z09 | [18 empty] | Los Angeles | FALSE | 35.72 |  | 2011-06-01: 2017-07-28; 2011-08-03: 2017-08-02; 2011-09-20: 2017-10-16 | 2546 | 3179 | Up-front Payment
SCG-008656 | Low Income Single Family Residential | Domestic Hot Water | Gas | Southern California Gas Company | Incentive:Paid | 4723 | 36.9 |  | 1 | 128 |  | 128 |  | 2017-08-02 15:08 | 2017-09-29 | TITANIUM POWER INC | Retrofit | Sun Valley | Los Angeles | 91352 | Host Customer is System Owner | 5 |  | 30004079 | GREENoneTEC Solarindustrie GmbH | Solpal Plus | Solpal Plus L-GT | Direct Integral Collector Storage (DI) | 25.66 |  | Solpal Plus L |  |  | Solar Storage with Tankless Auxiliary Water Heater | 51 | 1 | 1 | 65 | Z09 | [18 empty] | Los Angeles | FALSE | 37.18 |  | 2011-06-01: 2017-07-28; 2011-08-03: 2017-08-02; 2011-09-20: 2017-09-29 | 2573 | 4759 | Up-front Payment
SCG-008657 | Low Income Single Family Residential | Domestic Hot Water | Gas | Southern California Gas Company | Incentive:Canceled | 4723 | 36.9 |  | 1 | 128 |  | 128 |  | 2017-08-02 14:53 |  | TITANIUM POWER INC | Retrofit | Pacoima | Los Angeles | 91331 | Host Customer is System Owner | 7 |  | 30004079 | GREENoneTEC Solarindustrie GmbH | Solpal Plus | Solpal Plus L-GT | Direct Integral Collector Storage (DI) | 25.66 |  | Solpal Plus L |  |  | Solar Storage with Tankless Auxiliary Water Heater | 51 | 1 | 1 | 85 | Z09 | [18 empty] | Los Angeles | FALSE | 37.18 |  | 2011-06-01: 2017-07-28; 2011-06-21: 2017-10-09; 2011-08-03: 2017-08-02 | 2557 | 4759 | Up-front Payment
SCG-008658 | Low Income Single Family Residential | Domestic Hot Water | Gas | Southern California Gas Company | Incentive:Paid | 4723 | 36.9 |  | 1 | 128 |  | 128 |  | 2017-07-31 14:57 | 2018-02-08 | TITANIUM POWER INC | Retrofit | Pacoima | Los Angeles | 91331 | Host Customer is System Owner | 8 |  | 30004079 | GREENoneTEC Solarindustrie GmbH | Solpal Plus | Solpal Plus L-GT | Direct Integral Collector Storage (DI) | 25.66 |  | Solpal Plus L |  |  | Solar Storage with Tankless Auxiliary Water Heater | 51 | 1 | 1 | 95 | Z09 | [18 empty] | Los Angeles | FALSE | 37.18 |  | 2017-07-28 | 2017-10-09 |  |  | 2017-07-31 | 2018-02-08 | 2446 | 4759 | Up-front Payment
SCG-008659 | Low Income Single Family Residential | Domestic Hot Water | Gas | Southern California Gas Company | Incentive:Paid | 4487 | 36.9 |  | 1 | 128 |  | 122 |  | 2017-08-02 14:57 | 2017-10-11 | TITANIUM POWER INC | Retrofit | San Fernando | Los Angeles | 91340 | Host Customer is System Owner | 7 |  | 30004079 | GREENoneTEC Solarindustrie GmbH | Solpal Plus | Solpal Plus L-GT | Direct Integral Collector Storage (DI) | 25.66 |  | Solpal Plus L |  |  | Solar Storage with Tankless Auxiliary Water Heater | 51 | 1 | 0.95 | 85 | Z09 | [18 empty] | Los Angeles | FALSE | 35.23 |  | 2011-06-01: 2017-07-28; 2011-08-03: 2017-08-02; 2011-09-20: 2017-10-11 | 2566 | 4509 | Up-front Payment
SCG-008660 | Low Income Single Family Residential | Domestic Hot Water | Gas | Southern California Gas Company | Incentive:Paid | 4723 | 36.9 |  | 1 | 128 |  | 128 |  | 2017-08-02 12:52 | 2017-10-16 | TITANIUM POWER INC | Retrofit | Pacoima | Los Angeles | 91331 | Host Customer is System Owner | 4 |  | 30004079 | GREENoneTEC Solarindustrie GmbH | Solpal Plus | Solpal Plus L-GT | Direct Integral Collector Storage (DI) | 25.66 |  | Solpal Plus L |  |  | Solar Storage with Tankless Auxiliary Water Heater | 51 | 1 | 1 | 55 | Z09 | [18 empty] | Los Angeles | FALSE | 37.18 |  | 2011-06-01: 2017-07-28; 2011-08-03: 2017-08-02; 2011-09-20: 2017-10-16 | 2546 | 4759 | Up-front Payment
SCG-008661 | Low Income Single Family Residential | Domestic Hot Water | Gas | Southern California Gas Company | Incentive:Paid | 4723 | 36.9 |  | 1 | 128 |  | 128 |  | 2017-07-31 15:00 | 2017-10-27 | TITANIUM POWER INC | Retrofit | San Fernando | Los Angeles | 91340 | Host Customer is System Owner | 8 |  | 30004079 | GREENoneTEC Solarindustrie GmbH | Solpal Plus | Solpal Plus L-GT | Direct Integral Collector Storage (DI) | 25.66 |  | Solpal Plus L |  |  | Solar Storage with Tankless Auxiliary Water Heater | 51 | 1 | 1 | 95 | Z09 | [18 empty] | Los Angeles | FALSE | 37.18 |  | 2011-06-01: 2017-07-28; 2011-08-03: 2017-07-31; 2011-09-20: 2017-10-27 | 2546 | 4759 | Up-front Payment
SCG-008662 | Low Income Single Family Residential | Domestic Hot Water | Gas | Southern California Gas Company | Incentive:Canceled | 4723 | 36.9 |  | 1 | 128 |  | 128 |  | 2017-07-31 15:03 |  | TITANIUM POWER INC | Retrofit | San Fernando | Los Angeles | 91340 | Host Customer is System Owner | 8 |  | 30004079 | GREENoneTEC Solarindustrie GmbH | Solpal Plus | Solpal Plus L-GT | Direct Integral Collector Storage (DI) | 25.66 |  | Solpal Plus L |  |  | Solar Storage with Tankless Auxiliary Water Heater | 51 | 1 | 1 | 95 | Z09 | [18 empty] | Los Angeles | FALSE | 37.18 |  | 2011-06-01: 2017-07-28; 2011-06-21: 2017-11-13; 2011-08-03: 2017-07-31 | 2452 | 4759 | Up-front Payment
PGE-008663 | Low Income Single Family Residential | Domestic Hot Water | Gas | Pacific Gas and Electric | Incentive:Paid | 4331 | 36.9 |  | 1 | 121 |  | 117 |  | 2017-08-03 12:33 | 2017-08-09 | MERCED COUNTY COMMUNITY ACTION BOARD | Retrofit | ATWATER | Merced | 95301 | Host Customer is System Owner | 7 |  | 30004214 | Alternate Energy Technologies | EAGLESUN | DBS-G2-60-40 | Indirect Forced Circulation (IF) | 41.35 |  | MSC-20 | Automatic Drainback |  | Solar Storage and Auxiliary Tanks are separate | 60 | 0.97 | 1 | 85 | Z12 | [18 empty] | CITY OF ATWATER | FALSE | 47.79 |  | 2011-06-01: 2017-07-28; 2011-08-03: 2017-08-03; 2011-09-20: 2017-08-09 | 2627 | 5782.27 | Up-front Payment
SCG-008664 | Low Income Single Family Residential | Domestic Hot Water | Gas | Southern California Gas Company | Incentive:Paid | 4723 | 36.9 |  | 1 | 128 |  | 128 |  | 2017-07-31 15:02 | 2017-10-03 | TITANIUM POWER INC | Retrofit | Arleta | Los Angeles | 91331 | Host Customer is System Owner | 6 |  | 30004079 | GREENoneTEC Solarindustrie GmbH | Solpal Plus | Solpal Plus L-GT | Direct Integral Collector Storage (DI) | 25.66 |  | Solpal Plus L |  |  | Solar Storage with Tankless Auxiliary Water Heater | 51 | 1 | 1 | 75 | Z09 | [18 empty] | Los Angeles | FALSE | 37.18 |  | 2011-06-01: 2017-07-28; 2011-08-03: 2017-07-31; 2011-09-20: 2017-10-03 | 2571 | 4759 | Up-front Payment
SCG-008665 | Low Income Single Family Residential | Domestic Hot Water | Gas | Southern California Gas Company | Incentive:Canceled | 4723 | 36.9 |  | 1 | 128 |  | 128 |  | 2017-07-31 14:58 |  | TITANIUM POWER INC | Retrofit | Arleta | Los Angeles | 91331 | Host Customer is System Owner | 6 |  | 30004079 | GREENoneTEC Solarindustrie GmbH | Solpal Plus | Solpal Plus L-GT | Direct Integral Collector Storage (DI) | 25.66 |  | Solpal Plus L |  |  | Solar Storage with Tankless Auxiliary Water Heater | 51 | 1 | 1 | 75 | Z09 | [18 empty] | Los Angeles | FALSE | 37.18 |  | 2011-06-01: 2017-07-28; 2011-06-21: 2017-10-26; 2011-08-03: 2017-07-31 | 2557 | 4759 | Up-front Payment
PGE-008666 | Low Income Single Family Residential | Domestic Hot Water | Gas | Pacific Gas and Electric | Incentive:Paid | 4465 | 36.9 |  | 1 | 121 |  | 121 |  | 2017-08-03 12:34 | 2017-08-09 | MERCED COUNTY COMMUNITY ACTION BOARD | Retrofit | ATWATER | Merced | 95301 | Host Customer is System Owner | 3 |  | 30004214 | Alternate Energy Technologies | EAGLESUN | DBS-G2-60-40 | Indirect Forced Circulation (IF) | 41.35 |  | MSC-20 | Automatic Drainback |  | Solar Storage and Auxiliary Tanks are separate | 60 | 1 | 1 | 45 | Z12 | [18 empty] | CITY OF ATWATER | FALSE | 46 |  | 2011-06-01: 2017-07-28; 2011-08-03: 2017-08-03; 2011-09-20: 2017-08-09 | 2627 | 5565.97 | Up-front Payment
SCG-008667 | Single Family Residential | Domestic Hot Water | Gas | Southern California Gas Company | Incentive:Paid | 3109 | 29.85 |  | 1 | 128 |  | 122 |  | 2017-08-25 13:48 | 2017-10-02 | TITANIUM POWER INC | Retrofit | Mission Hills | Los Angeles | 91345 | Host Customer is System Owner | 5 |  | 30004079 | GREENoneTEC Solarindustrie GmbH | Solpal Plus | Solpal Plus L-GT | Direct Integral Collector Storage (DI) | 25.66 |  | Solpal Plus L |  |  | Solar Storage with Tankless Auxiliary Water Heater | 51 | 1 | 0.95 | 65 | Z09 | [18 empty] | Los Angeles | FALSE | 24.29 |  | 2011-06-01: 2017-07-28; 2011-08-03: 2017-08-25; 2011-09-20: 2017-10-02 | 2573 | 3109 | Up-front Payment
PGE-008668 | Single Family Residential | Domestic Hot Water | Gas | Pacific Gas and Electric | Incentive:Paid | 3346 | 29.85 |  | 1 | 118 |  | 112 |  | 2018-06-14 02:04 | 2018-08-29 | INTELLIGENT GREEN SOLUTIONS CA | Retrofit | Madera | Madera | 93637 | Host Customer is System Owner | 2 |  | 30004236 | SunMaxx Solar LLC | ThermoPower | VTS30-HP-G | Indirect Thermosyphon (IT) | 47.9 | 29.49 | ThermoPower-VTS-HP30 | Automatic Drainback | Drainback (Water) | Solar Storage and Auxiliary Tanks are separate | 79 | 1 | 0.95 | 35 | Z13 |  |  | Other |  | 24 | 1 | 1200 | 1 | 120 | 1 | 190000 | FALSE | 140 | 140 |  |  |  |  | City of Madera | FALSE | 52.88 |  | 2017-07-30 | 2018-06-27 |  |  | 2018-06-14 | 2018-08-29 | 2234 | 6240 | Up-front Payment
SCG-008669 | Low Income Single Family Residential | Domestic Hot Water | Gas | Southern California Gas Company | Incentive:Paid | 4487 | 36.9 |  | 1 | 128 |  | 122 |  | 2017-08-15 14:12 | 2017-11-10 | TITANIUM POWER INC | Retrofit | North Hollywood | Los Angeles | 91606 | Host Customer is System Owner | 4 |  | 30004079 | GREENoneTEC Solarindustrie GmbH | Solpal Plus | Solpal Plus L-GT | Direct Integral Collector Storage (DI) | 25.66 |  | Solpal Plus L |  |  | Solar Storage with Tankless Auxiliary Water Heater | 51 | 1 | 0.95 | 55 | Z09 | [18 empty] | Los Angeles | FALSE | 35.23 |  | 2011-06-01: 2017-07-31; 2011-08-03: 2017-08-15; 2011-09-20: 2017-11-10 | 2523 | 4509 | Up-front Payment
SCG-008670 | Low Income Single Family Residential | Domestic Hot Water | Gas | Southern California Gas Company | Incentive:Paid | 4723 | 36.9 |  | 1 | 128 |  | 128 |  | 2017-08-15 14:10 | 2019-01-16 | TITANIUM POWER INC | Retrofit | Pacoima | Los Angeles | 91331 | Host Customer is System Owner | 6 |  | 30004079 | GREENoneTEC Solarindustrie GmbH | Solpal Plus | Solpal Plus L-GT | Direct Integral Collector Storage (DI) | 25.66 |  | Solpal Plus L |  |  | Solar Storage with Tankless Auxiliary Water Heater | 51 | 1 | 1 | 75 | Z09 | [18 empty] | Los Angeles | FALSE | 37.18 |  | 2017-07-31 | 2017-12-04 |  |  | 2017-08-15 | 2019-01-16 | 2103 | 4759 | Up-front Payment
SCG-008671 | Low Income Single Family Residential | Domestic Hot Water | Gas | Southern California Gas Company | Incentive:Paid | 4723 | 36.9 |  | 1 | 128 |  | 128 |  | 2017-08-02 14:44 | 2017-10-03 | TITANIUM POWER INC | Retrofit | San Fernando | Los Angeles | 91340 | Host Customer is System Owner | 8 |  | 30004079 | GREENoneTEC Solarindustrie GmbH | Solpal Plus | Solpal Plus L-GT | Direct Integral Collector Storage (DI) | 25.66 |  | Solpal Plus L |  |  | Solar Storage with Tankless Auxiliary Water Heater | 51 | 1 | 1 | 95 | Z09 | [18 empty] | Los Angeles | FALSE | 37.18 |  | 2011-06-01: 2017-07-31; 2011-08-03: 2017-08-02; 2011-09-20: 2017-10-03 | 2572 | 4759 | Up-front Payment
SCG-008672 | Low Income Single Family Residential | Domestic Hot Water | Gas | Southern California Gas Company | Incentive:Paid | 4723 | 36.9 |  | 1 | 128 |  | 128 |  | 2017-08-03 13:48 | 2017-10-03 | TITANIUM POWER INC | Retrofit | Arleta | Los Angeles | 91331 | Host Customer is System Owner | 6 |  | 30004079 | GREENoneTEC Solarindustrie GmbH | Solpal Plus | Solpal Plus L-GT | Direct Integral Collector Storage (DI) | 25.66 |  | Solpal Plus L |  |  | Solar Storage with Tankless Auxiliary Water Heater | 51 | 1 | 1 | 75 | Z09 | [18 empty] | Los Angeles | FALSE | 37.18 |  | 2011-06-01: 2017-07-31; 2011-08-03: 2017-08-03; 2011-09-20: 2017-10-03 | 2573 | 4759 | Up-front Payment
SCG-008673 | Low Income Single Family Residential | Domestic Hot Water | Gas | Southern California Gas Company | Incentive:Canceled | 4723 | 36.9 |  | 1 | 128 |  | 128 |  | 2017-08-03 13:47 |  | TITANIUM POWER INC | Retrofit | Pacoima | Los Angeles | 91331 | Host Customer is System Owner | 8 |  | 30004079 | GREENoneTEC Solarindustrie GmbH | Solpal Plus | Solpal Plus L-GT | Direct Integral Collector Storage (DI) | 25.66 |  | Solpal Plus L |  |  | Solar Storage with Tankless Auxiliary Water Heater | 51 | 1 | 1 | 95 | Z09 | [18 empty] | Los Angeles | FALSE | 37.18 |  | 2011-06-01: 2017-07-31; 2011-06-21: 2017-10-23; 2011-08-03: 2017-08-03 | 2557 | 4759 | Up-front Payment
SCG-008674 | Low Income Single Family Residential | Domestic Hot Water | Gas | Southern California Gas Company | Incentive:Paid | 4723 | 36.9 |  | 1 | 128 |  | 128 |  | 2017-08-18 08:57 | 2017-12-13 | TITANIUM POWER INC | Retrofit | Sun Valley | Los Angeles | 91352 | Host Customer is System Owner | 4 |  | 30004079 | GREENoneTEC Solarindustrie GmbH | Solpal Plus | Solpal Plus L-GT | Direct Integral Collector Storage (DI) | 25.66 |  | Solpal Plus L |  |  | Solar Storage with Tankless Auxiliary Water Heater | 51 | 1 | 1 | 55 | Z09 | [18 empty] | Los Angeles | FALSE | 37.18 |  | 2017-08-01 | 2017-11-29 |  |  | 2017-08-18 | 2017-12-13 | 2475 | 4759 | Up-front Payment
SCG-008675 | Low Income Single Family Residential | Domestic Hot Water | Gas | Southern California Gas Company | Incentive:Paid | 4723 | 36.9 |  | 1 | 128 |  | 128 |  | 2017-08-15 14:09 | 2017-11-21 | TITANIUM POWER INC | Retrofit | Pacoima | Los Angeles | 91331 | Host Customer is System Owner | 4 |  | 30004079 | GREENoneTEC Solarindustrie GmbH | Solpal Plus | Solpal Plus L-GT | Direct Integral Collector Storage (DI) | 25.66 |  | Solpal Plus L |  |  | Solar Storage with Tankless Auxiliary Water Heater | 51 | 1 | 1 | 55 | Z09 | [18 empty] | Los Angeles | FALSE | 37.18 |  | 2011-06-01: 2017-08-01; 2011-08-03: 2017-08-15; 2011-09-20: 2017-11-21 | 2521 | 4759 | Up-front Payment
SCG-008676 | Low Income Single Family Residential | Domestic Hot Water | Gas | Southern California Gas Company | Incentive:Canceled | 4723 | 36.9 |  | 1 | 128 |  | 128 |  | 2017-08-03 13:24 |  | TITANIUM POWER INC | Retrofit | Pacoima | Los Angeles | 91331 | Host Customer is System Owner | 6 |  | 30004079 | GREENoneTEC Solarindustrie GmbH | Solpal Plus | Solpal Plus L-GT | Direct Integral Collector Storage (DI) | 25.66 |  | Solpal Plus L |  |  | Solar Storage with Tankless Auxiliary Water Heater | 51 | 1 | 1 | 75 | Z09 | [18 empty] | Los Angeles | FALSE | 37.18 |  | 2011-06-01: 2017-08-01; 2011-06-21: 2017-11-13; 2011-08-03: 2017-08-03 | 2452 | 4759 | Up-front Payment
SCG-008678 | Low Income Single Family Residential | Domestic Hot Water | Gas | Southern California Gas Company | Incentive:Canceled | 4723 | 36.9 |  | 1 | 128 |  | 128 |  | 2017-08-04 09:34 |  | TITANIUM POWER INC | Retrofit | Pacoima | Los Angeles | 91331 | Host Customer is System Owner | 6 |  | 30004079 | GREENoneTEC Solarindustrie GmbH | Solpal Plus | Solpal Plus L-GT | Direct Integral Collector Storage (DI) | 25.66 |  | Solpal Plus L |  |  | Solar Storage with Tankless Auxiliary Water Heater |  | 1 | 1 | 75 | Z09 | [18 empty] | Los Angeles | FALSE | 37.18 |  | 2011-06-01: 2017-08-01; 2011-06-21: 2017-10-23; 2011-08-03: 2017-08-04 | 2557 | 4759 | Up-front Payment
SCG-008679 | Low Income Single Family Residential | Domestic Hot Water | Gas | Southern California Gas Company | Incentive:Paid | 3284 | 36.9 |  | 1 | 89 |  | 89 |  | 2017-08-03 13:49 | 2018-02-08 | TITANIUM POWER INC | Retrofit | Sun Valley | Los Angeles | 91352 | Host Customer is System Owner | 5 |  | 30004078 | GREENoneTEC Solarindustrie GmbH | Solpal Plus | Solpal Plus L-G | Direct Integral Collector Storage (DI) | 25.66 |  | Solpal Plus L |  |  | Solar Storage and Auxiliary Tanks are separate | 51 | 1 | 1 | 65 | Z09 | [18 empty] | Los Angeles | FALSE | 37.46 |  | 2017-08-01 | 2017-10-23 |  |  | 2017-08-03 | 2018-02-08 | 2445 | 3334 | Up-front Payment
SCG-008680 | Low Income Single Family Residential | Domestic Hot Water | Gas | Southern California Gas Company | Incentive:Paid | 3050 | 36.9 |  | 1 | 87 |  | 83 |  | 2017-08-03 13:51 | 2017-11-14 | TITANIUM POWER INC | Retrofit | Los Angeles | Los Angeles | 90044 | Host Customer is System Owner | 5 |  | 30004078 | GREENoneTEC Solarindustrie GmbH | Solpal Plus | Solpal Plus L-G | Direct Integral Collector Storage (DI) | 25.66 |  | Solpal Plus L |  |  | Solar Storage and Auxiliary Tanks are separate | 51 | 1 | 0.95 | 65 | Z08 | [18 empty] | Los Angeles | FALSE | 35.74 |  | 2011-06-01: 2017-08-01; 2011-08-03: 2017-08-03; 2011-09-20: 2017-11-14 | 2522 | 3109 | Up-front Payment
SCG-008681 | Low Income Single Family Residential | Domestic Hot Water | Gas | Southern California Gas Company | Incentive:Canceled | 4723 | 36.9 |  | 1 | 128 |  | 128 |  | 2017-08-03 13:43 |  | TITANIUM POWER INC | Retrofit | Pacoima | Los Angeles | 91331 | Host Customer is System Owner | 4 |  | 30004079 | GREENoneTEC Solarindustrie GmbH | Solpal Plus | Solpal Plus L-GT | Direct Integral Collector Storage (DI) | 25.66 |  | Solpal Plus L |  |  | Solar Storage with Tankless Auxiliary Water Heater | 51 | 1 | 1 | 55 | Z09 | [18 empty] | Los Angeles | FALSE | 37.18 |  | 2011-06-01: 2017-08-01; 2011-06-21: 2017-10-23; 2011-08-03: 2017-08-03 | 2557 | 4759 | Up-front Payment
SCG-008682 | Low Income Single Family Residential | Domestic Hot Water | Gas | Southern California Gas Company | Incentive:Paid | 3284 | 36.9 |  | 1 | 89 |  | 89 |  | 2017-08-03 13:52 | 2017-09-29 | TITANIUM POWER INC | Retrofit | Pacoima | Los Angeles | 91331 | Host Customer is System Owner | 8 |  | 30004078 | GREENoneTEC Solarindustrie GmbH | Solpal Plus | Solpal Plus L-G | Direct Integral Collector Storage (DI) | 25.66 |  | Solpal Plus L |  |  | Solar Storage and Auxiliary Tanks are separate | 51 | 1 | 1 | 95 | Z09 | [18 empty] | Los Angeles | FALSE | 37.74 |  | 2011-06-01: 2017-08-01; 2011-08-03: 2017-08-03; 2011-09-20: 2017-09-29 | 2573 | 3359 | Up-front Payment
SCG-008683 | Low Income Single Family Residential | Domestic Hot Water | Gas | Southern California Gas Company | Incentive:Paid | 4723 | 36.9 |  | 1 | 128 |  | 128 |  | 2017-08-04 09:33 | 2017-10-02 | TITANIUM POWER INC | Retrofit | San Fernando | Los Angeles | 91340 | Host Customer is System Owner | 7 |  | 30004079 | GREENoneTEC Solarindustrie GmbH | Solpal Plus | Solpal Plus L-GT | Direct Integral Collector Storage (DI) | 25.66 |  | Solpal Plus L |  |  | Solar Storage with Tankless Auxiliary Water Heater | 51 | 1 | 1 | 85 | Z09 | [18 empty] | Los Angeles | FALSE | 37.18 |  | 2011-06-01: 2017-08-01; 2011-08-03: 2017-08-04; 2011-09-20: 2017-10-02 | 2573 | 4759 | Up-front Payment
SCG-008684 | Low Income Single Family Residential | Domestic Hot Water | Gas | Southern California Gas Company | Incentive:Canceled | 4487 | 36.9 |  | 1 | 128 |  | 122 |  | 2017-08-03 13:55 |  | TITANIUM POWER INC | Retrofit | Pacoima | Los Angeles | 91331 | Host Customer is System Owner | 6 |  | 30004079 | GREENoneTEC Solarindustrie GmbH | Solpal Plus | Solpal Plus L-GT | Direct Integral Collector Storage (DI) | 25.66 |  | Solpal Plus L |  |  | Solar Storage with Tankless Auxiliary Water Heater | 51 | 1 | 0.95 | 75 | Z09 | [18 empty] | Los Angeles | FALSE | 35.23 |  | 2011-06-01: 2017-08-01; 2011-06-21: 2017-10-23; 2011-08-03: 2017-08-03 | 2557 | 4509 | Up-front Payment
SCG-008685 | Low Income Single Family Residential | Domestic Hot Water | Gas | Southern California Gas Company | Incentive:Paid | 3210 | 36.9 |  | 1 | 87 |  | 87 |  | 2017-08-03 13:53 | 2017-10-11 | TITANIUM POWER INC | Retrofit | Los Angeles | Los Angeles | 90008 | Host Customer is System Owner | 4 |  | 30004078 | GREENoneTEC Solarindustrie GmbH | Solpal Plus | Solpal Plus L-G | Direct Integral Collector Storage (DI) | 25.66 |  | Solpal Plus L |  |  | Solar Storage and Auxiliary Tanks are separate | 51 | 1 | 1 | 55 | Z08 | [18 empty] | Los Angeles | FALSE | 38.03 |  | 2011-06-01: 2017-08-01; 2011-08-03: 2017-08-03; 2011-09-20: 2017-10-11 | 2566 | 3309 | Up-front Payment
SCG-008686 | Low Income Single Family Residential | Domestic Hot Water | Gas | Southern California Gas Company | Incentive:Paid | 4723 | 36.9 |  | 1 | 128 |  | 128 |  | 2017-08-03 13:45 | 2017-10-03 | TITANIUM POWER INC | Retrofit | Pacoima | Los Angeles | 91331 | Host Customer is System Owner | 7 |  | 30004079 | GREENoneTEC Solarindustrie GmbH | Solpal Plus | Solpal Plus L-GT | Direct Integral Collector Storage (DI) | 25.66 |  | Solpal Plus L |  |  | Solar Storage with Tankless Auxiliary Water Heater | 51 | 1 | 1 | 85 | Z09 | [18 empty] | Los Angeles | FALSE | 37.18 |  | 2011-06-01: 2017-08-01; 2011-08-03: 2017-08-03; 2011-09-20: 2017-10-03 | 2549 | 4759 | Up-front Payment
SCG-008687 | Low Income Single Family Residential | Domestic Hot Water | Gas | Southern California Gas Company | Incentive:Canceled | 4723 | 36.9 |  | 1 | 128 |  | 128 |  | 2017-08-03 13:43 |  | TITANIUM POWER INC | Retrofit | San Fernando | Los Angeles | 91340 | Host Customer is System Owner | 6 |  | 30004079 | GREENoneTEC Solarindustrie GmbH | Solpal Plus | Solpal Plus L-GT | Direct Integral Collector Storage (DI) | 25.66 |  | Solpal Plus L |  |  | Solar Storage with Tankless Auxiliary Water Heater | 51 | 1 | 1 | 75 | Z09 | [18 empty] | Los Angeles | FALSE | 37.18 |  | 2011-06-01: 2017-08-01; 2011-06-21: 2017-10-23; 2011-08-03: 2017-08-03 | 2557 | 4759 | Up-front Payment
SCG-008688 | Low Income Single Family Residential | Domestic Hot Water | Gas | Southern California Gas Company | Incentive:Paid | 4723 | 36.9 |  | 1 | 128 |  | 128 |  | 2017-08-04 09:32 | 2017-10-02 | TITANIUM POWER INC | Retrofit | Pacoima | Los Angeles | 91331 | Host Customer is System Owner | 9 |  | 30004079 | GREENoneTEC Solarindustrie GmbH | Solpal Plus | Solpal Plus L-GT | Direct Integral Collector Storage (DI) | 25.66 |  | Solpal Plus L |  |  | Solar Storage with Tankless Auxiliary Water Heater | 51 | 1 | 1 | 105 | Z09 | [18 empty] | Los Angeles | FALSE | 37.18 |  | 2011-06-01: 2017-08-01; 2011-08-03: 2017-08-04; 2011-09-20: 2017-10-02 | 2573 | 4759 | Up-front Payment
SCG-008690 | Low Income Single Family Residential | Domestic Hot Water | Gas | Southern California Gas Company | Incentive:Paid | 4723 | 36.9 |  | 1 | 128 |  | 128 |  | 2017-08-04 09:47 | 2017-10-02 | TITANIUM POWER INC | Retrofit | Pacoima | Los Angeles | 91340 | Host Customer is System Owner | 6 |  | 30004079 | GREENoneTEC Solarindustrie GmbH | Solpal Plus | Solpal Plus L-GT | Direct Integral Collector Storage (DI) | 25.66 |  | Solpal Plus L |  |  | Solar Storage with Tankless Auxiliary Water Heater | 51 | 1 | 1 | 75 | Z09 | [18 empty] | Los Angeles | FALSE | 37.18 |  | 2011-06-01: 2017-08-02; 2011-08-03: 2017-08-04; 2011-09-20: 2017-10-02 | 2573 | 4759 | Up-front Payment
SCG-008691 | Low Income Single Family Residential | Domestic Hot Water | Gas | Southern California Gas Company | Incentive:Canceled | 4723 | 36.9 |  | 1 | 128 |  | 128 |  |  |  | TITANIUM POWER INC | Retrofit | Pacoima | Los Angeles | 91331 | Host Customer is System Owner | 8 |  | 30004079 | GREENoneTEC Solarindustrie GmbH | Solpal Plus | Solpal Plus L-GT | Direct Integral Collector Storage (DI) | 25.66 |  | Solpal Plus L |  |  | Solar Storage with Tankless Auxiliary Water Heater | 51 | 1 | 1 | 95 | Z09 | [18 empty] | Los Angeles | FALSE | 37.18 |  | 2011-06-01: 2017-08-02 | 2643 | 4759 | Up-front Payment
SCG-008692 | Low Income Single Family Residential | Domestic Hot Water | Gas | Southern California Gas Company | Incentive:Paid | 4723 | 36.9 |  | 1 | 128 |  | 128 |  | 2017-08-04 09:46 | 2017-10-02 | TITANIUM POWER INC | Retrofit | Pacoima | Los Angeles | 91331 | Host Customer is System Owner | 8 |  | 30004079 | GREENoneTEC Solarindustrie GmbH | Solpal Plus | Solpal Plus L-GT | Direct Integral Collector Storage (DI) | 25.66 |  | Solpal Plus L |  |  | Solar Storage with Tankless Auxiliary Water Heater | 51 | 1 | 1 | 95 | Z09 | [18 empty] | Los Angeles | FALSE | 37.18 |  | 2011-06-01: 2017-08-02; 2011-08-03: 2017-08-04; 2011-09-20: 2017-10-02 | 2573 | 4759 | Up-front Payment
SCG-008693 | Low Income Single Family Residential | Domestic Hot Water | Gas | Southern California Gas Company | Incentive:Paid | 3284 | 36.9 |  | 1 | 89 |  | 89 |  | 2017-08-26 10:35 | 2017-12-08 | TITANIUM POWER INC | Retrofit | Sun Valley | Los Angeles | 91352 | Host Customer is System Owner | 8 |  | 30004078 | GREENoneTEC Solarindustrie GmbH | Solpal Plus | Solpal Plus L-G | Direct Integral Collector Storage (DI) | 25.66 |  | Solpal Plus L |  |  | Solar Storage and Auxiliary Tanks are separate | 51 | 1 | 1 | 95 | Z09 | [18 empty] | Los Angeles | FALSE | 37.74 |  | 2011-06-01: 2017-08-02; 2011-08-03: 2017-08-26; 2011-09-20: 2017-12-08 | 2496 | 3359 | Up-front Payment
SCG-008694 | Low Income Single Family Residential | Domestic Hot Water | Gas | Southern California Gas Company | Incentive:Canceled | 4723 | 36.9 |  | 1 | 128 |  | 128 |  | 2017-08-04 09:39 |  | TITANIUM POWER INC | Retrofit | Pacoima | Los Angeles | 91331 | Host Customer is System Owner | 5 |  | 30004079 | GREENoneTEC Solarindustrie GmbH | Solpal Plus | Solpal Plus L-GT | Direct Integral Collector Storage (DI) | 25.66 |  | Solpal Plus L |  |  | Solar Storage with Tankless Auxiliary Water Heater | 51 | 1 | 1 | 65 | Z09 | [18 empty] | Los Angeles | FALSE | 37.18 |  | 2011-06-01: 2017-08-02; 2011-06-21: 2017-10-23; 2011-08-03: 2017-08-04 | 2452 | 4759 | Up-front Payment
SCG-008695 | Low Income Single Family Residential | Domestic Hot Water | Gas | Southern California Gas Company | Incentive:Paid | 3284 | 36.9 |  | 1 | 89 |  | 89 |  | 2017-08-04 09:51 | 2017-11-14 | TITANIUM POWER INC | Retrofit | Pacoima | Los Angeles | 91331 | Host Customer is System Owner | 6 |  | 30004078 | GREENoneTEC Solarindustrie GmbH | Solpal Plus | Solpal Plus L-G | Direct Integral Collector Storage (DI) | 25.66 |  | Solpal Plus L |  |  | Solar Storage and Auxiliary Tanks are separate | 51 | 1 | 1 | 75 | Z09 | [18 empty] | Los Angeles | FALSE | 37.74 |  | 2011-06-01: 2017-08-02; 2011-08-03: 2017-08-04; 2011-09-20: 2017-11-14 | 2522 | 3359 | Up-front Payment
SCG-008696 | Low Income Single Family Residential | Domestic Hot Water | Gas | Southern California Gas Company | Incentive:Canceled | 3284 | 36.9 |  | 1 | 89 |  | 89 |  | 2017-08-04 09:50 |  | TITANIUM POWER INC | Retrofit | San Fernando | Los Angeles | 91340 | Host Customer is System Owner | 7 |  | 30004078 | GREENoneTEC Solarindustrie GmbH | Solpal Plus | Solpal Plus L-G | Direct Integral Collector Storage (DI) | 25.66 |  | Solpal Plus L |  |  | Solar Storage and Auxiliary Tanks are separate | 51 | 1 | 1 | 85 | Z09 | [18 empty] | Los Angeles | FALSE | 37.74 |  | 2011-06-01: 2017-08-02; 2011-06-21: 2017-10-23; 2011-08-03: 2017-08-04 | 2452 | 3359 | Up-front Payment
SCG-008697 | Low Income Single Family Residential | Domestic Hot Water | Gas | Southern California Gas Company | Incentive:Paid | 3120 | 36.9 |  | 1 | 89 |  | 85 |  | 2017-08-15 14:20 | 2017-11-09 | TITANIUM POWER INC | Retrofit | Sun Valley | Los Angeles | 91352 | Host Customer is System Owner | 4 |  | 30004078 | GREENoneTEC Solarindustrie GmbH | Solpal Plus | Solpal Plus L-G | Direct Integral Collector Storage (DI) | 25.66 |  | Solpal Plus L |  |  | Solar Storage and Auxiliary Tanks are separate | 51 | 1 | 0.95 | 55 | Z09 | [18 empty] | Los Angeles | FALSE | 35.49 |  | 2011-06-01: 2017-08-02; 2011-08-03: 2017-08-15; 2011-09-20: 2017-11-09 | 2523 | 3159 | Up-front Payment
SCG-008698 | Low Income Single Family Residential | Domestic Hot Water | Gas | Southern California Gas Company | Incentive:Paid | 3284 | 36.9 |  | 1 | 89 |  | 89 |  | 2017-08-09 09:00 | 2017-11-08 | TITANIUM POWER INC | Retrofit | Pacoima | Los Angeles | 91331 | Host Customer is System Owner | 8 |  | 30004078 | GREENoneTEC Solarindustrie GmbH | Solpal Plus | Solpal Plus L-G | Direct Integral Collector Storage (DI) | 25.66 |  | Solpal Plus L |  |  | Solar Storage and Auxiliary Tanks are separate | 51 | 1 | 1 | 95 | Z09 | [18 empty] | Los Angeles | FALSE | 37.74 |  | 2011-06-01: 2017-08-02; 2011-08-03: 2017-08-09; 2011-09-20: 2017-11-08 | 2531 | 3359 | Up-front Payment
SCG-008699 | Low Income Single Family Residential | Domestic Hot Water | Gas | Southern California Gas Company | Incentive:Paid | 4723 | 36.9 |  | 1 | 128 |  | 128 |  | 2017-08-09 09:04 | 2018-02-09 | TITANIUM POWER INC | Retrofit | Pacoima | Los Angeles | 91331 | Host Customer is System Owner | 7 |  | 30004079 | GREENoneTEC Solarindustrie GmbH | Solpal Plus | Solpal Plus L-GT | Direct Integral Collector Storage (DI) | 25.66 |  | Solpal Plus L |  |  | Solar Storage with Tankless Auxiliary Water Heater | 51 | 1 | 1 | 85 | Z09 | [18 empty] | Los Angeles | FALSE | 37.18 |  | 2017-08-02 | 2017-11-27 |  |  | 2017-08-09 | 2018-02-09 | 2447 | 4759 | Up-front Payment
SCG-008700 | Low Income Multifamily Residential | Domestic Hot Water | Gas | Southern California Gas Company | Incentive:Paid | 71335 | 24.89 |  | 1 | 2866 |  | 2866 |  | 2017-10-12 11:04 | 2017-12-05 | PROMISE ENERGY INC | Retrofit | Los Angeles | Los Angeles | 90013 | Host Customer is System Owner | [7 empty] | 859.95 | 40.95 |  | Glycol | Steam Back | Solar Storage and Auxiliary Tanks are separate |  | 1 | 1 | 2622 | Z09 | 69 | Units | Apartments/Condos | 10001803 | 21 | 1 | 1100 | 1 | 335 | 1 | 399000 | FALSE | 120 | 140 |  | Amatis Controls - AM-JOULE |  | Amatis Controls - AM-JOULE | LADBS | FALSE | 28.93 |  | 2017-08-02 |  | 2017-10-12 | 2017-12-05 | 2018-09-05 | 2018-10-30 | 2186 | 82912 | Up-front Payment
SCG-008701 | Single Family Residential - Disadvantaged Community | Domestic Hot Water | Gas | Southern California Gas Company | Incentive:Paid | 3522 | 29.85 |  | 1 | 118 |  | 118 |  | 2018-01-19 16:29 | 2018-06-11 | INTELLIGENT GREEN SOLUTIONS CA | Retrofit | Visalia | Tulare | 93291 | Host Customer is System Owner | 4 |  | 30004236 | SunMaxx Solar LLC | ThermoPower | VTS30-HP-G | Indirect Thermosyphon (IT) | 47.9 |  | TZ58/1800-30C | Automatic Drainback |  | Solar Storage and Auxiliary Tanks are separate | 79 | 1 | 1 | 55 | Z13 | [18 empty] | Visalia | FALSE | 52.88 |  | 2011-06-01: 2017-08-02; 2011-08-03: 2018-01-19; 2011-09-20: 2018-06-11 | 2327 | 6240 | Up-front Payment
SCG-008702 | Low Income Single Family Residential | Domestic Hot Water | Gas | Southern California Gas Company | Incentive:Paid | 4487 | 36.9 |  | 1 | 128 |  | 122 |  | 2017-08-15 14:04 | 2017-11-10 | TITANIUM POWER INC | Retrofit | Pacoima | Los Angeles | 91331 | Host Customer is System Owner | 6 |  | 30004079 | GREENoneTEC Solarindustrie GmbH | Solpal Plus | Solpal Plus L-GT | Direct Integral Collector Storage (DI) | 25.66 |  | Solpal Plus L |  |  | Solar Storage with Tankless Auxiliary Water Heater | 51 | 1 | 0.95 | 75 | Z09 | [18 empty] | Los Angeles | FALSE | 35.23 |  | 2011-06-01: 2017-08-02; 2011-08-03: 2017-08-15; 2011-09-20: 2017-11-10 | 2532 | 4509 | Up-front Payment
SCG-008703 | Low Income Single Family Residential | Domestic Hot Water | Gas | Southern California Gas Company | Incentive:Paid | 3284 | 36.9 |  | 1 | 89 |  | 89 |  | 2017-08-09 09:03 | 2017-12-13 | TITANIUM POWER INC | Retrofit | Arleta | Los Angeles | 91331 | Host Customer is System Owner | 4 |  | 30004078 | GREENoneTEC Solarindustrie GmbH | Solpal Plus | Solpal Plus L-G | Direct Integral Collector Storage (DI) | 25.66 |  | Solpal Plus L |  |  | Solar Storage and Auxiliary Tanks are separate | 51 | 1 | 1 | 55 | Z09 | [18 empty] | Los Angeles | FALSE | 37.74 |  | 2017-08-02 | 2017-11-27 |  |  | 2017-08-09 | 2017-12-13 | 2475 | 3359 | Up-front Payment
SCG-008704 | Single Family Residential | Domestic Hot Water | Gas | Southern California Gas Company | Incentive:Paid | 2657 | 29.85 |  | 1 | 89 |  | 89 |  | 2017-08-15 14:48 | 2017-10-03 | TITANIUM POWER INC | Retrofit | North Hollywood | Los Angeles | 91606 | Host Customer is System Owner | 5 |  | 30004078 | GREENoneTEC Solarindustrie GmbH | Solpal Plus | Solpal Plus L-G | Direct Integral Collector Storage (DI) | 25.66 |  | Solpal Plus L |  |  | Solar Storage with Tankless Auxiliary Water Heater | 51 | 1 | 1 | 65 | Z09 | [18 empty] | Los Angeles | FALSE | 43.92 |  | 2011-06-01: 2017-08-02; 2011-08-03: 2017-08-15; 2011-09-20: 2017-10-03 | 2573 | 3909 | Up-front Payment
SCG-008705 | Low Income Single Family Residential | Domestic Hot Water | Gas | Southern California Gas Company | Incentive:Paid | 3120 | 36.9 |  | 1 | 89 |  | 85 |  | 2017-08-04 09:36 | 2017-11-17 | TITANIUM POWER INC | Retrofit | Sun Valley | Los Angeles | 91352 | Host Customer is System Owner | 6 |  | 30004078 | GREENoneTEC Solarindustrie GmbH | Solpal Plus | Solpal Plus L-G | Direct Integral Collector Storage (DI) | 25.66 |  | Solpal Plus L |  |  | Solar Storage and Auxiliary Tanks are separate | 51 | 1 | 0.95 | 75 | Z09 | [18 empty] | Los Angeles | FALSE | 36.06 |  | 2011-06-01: 2017-08-02; 2011-08-03: 2017-08-04; 2011-09-20: 2017-11-17 | 2521 | 3209 | Up-front Payment
SCG-008706 | Single Family Residential - Disadvantaged Community | Domestic Hot Water | Gas | Southern California Gas Company | Incentive:Paid | 2818 | 29.85 |  | 1 | 118 |  | 94 |  | 2017-10-24 15:33 | 2018-03-08 | INTELLIGENT GREEN SOLUTIONS CA | Retrofit | Visalia | Tulare | 93291 | Host Customer is System Owner | 4 |  | 30004236 | SunMaxx Solar LLC | ThermoPower | VTS30-HP-G | Indirect Thermosyphon (IT) | 47.9 |  | TZ58/1800-30C | Automatic Drainback |  | Solar Storage and Auxiliary Tanks are separate | 79 | 1 | 0.8 | 55 | Z13 | [18 empty] | Visalia | FALSE | 52.88 |  | 2017-08-02 | 2017-11-17 |  |  | 2017-10-24 | 2018-03-08 | 2419 | 6240 | Up-front Payment
SCG-008707 | Low Income Single Family Residential | Domestic Hot Water | Gas | Southern California Gas Company | Incentive:Paid | 3284 | 36.9 |  | 1 | 89 |  | 89 |  | 2017-08-04 09:35 | 2017-10-27 | TITANIUM POWER INC | Retrofit | Pacoima | Los Angeles | 91331 | Host Customer is System Owner | 7 |  | 30004078 | GREENoneTEC Solarindustrie GmbH | Solpal Plus | Solpal Plus L-G | Direct Integral Collector Storage (DI) | 25.66 |  | Solpal Plus L |  |  | Solar Storage and Auxiliary Tanks are separate | 51 | 1 | 1 | 85 | Z09 | [18 empty] | Los Angeles | FALSE | 37.74 |  | 2011-06-01: 2017-08-02; 2011-08-03: 2017-08-04; 2011-09-20: 2017-10-27 | 2546 | 3359 | Up-front Payment
SCG-008708 | Low Income Single Family Residential | Domestic Hot Water | Gas | Southern California Gas Company | Incentive:Paid | 3284 | 36.9 |  | 1 | 89 |  | 89 |  | 2017-08-26 10:32 | 2017-12-13 | TITANIUM POWER INC | Retrofit | San Fernando | Los Angeles | 91342 | Host Customer is System Owner | 6 |  | 30004078 | GREENoneTEC Solarindustrie GmbH | Solpal Plus | Solpal Plus L-G | Direct Integral Collector Storage (DI) | 25.66 |  | Solpal Plus L |  |  | Solar Storage and Auxiliary Tanks are separate | 51 | 1 | 1 | 75 | Z09 | [18 empty] | Los Angeles | FALSE | 37.74 |  | 2011-06-01: 2017-08-02; 2011-08-03: 2017-08-26; 2011-09-20: 2017-12-13 | 2474 | 3359 | Up-front Payment
SCG-008709 | Low Income Single Family Residential | Domestic Hot Water | Gas | Southern California Gas Company | Incentive:Paid | 4723 | 36.9 |  | 1 | 128 |  | 128 |  | 2017-08-07 14:26 | 2017-11-08 | TITANIUM POWER INC | Retrofit | Pacoima | Los Angeles | 91331 | Host Customer is System Owner | 7 |  | 30004079 | GREENoneTEC Solarindustrie GmbH | Solpal Plus | Solpal Plus L-GT | Direct Integral Collector Storage (DI) | 25.66 |  | Solpal Plus L |  |  | Solar Storage with Tankless Auxiliary Water Heater | 51 | 1 | 1 | 85 | Z09 | [18 empty] | Los Angeles | FALSE | 37.18 |  | 2011-06-01: 2017-08-03; 2011-08-03: 2017-08-07; 2011-09-20: 2017-11-08 | 2530 | 4759 | Up-front Payment
SCG-008710 | Low Income Single Family Residential | Domestic Hot Water | Gas | Southern California Gas Company | Incentive:Paid | 4723 | 36.9 |  | 1 | 128 |  | 128 |  | 2017-08-07 14:25 | 2017-12-13 | TITANIUM POWER INC | Retrofit | Pacoima | Los Angeles | 91331 | Host Customer is System Owner | 6 |  | 30004079 | GREENoneTEC Solarindustrie GmbH | Solpal Plus | Solpal Plus L-GT | Direct Integral Collector Storage (DI) | 25.66 |  | Solpal Plus L |  |  | Solar Storage with Tankless Auxiliary Water Heater | 51 | 1 | 1 | 75 | Z09 | [18 empty] | Los Angeles | FALSE | 37.18 |  | 2017-08-03 | 2017-11-27 |  |  | 2017-08-07 | 2017-12-13 | 2475 | 4759 | Up-front Payment
SCG-008711 | Low Income Single Family Residential | Domestic Hot Water | Gas | Southern California Gas Company | Incentive:Paid | 4723 | 36.9 |  | 1 | 128 |  | 128 |  | 2017-08-09 09:37 | 2017-11-08 | TITANIUM POWER INC | Retrofit | San Fernando | Los Angeles | 91340 | Host Customer is System Owner | 6 |  | 30004079 | GREENoneTEC Solarindustrie GmbH | Solpal Plus | Solpal Plus L-GT | Direct Integral Collector Storage (DI) | 25.66 |  | Solpal Plus L |  |  | Solar Storage with Tankless Auxiliary Water Heater | 51 | 1 | 1 | 75 | Z09 | [18 empty] | Los Angeles | FALSE | 37.18 |  | 2011-06-01: 2017-08-03; 2011-08-03: 2017-08-09; 2011-09-20: 2017-11-08 | 2531 | 4759 | Up-front Payment
SCG-008712 | Low Income Single Family Residential | Domestic Hot Water | Gas | Southern California Gas Company | Incentive:Paid | 4723 | 36.9 |  | 1 | 128 |  | 128 |  | 2017-08-22 12:03 | 2017-11-09 | TITANIUM POWER INC | Retrofit | San Fernando | Los Angeles | 91340 | Host Customer is System Owner | 7 |  | 30004079 | GREENoneTEC Solarindustrie GmbH | Solpal Plus | Solpal Plus L-GT | Direct Integral Collector Storage (DI) | 25.66 |  | Solpal Plus L |  |  | Solar Storage with Tankless Auxiliary Water Heater | 51 | 1 | 1 | 85 | Z09 | [18 empty] | Los Angeles | FALSE | 37.18 |  | 2011-06-01: 2017-08-03; 2011-08-03: 2017-08-22; 2011-09-20: 2017-11-09 | 2532 | 4759 | Up-front Payment
SCG-008713 | Low Income Single Family Residential | Domestic Hot Water | Gas | Southern California Gas Company | Incentive:Paid | 4723 | 36.9 |  | 1 | 128 |  | 128 |  | 2017-08-15 14:25 | 2017-12-27 | TITANIUM POWER INC | Retrofit | San Fernando | Los Angeles | 91340 | Host Customer is System Owner | 6 |  | 30004079 | GREENoneTEC Solarindustrie GmbH | Solpal Plus | Solpal Plus L-GT | Direct Integral Collector Storage (DI) | 25.66 |  | Solpal Plus L |  |  | Solar Storage with Tankless Auxiliary Water Heater | 51 | 1 | 1 | 75 | Z09 | [18 empty] | Los Angeles | FALSE | 37.18 |  | 2017-08-03 | 2017-11-29 |  |  | 2017-08-15 | 2017-12-27 | 2475 | 4759 | Up-front Payment
SCG-008714 | Low Income Single Family Residential | Domestic Hot Water | Gas | Southern California Gas Company | Incentive:Paid | 4723 | 36.9 |  | 1 | 128 |  | 128 |  | 2017-08-07 14:24 | 2017-11-08 | TITANIUM POWER INC | Retrofit | Arleta | Los Angeles | 91331 | Host Customer is System Owner | 4 |  | 30004079 | GREENoneTEC Solarindustrie GmbH | Solpal Plus | Solpal Plus L-GT | Direct Integral Collector Storage (DI) | 25.66 |  | Solpal Plus L |  |  | Solar Storage with Tankless Auxiliary Water Heater | 51 | 1 | 1 | 55 | Z09 | [18 empty] | Los Angeles | FALSE | 37.18 |  | 2011-06-01: 2017-08-03; 2011-08-03: 2017-08-07; 2011-09-20: 2017-11-08 | 2530 | 4759 | Up-front Payment
SCG-008715 | Low Income Single Family Residential | Domestic Hot Water | Gas | Southern California Gas Company | Incentive:Paid | 4723 | 36.9 |  | 1 | 128 |  | 128 |  | 2017-08-09 09:35 | 2017-12-27 | TITANIUM POWER INC | Retrofit | Pacoima | Los Angeles | 91331 | Host Customer is System Owner | 7 |  | 30004079 | GREENoneTEC Solarindustrie GmbH | Solpal Plus | Solpal Plus L-GT | Direct Integral Collector Storage (DI) | 25.66 |  | Solpal Plus L |  |  | Solar Storage with Tankless Auxiliary Water Heater | 51 | 1 | 1 | 85 | Z09 | [18 empty] | Los Angeles | FALSE | 37.18 |  | 2017-08-03 | 2017-11-27 |  |  | 2017-08-09 | 2017-12-27 | 2475 | 4759 | Up-front Payment
SCG-008716 | Low Income Single Family Residential | Domestic Hot Water | Gas | Southern California Gas Company | Incentive:Paid | 4487 | 36.9 |  | 1 | 128 |  | 122 |  | 2017-08-07 14:22 | 2017-12-27 | TITANIUM POWER INC | Retrofit | Pacoima | Los Angeles | 91331 | Host Customer is System Owner | 6 |  | 30004079 | GREENoneTEC Solarindustrie GmbH | Solpal Plus | Solpal Plus L-GT | Direct Integral Collector Storage (DI) | 25.66 |  | Solpal Plus L |  |  | Solar Storage with Tankless Auxiliary Water Heater | 51 | 1 | 0.95 | 75 | Z09 | [18 empty] | Los Angeles | FALSE | 35.23 |  | 2017-08-03 | 2017-11-27 |  |  | 2017-08-07 | 2017-12-27 | 2475 | 4509 | Up-front Payment
PGE-008717 | Low Income Single Family Residential | Domestic Hot Water | Gas | Pacific Gas and Electric | Incentive:Paid | 4242 | 36.9 |  | 1 | 121 |  | 115 |  | 2017-08-10 08:26 | 2017-09-11 | MERCED COUNTY COMMUNITY ACTION BOARD | Retrofit | MERCED | Merced | 95341 | Host Customer is System Owner | 6 |  | 30004214 | Alternate Energy Technologies | EAGLESUN | DBS-G2-60-40 | Indirect Forced Circulation (IF) | 41.35 |  | MSC-20 | Automatic Drainback |  | Solar Storage and Auxiliary Tanks are separate | 60 | 1 | 0.95 | 75 | Z12 | [18 empty] | MERCED CITY | FALSE | 47.21 |  | 2017-08-03 | 2017-08-21 |  |  | 2017-08-10 | 2017-09-11 | 2592 | 5712.68 | Up-front Payment
SCG-008719 | Commercial/Multifamily Residential | Domestic Hot Water | Gas | Southern California Gas Company | Incentive:Paid | 52837 | 20.19 |  | 1 | 2617 |  | 2617 |  | 2017-10-03 10:46 | 2017-10-23 | ALL VALLEY SOLAR INC | Retrofit | Woodland Hills | Woodland Hills | 91367 | Host Customer is System Owner | [7 empty] | 655.2 | 40.95 |  | Drainback |  | Solar Storage and Auxiliary Tanks are separate |  | 1 | 1 | 1880 | Z09 | 47 | Units | Apartments/Condos | TRB-40 | 16 | 2 | 900 | 1 | 119 | 1 | 500000 | TRUE | 135 | 140 |  | SunEarth - SETR A503 TTR U + VFS 10-200 |  | SunEarth - SETR A503 TTR U + VFS 10-200 | LADBS | FALSE | 34.07 |  | 2017-08-03 |  | 2017-10-03 | 2017-10-23 | 2018-01-24 | 2018-02-21 | 2339 | 89173 | Up-front Payment
SCG-008720 | Low Income Single Family Residential | Domestic Hot Water | Gas | Southern California Gas Company | Incentive:Paid | 4723 | 36.9 |  | 1 | 128 |  | 128 |  | 2017-08-09 10:14 | 2017-11-08 | TITANIUM POWER INC | Retrofit | San Fernando | Los Angeles | 91340 | Host Customer is System Owner | 7 |  | 30004079 | GREENoneTEC Solarindustrie GmbH | Solpal Plus | Solpal Plus L-GT | Direct Integral Collector Storage (DI) | 25.66 |  | Solpal Plus L |  |  | Solar Storage with Tankless Auxiliary Water Heater | 51 | 1 | 1 | 85 | Z09 | [18 empty] | Los Angeles | FALSE | 37.18 |  | 2011-06-01: 2017-08-03; 2011-08-03: 2017-08-09; 2011-09-20: 2017-11-08 | 2531 | 4759 | Up-front Payment
SCG-008721 | Low Income Single Family Residential | Domestic Hot Water | Gas | Southern California Gas Company | Incentive:Paid | 4723 | 36.9 |  | 1 | 128 |  | 128 |  | 2017-08-09 10:13 | 2017-11-08 | TITANIUM POWER INC | Retrofit | Pacoima | Los Angeles | 91331 | Host Customer is System Owner | 6 |  | 30004079 | GREENoneTEC Solarindustrie GmbH | Solpal Plus | Solpal Plus L-GT | Direct Integral Collector Storage (DI) | 25.66 |  | Solpal Plus L |  |  | Solar Storage with Tankless Auxiliary Water Heater | 51 | 1 | 1 | 75 | Z09 | [18 empty] | Los Angeles | FALSE | 37.18 |  | 2011-06-01: 2017-08-03; 2011-08-03: 2017-08-09; 2011-09-20: 2017-11-08 | 2531 | 4759 | Up-front Payment
SCG-008722 | Low Income Single Family Residential | Domestic Hot Water | Gas | Southern California Gas Company | Incentive:Paid | 4723 | 36.9 |  | 1 | 128 |  | 128 |  | 2017-08-11 13:57 | 2017-11-08 | TITANIUM POWER INC | Retrofit | Pacoima | Los Angeles | 91331 | Host Customer is System Owner | 5 |  | 30004079 | GREENoneTEC Solarindustrie GmbH | Solpal Plus | Solpal Plus L-GT | Direct Integral Collector Storage (DI) | 25.66 |  | Solpal Plus L |  |  | Solar Storage with Tankless Auxiliary Water Heater | 51 | 1 | 1 | 65 | Z09 | [18 empty] | Los Angeles | FALSE | 37.18 |  | 2011-06-01: 2017-08-03; 2011-08-03: 2017-08-11; 2011-09-20: 2017-11-08 | 2531 | 4759 | Up-front Payment
SCG-008723 | Low Income Single Family Residential | Domestic Hot Water | Gas | Southern California Gas Company | Incentive:Paid | 4723 | 36.9 |  | 1 | 128 |  | 128 |  | 2017-08-11 14:41 | 2017-11-07 | TITANIUM POWER INC | Retrofit | Pacoima | Los Angeles | 91331 | Host Customer is System Owner | 6 |  | 30004079 | GREENoneTEC Solarindustrie GmbH | Solpal Plus | Solpal Plus L-GT | Direct Integral Collector Storage (DI) | 25.66 |  | Solpal Plus L |  |  | Solar Storage with Tankless Auxiliary Water Heater | 51 | 1 | 1 | 75 | Z09 | [18 empty] | Los Angeles | FALSE | 37.18 |  | 2011-06-01: 2017-08-03; 2011-08-03: 2017-08-11; 2011-09-20: 2017-11-07 | 2532 | 4759 | Up-front Payment
SCG-008724 | Low Income Single Family Residential | Domestic Hot Water | Gas | Southern California Gas Company | Incentive:Canceled | 4723 | 36.9 |  | 1 | 128 |  | 128 |  |  |  | TITANIUM POWER INC | Retrofit | Pacoima | Los Angeles | 91331 | Host Customer is System Owner | 6 |  | 30004079 | GREENoneTEC Solarindustrie GmbH | Solpal Plus | Solpal Plus L-GT | Direct Integral Collector Storage (DI) | 25.66 |  | Solpal Plus L |  |  | Solar Storage with Tankless Auxiliary Water Heater | 51 | 1 | 1 | 75 | Z09 | [18 empty] | Los Angeles | FALSE | 37.18 |  | 2011-06-01: 2017-08-03 | 2641 | 4759 | Up-front Payment
SCG-008725 | Low Income Single Family Residential | Domestic Hot Water | Gas | Southern California Gas Company | Incentive:Paid | 4723 | 36.9 |  | 1 | 128 |  | 128 |  | 2017-08-07 15:24 | 2017-11-08 | TITANIUM POWER INC | Retrofit | Pacoima | Los Angeles | 91331 | Host Customer is System Owner | 6 |  | 30004079 | GREENoneTEC Solarindustrie GmbH | Solpal Plus | Solpal Plus L-GT | Direct Integral Collector Storage (DI) | 25.66 |  | Solpal Plus L |  |  | Solar Storage with Tankless Auxiliary Water Heater | 51 | 1 | 1 | 75 | Z09 | [18 empty] | Los Angeles | FALSE | 37.18 |  | 2011-06-01: 2017-08-03; 2011-08-03: 2017-08-07; 2011-09-20: 2017-11-08 | 2530 | 4759 | Up-front Payment
SCG-008726 | Low Income Single Family Residential | Domestic Hot Water | Gas | Southern California Gas Company | Incentive:Paid | 3284 | 36.9 |  | 1 | 89 |  | 89 |  | 2017-08-09 09:22 | 2017-11-08 | TITANIUM POWER INC | Retrofit | San Fernando | Los Angeles | 91340 | Host Customer is System Owner | 7 |  | 30004078 | GREENoneTEC Solarindustrie GmbH | Solpal Plus | Solpal Plus L-G | Direct Integral Collector Storage (DI) | 25.66 |  | Solpal Plus L |  |  | Solar Storage and Auxiliary Tanks are separate | 51 | 1 | 1 | 85 | Z09 | [18 empty] | Los Angeles | FALSE | 37.74 |  | 2011-06-01: 2017-08-03; 2011-08-03: 2017-08-09; 2011-09-20: 2017-11-08 | 2531 | 3359 | Up-front Payment
SCG-008727 | Low Income Single Family Residential | Domestic Hot Water | Gas | Southern California Gas Company | Incentive:Paid | 4723 | 36.9 |  | 1 | 128 |  | 128 |  | 2017-08-17 14:09 | 2017-11-10 | TITANIUM POWER INC | Retrofit | Pacoima | Los Angeles | 91331 | Host Customer is System Owner | 6 |  | 30004079 | GREENoneTEC Solarindustrie GmbH | Solpal Plus | Solpal Plus L-GT | Direct Integral Collector Storage (DI) | 25.66 |  | Solpal Plus L |  |  | Solar Storage with Tankless Auxiliary Water Heater | 51 | 1 | 1 | 75 | Z09 | [18 empty] | Los Angeles | FALSE | 37.18 |  | 2011-06-01: 2017-08-03; 2011-08-03: 2017-08-17; 2011-09-20: 2017-11-10 | 2523 | 4759 | Up-front Payment
SCG-008728 | Low Income Single Family Residential | Domestic Hot Water | Gas | Southern California Gas Company | Incentive:Paid | 4723 | 36.9 |  | 1 | 128 |  | 128 |  | 2017-08-07 15:27 | 2017-11-08 | TITANIUM POWER INC | Retrofit | Pacoima | Los Angeles | 91331 | Host Customer is System Owner | 6 |  | 30004079 | GREENoneTEC Solarindustrie GmbH | Solpal Plus | Solpal Plus L-GT | Direct Integral Collector Storage (DI) | 25.66 |  | Solpal Plus L |  |  | Solar Storage with Tankless Auxiliary Water Heater | 51 | 1 | 1 | 75 | Z09 | [18 empty] | Los Angeles | FALSE | 37.18 |  | 2011-06-01: 2017-08-03; 2011-08-03: 2017-08-07; 2011-09-20: 2017-11-08 | 2530 | 4759 | Up-front Payment
SCG-008729 | Low Income Single Family Residential | Domestic Hot Water | Gas | Southern California Gas Company | Incentive:Paid | 4723 | 36.9 |  | 1 | 128 |  | 128 |  | 2017-08-09 09:32 | 2017-11-08 | TITANIUM POWER INC | Retrofit | Pacoima | Los Angeles | 91331 | Host Customer is System Owner | 5 |  | 30004079 | GREENoneTEC Solarindustrie GmbH | Solpal Plus | Solpal Plus L-GT | Direct Integral Collector Storage (DI) | 25.66 |  | Solpal Plus L |  |  | Solar Storage with Tankless Auxiliary Water Heater | 51 | 1 | 1 | 65 | Z09 | [18 empty] | Los Angeles | FALSE | 37.18 |  | 2011-06-01: 2017-08-03; 2011-08-03: 2017-08-09; 2011-09-20: 2017-11-08 | 2531 | 4759 | Up-front Payment
SCG-008730 | Low Income Single Family Residential | Domestic Hot Water | Gas | Southern California Gas Company | Incentive:Paid | 3284 | 36.9 |  | 1 | 89 |  | 89 |  | 2017-08-09 09:11 | 2017-11-08 | TITANIUM POWER INC | Retrofit | Pacoima | Los Angeles | 91331 | Host Customer is System Owner | 8 |  | 30004078 | GREENoneTEC Solarindustrie GmbH | Solpal Plus | Solpal Plus L-G | Direct Integral Collector Storage (DI) | 25.66 |  | Solpal Plus L |  |  | Solar Storage and Auxiliary Tanks are separate | 51 | 1 | 1 | 95 | Z09 | [18 empty] | Los Angeles | FALSE | 37.74 |  | 2011-06-01: 2017-08-03; 2011-08-03: 2017-08-09; 2011-09-20: 2017-11-08 | 2531 | 3359 | Up-front Payment
SCG-008731 | Low Income Single Family Residential | Domestic Hot Water | Gas | Southern California Gas Company | Incentive:Paid | 4723 | 36.9 |  | 1 | 128 |  | 128 |  | 2017-08-09 09:24 | 2017-12-27 | TITANIUM POWER INC | Retrofit | San Fernando | Los Angeles | 91340 | Host Customer is System Owner | 7 |  | 30004079 | GREENoneTEC Solarindustrie GmbH | Solpal Plus | Solpal Plus L-GT | Direct Integral Collector Storage (DI) | 25.66 |  | Solpal Plus L |  |  | Solar Storage with Tankless Auxiliary Water Heater | 51 | 1 | 1 | 85 | Z09 | [18 empty] | Los Angeles | FALSE | 37.18 |  | 2017-08-03 | 2017-11-27 |  |  | 2017-08-09 | 2017-12-27 | 2475 | 4759 | Up-front Payment
SCG-008732 | Low Income Single Family Residential | Domestic Hot Water | Gas | Southern California Gas Company | Incentive:Paid | 3284 | 36.9 |  | 1 | 89 |  | 89 |  | 2017-08-15 14:06 | 2017-12-27 | TITANIUM POWER INC | Retrofit | Pacoima | Los Angeles | 91331 | Host Customer is System Owner | 7 |  | 30004078 | GREENoneTEC Solarindustrie GmbH | Solpal Plus | Solpal Plus L-G | Direct Integral Collector Storage (DI) | 25.66 |  | Solpal Plus L |  |  | Solar Storage and Auxiliary Tanks are separate | 51 | 1 | 1 | 85 | Z09 | [18 empty] | Los Angeles | FALSE | 37.74 |  | 2017-08-03 | 2017-11-29 |  |  | 2017-08-15 | 2017-12-27 | 2475 | 3359 | Up-front Payment
SCG-008733 | Low Income Single Family Residential | Domestic Hot Water | Gas | Southern California Gas Company | Incentive:Paid | 3050 | 36.9 |  | 1 | 87 |  | 83 |  | 2017-08-09 09:16 | 2017-11-08 | TITANIUM POWER INC | Retrofit | Los Angeles | Los Angeles | 90016 | Host Customer is System Owner | 4 |  | 30004078 | GREENoneTEC Solarindustrie GmbH | Solpal Plus | Solpal Plus L-G | Direct Integral Collector Storage (DI) | 25.66 |  | Solpal Plus L |  |  | Solar Storage and Auxiliary Tanks are separate | 51 | 1 | 0.95 | 55 | Z08 | [18 empty] | Los Angeles | FALSE | 35.74 |  | 2011-06-01: 2017-08-03; 2011-08-03: 2017-08-09; 2011-09-20: 2017-11-08 | 2531 | 3109 | Up-front Payment
SCG-008734 | Low Income Single Family Residential | Domestic Hot Water | Gas | Southern California Gas Company | Incentive:Paid | 3284 | 36.9 |  | 1 | 89 |  | 89 |  | 2017-08-09 09:19 | 2017-12-27 | TITANIUM POWER INC | Retrofit | San Fernando | Los Angeles | 91340 | Host Customer is System Owner | 7 |  | 30004078 | GREENoneTEC Solarindustrie GmbH | Solpal Plus | Solpal Plus L-G | Direct Integral Collector Storage (DI) | 25.66 |  | Solpal Plus L |  |  | Solar Storage and Auxiliary Tanks are separate | 51 | 1 | 1 | 85 | Z09 | [18 empty] | Los Angeles | FALSE | 37.74 |  | 2017-08-03 | 2017-11-27 |  |  | 2017-08-09 | 2017-12-27 | 2475 | 3359 | Up-front Payment
PGE-008736 | Low Income Single Family Residential | Domestic Hot Water | Gas | Pacific Gas and Electric | Incentive:Paid | 5050 | 36.9 |  | 1 | 147 |  | 137 |  | 2017-09-15 10:27 | 2017-10-16 | MERCED COUNTY COMMUNITY ACTION BOARD | Retrofit | DELHI | Merced | 95315 | Host Customer is System Owner | 4 |  | 2010017C | Alternate Energy Technologies | EAGLESUN | DBS-G2-80-64 | Indirect Forced Circulation (IF) | 65.34 |  | MSC-32 | Automatic Drainback |  | Solar Storage and Auxiliary Tanks are separate | 80 | 0.98 | 0.95 | 55 | Z12 | [18 empty] | County of Merced | FALSE | 40.16 |  | 2017-08-03 | 2017-09-20 |  |  | 2017-09-15 | 2017-10-16 | 2559 | 5903.06 | Up-front Payment
SCG-008737 | Low Income Single Family Residential | Domestic Hot Water | Gas | Southern California Gas Company | Incentive:Paid | 3284 | 36.9 |  | 1 | 89 |  | 89 |  | 2017-08-07 14:20 | 2017-11-03 | TITANIUM POWER INC | Retrofit | Pacoima | Los Angeles | 91331 | Host Customer is System Owner | 7 |  | 30004078 | GREENoneTEC Solarindustrie GmbH | Solpal Plus | Solpal Plus L-G | Direct Integral Collector Storage (DI) | 25.66 |  | Solpal Plus L |  |  | Solar Storage and Auxiliary Tanks are separate | 51 | 1 | 1 | 85 | Z09 | [18 empty] | Los Angeles | FALSE | 37.74 |  | 2011-06-01: 2017-08-04; 2011-08-03: 2017-08-07; 2011-09-20: 2017-11-03 | 2530 | 3359 | Up-front Payment
SCG-008738 | Low Income Single Family Residential | Domestic Hot Water | Gas | Southern California Gas Company | Incentive:Paid | 3120 | 36.9 |  | 1 | 89 |  | 85 |  | 2017-08-09 09:05 | 2017-12-27 | TITANIUM POWER INC | Retrofit | Pacoima | Los Angeles | 91331 | Host Customer is System Owner | 7 |  | 30004078 | GREENoneTEC Solarindustrie GmbH | Solpal Plus | Solpal Plus L-G | Direct Integral Collector Storage (DI) | 25.66 |  | Solpal Plus L |  |  | Solar Storage and Auxiliary Tanks are separate | 51 | 1 | 0.95 | 85 | Z09 | [18 empty] | Los Angeles | FALSE | 36.06 |  | 2017-08-04 | 2017-11-27 |  |  | 2017-08-09 | 2017-12-27 | 2475 | 3209 | Up-front Payment
SCG-008739 | Low Income Single Family Residential | Domestic Hot Water | Gas | Southern California Gas Company | Incentive:Paid | 3120 | 36.9 |  | 1 | 89 |  | 85 |  | 2017-08-15 14:19 | 2017-12-01 | TITANIUM POWER INC | Retrofit | Pacoima | Los Angeles | 91331 | Host Customer is System Owner | 4 |  | 30004078 | GREENoneTEC Solarindustrie GmbH | Solpal Plus | Solpal Plus L-G | Direct Integral Collector Storage (DI) | 25.66 |  | Solpal Plus L |  |  | Solar Storage and Auxiliary Tanks are separate | 51 | 1 | 0.95 | 55 | Z09 | [18 empty] | Los Angeles | FALSE | 37.74 |  | 2011-06-01: 2017-08-04; 2011-08-03: 2017-08-15; 2011-09-20: 2017-12-01 | 2505 | 3359 | Up-front Payment
SCG-008740 | Low Income Single Family Residential | Domestic Hot Water | Gas | Southern California Gas Company | Incentive:Paid | 3284 | 36.9 |  | 1 | 89 |  | 89 |  | 2017-08-15 14:14 | 2017-11-09 | TITANIUM POWER INC | Retrofit | Pacoima | Los Angeles | 91331 | Host Customer is System Owner | 4 |  | 30004078 | GREENoneTEC Solarindustrie GmbH | Solpal Plus | Solpal Plus L-G | Direct Integral Collector Storage (DI) | 25.66 |  | Solpal Plus L |  |  | Solar Storage and Auxiliary Tanks are separate | 51 | 1 | 1 | 55 | Z09 | [18 empty] | Los Angeles | FALSE | 37.74 |  | 2011-06-01: 2017-08-04; 2011-08-03: 2017-08-15; 2011-09-20: 2017-11-09 | 2523 | 3359 | Up-front Payment
SCG-008741 | Low Income Single Family Residential | Domestic Hot Water | Gas | Southern California Gas Company | Incentive:Paid | 4723 | 36.9 |  | 1 | 128 |  | 128 |  | 2017-08-15 14:13 | 2017-11-09 | TITANIUM POWER INC | Retrofit | Pacoima | Los Angeles | 91331 | Host Customer is System Owner | 4 |  | 30004079 | GREENoneTEC Solarindustrie GmbH | Solpal Plus | Solpal Plus L-GT | Direct Integral Collector Storage (DI) | 25.66 |  | Solpal Plus L |  |  | Solar Storage with Tankless Auxiliary Water Heater | 51 | 1 | 1 | 55 | Z09 | [18 empty] | Los Angeles | FALSE | 37.18 |  | 2011-06-01: 2017-08-04; 2011-08-03: 2017-08-15; 2011-09-20: 2017-11-09 | 2523 | 4759 | Up-front Payment
SCG-008742 | Low Income Single Family Residential | Domestic Hot Water | Gas | Southern California Gas Company | Incentive:Paid | 3284 | 36.9 |  | 1 | 89 |  | 89 |  | 2017-08-25 13:52 | 2017-12-08 | TITANIUM POWER INC | Retrofit | Pacoima | Los Angeles | 91331 | Host Customer is System Owner | 8 |  | 30004078 | GREENoneTEC Solarindustrie GmbH | Solpal Plus | Solpal Plus L-G | Direct Integral Collector Storage (DI) | 25.66 |  | Solpal Plus L |  |  | Solar Storage and Auxiliary Tanks are separate | 51 | 1 | 1 | 95 | Z09 | [18 empty] | Los Angeles | FALSE | 37.74 |  | 2011-06-01: 2017-08-04; 2011-08-03: 2017-08-25; 2011-09-20: 2017-12-08 | 2496 | 3359 | Up-front Payment
PGE-008743 | Low Income Single Family Residential | Domestic Hot Water | Gas | Pacific Gas and Electric | Incentive:Canceled | 4465 | 36.9 |  | 1 | 121 |  | 121 |  | 2017-08-10 08:24 | 2017-09-12 | MERCED COUNTY COMMUNITY ACTION BOARD | Retrofit | Merced | Merced | 95341 | Host Customer is System Owner | 4 |  | 30004214 | Alternate Energy Technologies | EAGLESUN | DBS-G2-60-40 | Indirect Forced Circulation (IF) | 41.35 |  | MSC-20 | Automatic Drainback |  | Solar Storage and Auxiliary Tanks are separate | 60 | 1 | 1 | 55 | Z12 | [18 empty] | CITY OF MERCED | FALSE | 47.23 |  | 2017-08-04 | 2017-08-21 |  |  | 2017-08-10 | 2017-09-12 | 2572 | 5714.31 | Up-front Payment
SCG-008744 | Low Income Single Family Residential | Domestic Hot Water | Gas | Southern California Gas Company | Incentive:Paid | 4723 | 36.9 |  | 1 | 128 |  | 128 |  | 2017-08-24 08:45 | 2017-11-09 | TITANIUM POWER INC | Retrofit | Pacoima | Los Angeles | 91331 | Host Customer is System Owner | 7 |  | 30004079 | GREENoneTEC Solarindustrie GmbH | Solpal Plus | Solpal Plus L-GT | Direct Integral Collector Storage (DI) | 25.66 |  | Solpal Plus L |  |  | Solar Storage with Tankless Auxiliary Water Heater | 51 | 1 | 1 | 85 | Z09 | [18 empty] | Los Angeles | FALSE | 37.18 |  | 2011-06-01: 2017-08-04; 2011-08-03: 2017-08-24; 2011-09-20: 2017-11-09 | 2532 | 4759 | Up-front Payment
SCG-008745 | Low Income Single Family Residential | Domestic Hot Water | Gas | Southern California Gas Company | Incentive:Paid | 4723 | 36.9 |  | 1 | 128 |  | 128 |  | 2017-08-09 10:10 | 2018-01-03 | TITANIUM POWER INC | Retrofit | Pacoima | Los Angeles | 91331 | Host Customer is System Owner | 6 |  | 30004079 | GREENoneTEC Solarindustrie GmbH | Solpal Plus | Solpal Plus L-GT | Direct Integral Collector Storage (DI) | 25.66 |  | Solpal Plus L |  |  | Solar Storage with Tankless Auxiliary Water Heater | 51 | 1 | 1 | 75 | Z09 | [18 empty] | Los Angeles | FALSE | 37.18 |  | 2017-08-04 | 2017-11-27 |  |  | 2017-08-09 | 2018-01-03 | 2482 | 4759 | Up-front Payment
SCG-008746 | Low Income Single Family Residential | Domestic Hot Water | Gas | Southern California Gas Company | Incentive:Paid | 4559 | 36.9 |  | 1 | 128 |  | 128 |  | 2017-08-22 14:04 | 2018-01-26 | TITANIUM POWER INC | Retrofit | north hollywood | Los Angeles | 91605 | Host Customer is System Owner | 5 |  | 30004079 | GREENoneTEC Solarindustrie GmbH | Solpal Plus | Solpal Plus L-GT | Direct Integral Collector Storage (DI) | 25.66 |  | Solpal Plus L |  |  | Solar Storage with Tankless Auxiliary Water Heater | 51 | 1 | 1 | 65 | Z09 | [18 empty] | Los Angeles | FALSE | 35.62 |  | 2011-06-01: 2017-08-04; 2011-08-03: 2017-08-22; 2011-09-20: 2018-01-26 | 2461 | 4559 | Up-front Payment
SCG-008747 | Low Income Single Family Residential | Domestic Hot Water | Gas | Southern California Gas Company | Incentive:Paid | 4723 | 36.9 |  | 1 | 128 |  | 128 |  | 2017-10-17 09:42 | 2018-04-10 | TITANIUM POWER INC | Retrofit | San Fernando | Los Angeles | 91340 | Host Customer is System Owner | 7 |  | 30004079 | GREENoneTEC Solarindustrie GmbH | Solpal Plus | Solpal Plus L-GT | Direct Integral Collector Storage (DI) | 25.66 |  | Solpal Plus L |  |  | Solar Storage with Tankless Auxiliary Water Heater | 51 | 1 | 1 | 85 | Z09 | [18 empty] | Los Angeles | FALSE | 37.18 |  | 2017-08-04 | 2017-12-04 |  |  | 2017-10-17 | 2018-04-10 | 2389 | 4759 | Up-front Payment
SCG-008748 | Low Income Single Family Residential | Domestic Hot Water | Gas | Southern California Gas Company | Incentive:Paid | 4487 | 36.9 |  | 1 | 128 |  | 122 |  | 2017-08-22 14:11 | 2018-01-09 | TITANIUM POWER INC | Retrofit | Sun Valley | Los Angeles | 91352 | Host Customer is System Owner | 6 |  | 30004079 | GREENoneTEC Solarindustrie GmbH | Solpal Plus | Solpal Plus L-GT | Direct Integral Collector Storage (DI) | 25.66 |  | Solpal Plus L |  |  | Solar Storage with Tankless Auxiliary Water Heater | 51 | 1 | 0.95 | 75 | Z09 | [18 empty] | Los Angeles | FALSE | 35.62 |  | 2017-08-04 | 2017-12-01 |  |  | 2017-08-22 | 2018-01-09 | 2474 | 4559 | Up-front Payment
SCG-008749 | Low Income Single Family Residential | Domestic Hot Water | Gas | Southern California Gas Company | Incentive:Paid | 4723 | 36.9 |  | 1 | 128 |  | 128 |  | 2017-08-09 09:06 | 2018-01-09 | TITANIUM POWER INC | Retrofit | Pacoima | Los Angeles | 91331 | Host Customer is System Owner | 6 |  | 30004079 | GREENoneTEC Solarindustrie GmbH | Solpal Plus | Solpal Plus L-GT | Direct Integral Collector Storage (DI) | 25.66 |  | Solpal Plus L |  |  | Solar Storage with Tankless Auxiliary Water Heater | 51 | 1 | 1 | 75 | Z09 | [18 empty] | Los Angeles | FALSE | 37.18 |  | 2017-08-04 | 2017-11-27 |  |  | 2017-08-09 | 2018-01-09 | 2473 | 4759 | Up-front Payment
SCG-008750 | Low Income Single Family Residential | Domestic Hot Water | Gas | Southern California Gas Company | Incentive:Paid | 4723 | 36.9 |  | 1 | 128 |  | 128 |  | 2017-08-09 09:46 | 2018-01-09 | TITANIUM POWER INC | Retrofit | Pacoima | Los Angeles | 91331 | Host Customer is System Owner | 7 |  | 30004079 | GREENoneTEC Solarindustrie GmbH | Solpal Plus | Solpal Plus L-GT | Direct Integral Collector Storage (DI) | 25.66 |  | Solpal Plus L |  |  | Solar Storage with Tankless Auxiliary Water Heater | 51 | 1 | 1 | 85 | Z09 | [18 empty] | Los Angeles | FALSE | 37.18 |  | 2017-08-04 | 2017-11-27 |  |  | 2017-08-09 | 2018-01-09 | 2473 | 4759 | Up-front Payment
SCG-008751 | Low Income Single Family Residential | Domestic Hot Water | Gas | Southern California Gas Company | Incentive:Paid | 4723 | 36.9 |  | 1 | 128 |  | 128 |  | 2017-08-15 14:08 | 2017-11-09 | TITANIUM POWER INC | Retrofit | Pacoima | Los Angeles | 91331 | Host Customer is System Owner | 6 |  | 30004079 | GREENoneTEC Solarindustrie GmbH | Solpal Plus | Solpal Plus L-GT | Direct Integral Collector Storage (DI) | 25.66 |  | Solpal Plus L |  |  | Solar Storage with Tankless Auxiliary Water Heater | 51 | 1 | 1 | 75 | Z09 | [18 empty] | Los Angeles | FALSE | 37.18 |  | 2011-06-01: 2017-08-04; 2011-08-03: 2017-08-15; 2011-09-20: 2017-11-09 | 2531 | 4759 | Up-front Payment
SCG-008752 | Single Family Residential | Domestic Hot Water | Gas | Southern California Gas Company | Incentive:Paid | 4366 | 29.85 |  | 1 | 178 |  | 171 |  | 2017-11-02 13:10 | 2017-12-05 | TENCO SOLAR | Retrofit | Mission Viejo | Orange | 92691 | Host Customer is System Owner | 6 |  | 2001001S | SunEarth, Inc. | SOLARAY | TE80P-120-2G | Indirect Forced Circulation (IF) | 81.81 |  | EP-40 / EP-40-0.75 | Glycol | Advanced Controller with a Vacation or Holiday Mode | Solar Storage and Auxiliary Tanks are separate | 119 | 0.96 | 1 | 75 | Z08 | [18 empty] | City of Mission VIejo | FALSE | 49.16 |  | 2011-06-01: 2017-08-04; 2011-08-03: 2017-11-02; 2011-09-20: 2017-12-05 | 2505 | 8750 | Up-front Payment
SCG-008753 | Low Income Single Family Residential | Domestic Hot Water | Gas | Southern California Gas Company | Incentive:Canceled | 4487 | 36.9 |  | 1 | 128 |  | 122 |  |  |  | TITANIUM POWER INC | Retrofit | Los Angeles | Los Angeles | 90031 | Host Customer is System Owner | 4 |  | 30004079 | GREENoneTEC Solarindustrie GmbH | Solpal Plus | Solpal Plus L-GT | Direct Integral Collector Storage (DI) | 25.66 |  | Solpal Plus L |  |  | Solar Storage with Tankless Auxiliary Water Heater | 51 | 1 | 0.95 | 55 | Z09 | [18 empty] | Los Angeles | FALSE | 35.23 |  | 2011-06-01: 2017-08-05 | 2639 | 4509 | Up-front Payment
SCG-008754 | Low Income Single Family Residential | Domestic Hot Water | Gas | Southern California Gas Company | Incentive:Paid | 4487 | 36.9 |  | 1 | 128 |  | 122 |  | 2017-08-11 13:55 | 2018-01-09 | TITANIUM POWER INC | Retrofit | Los Angeles | Los Angeles | 90031 | Host Customer is System Owner | 4 |  | 30004079 | GREENoneTEC Solarindustrie GmbH | Solpal Plus | Solpal Plus L-GT | Direct Integral Collector Storage (DI) | 25.66 |  | Solpal Plus L |  |  | Solar Storage with Tankless Auxiliary Water Heater | 51 | 1 | 0.95 | 55 | Z09 | [18 empty] | Los Angeles | FALSE | 35.23 |  | 2017-08-05 | 2017-11-27 |  |  | 2017-08-11 | 2018-01-09 | 2473 | 4509 | Up-front Payment
SCG-008755 | Low Income Single Family Residential | Domestic Hot Water | Gas | Southern California Gas Company | Incentive:Paid | 4723 | 36.9 |  | 1 | 128 |  | 128 |  | 2017-08-11 13:54 | 2018-01-09 | TITANIUM POWER INC | Retrofit | Pacoima | Los Angeles | 91331 | Host Customer is System Owner | 9 |  | 30004079 | GREENoneTEC Solarindustrie GmbH | Solpal Plus | Solpal Plus L-GT | Direct Integral Collector Storage (DI) | 25.66 |  | Solpal Plus L |  |  | Solar Storage with Tankless Auxiliary Water Heater | 51 | 1 | 1 | 105 | Z09 | [18 empty] | Los Angeles | FALSE | 37.18 |  | 2017-08-05 | 2017-11-27 |  |  | 2017-08-11 | 2018-01-09 | 2473 | 4759 | Up-front Payment
SCG-008756 | Low Income Single Family Residential | Domestic Hot Water | Gas | Southern California Gas Company | Incentive:Paid | 4723 | 36.9 |  | 1 | 128 |  | 128 |  | 2017-08-09 09:08 | 2017-11-08 | TITANIUM POWER INC | Retrofit | Pacoima | Los Angeles | 91331 | Host Customer is System Owner | 7 |  | 30004079 | GREENoneTEC Solarindustrie GmbH | Solpal Plus | Solpal Plus L-GT | Direct Integral Collector Storage (DI) | 25.66 |  | Solpal Plus L |  |  | Solar Storage with Tankless Auxiliary Water Heater | 51 | 1 | 1 | 85 | Z09 | [18 empty] | Los Angeles | FALSE | 37.18 |  | 2011-06-01: 2017-08-05; 2011-08-03: 2017-08-09; 2011-09-20: 2017-11-08 | 2531 | 4759 | Up-front Payment
SCG-008757 | Low Income Single Family Residential | Domestic Hot Water | Gas | Southern California Gas Company | Incentive:Paid | 4723 | 36.9 |  | 1 | 128 |  | 128 |  | 2017-08-09 09:09 | 2017-11-08 | TITANIUM POWER INC | Retrofit | Pacoima | Los Angeles | 91331 | Host Customer is System Owner | 8 |  | 30004079 | GREENoneTEC Solarindustrie GmbH | Solpal Plus | Solpal Plus L-GT | Direct Integral Collector Storage (DI) | 25.66 |  | Solpal Plus L |  |  | Solar Storage with Tankless Auxiliary Water Heater | 51 | 1 | 1 | 95 | Z09 | [18 empty] | Los Angeles | FALSE | 37.18 |  | 2011-06-01: 2017-08-05; 2011-08-03: 2017-08-09; 2011-09-20: 2017-11-08 | 2531 | 4759 | Up-front Payment
SCG-008758 | Low Income Multifamily Residential | Domestic Hot Water | Gas | Southern California Gas Company | Incentive:Paid | 64042 | 24.89 |  | 1 | 2573 |  | 2573 |  | 2017-08-23 09:46 | 2017-09-11 | CALIFORNIA SOLAR INTEGRATORS INC | New Construction | North Hollywood | Los Angeles | 91605 | Host Customer is System Owner | [7 empty] | 614.25 | 40.95 |  | Glycol | Steam Back | Solar Storage with Tankless Auxiliary Water Heater |  | 1 | 1 | 2000 | Z09 | 50 | Units | Apartments/Condos | TRB-40 | 15 | 1 | 1040 | 1 | 0 | 0 | 600000 | TRUE | 120 | 140 |  | SunEarth - SETR A503 TTR U + VFS 10-200 |  | SunEarth - SETR A503 TTR U + VFS 10-200 | los angeles department of building and safety | FALSE | 38.48 |  | 2017-08-21 |  | 2017-08-23 | 2017-09-11 | 2018-04-13 | 2018-05-02 | 2364 | 99000 | Up-front Payment
SCG-008759 | Low Income Single Family Residential | Domestic Hot Water | Gas | Southern California Gas Company | Incentive:Canceled | 4723 | 36.9 |  | 1 | 128 |  | 128 |  | 2017-08-11 15:19 |  | TITANIUM POWER INC | Retrofit | Pacoima | Los Angeles | 91331 | Host Customer is System Owner | 7 |  | 30004079 | GREENoneTEC Solarindustrie GmbH | Solpal Plus | Solpal Plus L-GT | Direct Integral Collector Storage (DI) | 25.66 |  | Solpal Plus L |  |  | Solar Storage with Tankless Auxiliary Water Heater | 51 | 1 | 1 | 85 | Z09 | [18 empty] | Los Angeles | FALSE | 37.18 |  | 2011-06-01: 2017-08-07; 2011-06-21: 2017-11-28; 2011-08-03: 2017-08-11 | 2419 | 4759 | Up-front Payment
SCG-008760 | Low Income Single Family Residential | Domestic Hot Water | Gas | Southern California Gas Company | Incentive:Paid | 4723 | 36.9 |  | 1 | 128 |  | 128 |  | 2017-08-11 14:03 | 2017-11-08 | TITANIUM POWER INC | Retrofit | Pacoima | Los Angeles | 91331 | Host Customer is System Owner | 7 |  | 30004079 | GREENoneTEC Solarindustrie GmbH | Solpal Plus | Solpal Plus L-GT | Direct Integral Collector Storage (DI) | 25.66 |  | Solpal Plus L |  |  | Solar Storage with Tankless Auxiliary Water Heater | 51 | 1 | 1 | 85 | Z09 | [18 empty] | Los Angeles | FALSE | 37.18 |  | 2011-06-01: 2017-08-07; 2011-08-03: 2017-08-11; 2011-09-20: 2017-11-08 | 2531 | 4759 | Up-front Payment
SCG-008761 | Low Income Single Family Residential | Domestic Hot Water | Gas | Southern California Gas Company | Incentive:Paid | 4487 | 36.9 |  | 1 | 128 |  | 122 |  | 2017-08-11 13:57 | 2017-11-08 | TITANIUM POWER INC | Retrofit | Pacoima | Los Angeles | 91331 | Host Customer is System Owner | 7 |  | 30004079 | GREENoneTEC Solarindustrie GmbH | Solpal Plus | Solpal Plus L-GT | Direct Integral Collector Storage (DI) | 25.66 |  | Solpal Plus L |  |  | Solar Storage with Tankless Auxiliary Water Heater | 51 | 1 | 0.95 | 85 | Z09 | [18 empty] | Los Angeles | FALSE | 35.23 |  | 2011-06-01: 2017-08-07; 2011-08-03: 2017-08-11; 2011-09-20: 2017-11-08 | 2531 | 4509 | Up-front Payment
SCG-008762 | Low Income Single Family Residential | Domestic Hot Water | Gas | Southern California Gas Company | Incentive:Paid | 4723 | 36.9 |  | 1 | 128 |  | 128 |  | 2017-08-17 15:42 | 2018-01-24 | TITANIUM POWER INC | Retrofit | Pacoima | Los Angeles | 91331 | Host Customer is System Owner | 5 |  | 30004079 | GREENoneTEC Solarindustrie GmbH | Solpal Plus | Solpal Plus L-GT | Direct Integral Collector Storage (DI) | 25.66 |  | Solpal Plus L |  |  | Solar Storage with Tankless Auxiliary Water Heater | 51 | 1 | 1 | 65 | Z09 | [18 empty] | Los Angeles | FALSE | 37.18 |  | 2011-06-01: 2017-08-07; 2011-08-03: 2017-08-17; 2011-09-20: 2018-01-24 | 2460 | 4759 | Up-front Payment
SCG-008763 | Commercial/Multifamily Residential | Domestic Hot Water | Gas | Southern California Gas Company | Incentive:Paid | 63275 | 20.19 |  | 1 | 3134 |  | 3134 |  | 2017-08-07 14:26 | 2017-08-15 | EVOLUTION ENERGY SOLUTIONS L L C | Retrofit | Panorama City | Panorama City | 91402 | Host Customer is System Owner | [7 empty] | 819 | 40.95 |  | Drainback | Drainback (Water) | Solar Storage and Auxiliary Tanks are separate |  | 1 | 1 | 1840 | Z09 | 46 | Units | Apartments/Condos | TRB-40 | 20 | 1 | 1500 | 1 | 200 | 2 | 540000 | TRUE | 140 | 140 |  | SunEarth - SETR A503 TTR U + VFS 10-200 |  | SunEarth - SETR A503 TTR U + VFS 10-200 | Los Angeles | FALSE | 20.19 |  | 2017-08-07 |  | 2017-08-07 | 2017-08-15 | 2017-10-16 | 2017-10-16 | 2554 | 63275 | Up-front Payment
SCG-008764 | Single Family Residential | Domestic Hot Water | Gas | Southern California Gas Company | Incentive:Canceled |  | 25.37 |  | 2 | 0 |  | 0 |  |  |  | EVOLUTION ENERGY SOLUTIONS L L C | Retrofit | Panorama City | Panorama City | 91402 | Host Customer is System Owner | [8 empty] | 40.95 | [5 empty] | 1 | 1 | 0 |  |  |  | Apartments/Condos |  | 24 | 1 | 1900 | 1 | 200 | 1 | 540000 | TRUE | 140 | 140 | [5 empty] | FALSE | 0 | [7 empty] | 0 | 85825 | Up-front Payment
SCG-008765 | Multifamily Residential - Disadvantaged Community | Domestic Hot Water | Gas | Southern California Gas Company | Incentive:Paid | 69312 | 20.19 |  | 1 | 3572 |  | 3572 |  | 2017-08-07 14:13 | 2017-08-15 | EVOLUTION ENERGY SOLUTIONS L L C | Retrofit | Panorama City | Los Angeles | 91402 | Host Customer is System Owner | [7 empty] | 982.8 | 40.95 |  | Drainback | Drainback (Water) | Solar Storage and Auxiliary Tanks are separate |  | 1 | 1 | 1900 | Z09 | 50 | Units | Apartments/Condos | TRB-40 | 24 | 1 | 1900 | 1 | 200 | 1 | 540000 | TRUE | 140 | 140 |  | SunEarth - SETR A503 TTR U + VFS 10-200 |  | SunEarth - SETR A503 TTR U + VFS 10-200 | Los Angeles | FALSE | 19.4 |  | 2017-08-07 |  | 2017-08-07 | 2017-08-15 | 2018-06-01 | 2018-06-26 | 2312 | 69312 | Up-front Payment
SCG-008766 | Commercial/Multifamily Residential | Domestic Hot Water | Gas | Southern California Gas Company | Incentive:Paid | 58490 | 20.19 |  | 1 | 2897 |  | 2897 |  | 2017-08-07 14:08 | 2017-08-15 | EVOLUTION ENERGY SOLUTIONS L L C | Retrofit | Panorama City | Los Angeles | 91402 | Host Customer is System Owner | [7 empty] | 778.05 | 40.95 |  | Drainback | Drainback (Water) | Solar Storage and Auxiliary Tanks are separate |  | 1 | 1 | 1600 | Z09 | 40 | Units | Apartments/Condos | TRB-40 | 19 | 1 | 1500 | 1 | 200 | 2 | 540000 | TRUE | 140 | 140 |  | SunEarth - SETR A503 TTR U + VFS 10-200 |  | SunEarth - SETR A503 TTR U + VFS 10-200 | Los Angeles | FALSE | 20.19 |  | 2017-08-07 |  | 2017-08-07 | 2017-08-15 | 2018-04-04 | 2018-04-18 | 2330 | 58490 | Up-front Payment
SCG-008767 | Commercial/Multifamily Residential | Domestic Hot Water | Gas | Southern California Gas Company | Incentive:Paid | 58369 | 20.19 |  | 1 | 2891 |  | 2891 |  | 2017-08-07 14:04 | 2017-08-11 | EVOLUTION ENERGY SOLUTIONS L L C | Retrofit | Panorama City | Los Angeles | 91402 | Host Customer is System Owner | [7 empty] | 778.05 | 40.95 |  | Drainback | Drainback (Water) | Solar Storage and Auxiliary Tanks are separate |  | 1 | 1 | 1600 | Z09 | 40 | Units | Apartments/Condos | TRB-40 | 19 | 1 | 1600 | 2 | 200 | 2 | 400000 | TRUE | 140 | 140 |  | SunEarth - SETR A503 TTR U + VFS 10-200 |  | SunEarth - SETR A503 TTR U + VFS 10-200 | Los Angeles | FALSE | 20.19 |  | 2017-08-07 |  | 2017-08-07 | 2017-08-11 | 2017-10-30 | 2017-11-07 | 2533 | 58369 | Up-front Payment
SCG-008768 | Commercial/Multifamily Residential | Domestic Hot Water | Gas | Southern California Gas Company | Incentive:Paid | 59419 | 20.19 |  | 1 | 2943 |  | 2943 |  | 2017-08-07 13:30 | 2017-08-15 | EVOLUTION ENERGY SOLUTIONS L L C | Retrofit | Panorama City | Los Angeles | 91402 | Host Customer is System Owner | [7 empty] | 778.05 | 40.95 |  | Drainback | Drainback (Water) | Solar Storage and Auxiliary Tanks are separate |  | 1 | 1 | 1640 | Z09 | 41 | Units | Apartments/Condos | TRB-40 | 19 | 1 | 1500 | 1 | 300 | 3 | 810000 | TRUE | 140 | 140 |  | SunEarth - SETR A503 TTR U + VFS 10-200 |  | SunEarth - SETR A503 TTR U + VFS 10-200 | Los Angeles | FALSE | 20.19 |  | 2017-08-07 |  | 2017-08-07 | 2017-08-15 | 2017-12-18 | 2017-12-19 | 2495 | 59419 | Up-front Payment
SCG-008769 | Commercial/Multifamily Residential | Domestic Hot Water | Gas | Southern California Gas Company | Incentive:Paid | 95155 | 20.19 |  | 1 | 4713 |  | 4713 |  | 2017-08-15 08:08 | 2017-08-31 | EVOLUTION ENERGY SOLUTIONS L L C | Retrofit | North Hills | Los Angeles | 91343 | Host Customer is System Owner | [7 empty] | 1310.4 | 40.95 |  | Drainback | Drainback (Water) | Solar Storage and Auxiliary Tanks are separate |  | 1 | 1 | 2394 | Z09 | 63 | Units | Apartments/Condos | TRB-40 | 32 | 1 | 3000 | 2 | 200 | 2 | 500000 | TRUE | 140 | 140 |  | SunEarth - SETR A503 TTR U + VFS 10-200 |  | SunEarth - SETR A503 TTR U + VFS 10-200 | Los Angeles | FALSE | 20.19 |  | 2017-08-07 |  | 2017-08-15 | 2017-08-31 | 2017-10-30 | 2017-10-30 | 2546 | 95155 | Up-front Payment
SCG-008770 | Commercial/Multifamily Residential | Domestic Hot Water | Gas | Southern California Gas Company | Incentive:Paid | 11650 | 20.19 |  | 1 | 577 |  | 577 |  | 2017-08-09 13:18 | 2017-08-18 | DAVIS CONSTRUCTION PLUMBING INC | New Construction | Los Angeles | Los Angeles | 90007 | Host Customer is System Owner | [7 empty] | 281.19 | 40.17 |  | Glycol | Steam Back | Solar and Auxiliary Storage are the same Tank |  | 1 | 1 | 1160 | Z08 | 29 | Units | Apartments/Condos | 2010115A | 7 | 7 | 500 | 1 | 0 | 0 | 199000 | TRUE | 140 | 115 |  |  |  |  | Los Angeles | FALSE | 86.66 |  | 2017-08-09 |  | 2017-08-09 | 2017-08-18 | 2018-08-10 | 2018-09-21 | 2217 | 50000 | Up-front Payment
SCG-008771 | Commercial/Multifamily Residential | Domestic Hot Water | Gas | Southern California Gas Company | Reservation:Canceled | 63457 | 20.19 |  | 1 | 3143 |  | 3143 |  | 2017-08-07 13:25 |  | EVOLUTION ENERGY SOLUTIONS L L C | Retrofit | Paramount | Los Angeles | 90723 | Host Customer is System Owner | [7 empty] | 819 | 40.95 |  | Drainback | Drainback (Water) | Solar Storage and Auxiliary Tanks are separate |  | 1 | 1 | 1760 | Z08 | 44 | Units | Apartments/Condos | TRB-40 | 20 | 1 | 1500 | 1 | 200 | 2 | 540000 | TRUE | 140 | 140 | [5 empty] | FALSE | 20.19 |  | 2011-06-01: 2017-08-07; 2011-06-21: 2017-10-04 | 2580 | 63457 | Up-front Payment
SCG-008772 | Low Income Single Family Residential | Domestic Hot Water | Gas | Southern California Gas Company | Incentive:Paid | 4487 | 36.9 |  | 1 | 128 |  | 122 |  | 2017-08-11 14:01 | 2017-11-08 | TITANIUM POWER INC | Retrofit | Pacoima | Los Angeles | 91331 | Host Customer is System Owner | 7 |  | 30004079 | GREENoneTEC Solarindustrie GmbH | Solpal Plus | Solpal Plus L-GT | Direct Integral Collector Storage (DI) | 25.66 |  | Solpal Plus L |  |  | Solar Storage with Tankless Auxiliary Water Heater | 51 | 1 | 0.95 | 85 | Z09 | [18 empty] | Los Angeles | FALSE | 35.23 |  | 2011-06-01: 2017-08-07; 2011-08-03: 2017-08-11; 2011-09-20: 2017-11-08 | 2531 | 4509 | Up-front Payment
SCG-008773 | Low Income Single Family Residential | Domestic Hot Water | Gas | Southern California Gas Company | Incentive:Paid | 4723 | 36.9 |  | 1 | 128 |  | 128 |  | 2017-08-09 08:47 | 2018-01-09 | TITANIUM POWER INC | Retrofit | Pacoima | Los Angeles | 91331 | Host Customer is System Owner | 7 |  | 30004079 | GREENoneTEC Solarindustrie GmbH | Solpal Plus | Solpal Plus L-GT | Direct Integral Collector Storage (DI) | 25.66 |  | Solpal Plus L |  |  | Solar Storage with Tankless Auxiliary Water Heater | 51 | 1 | 1 | 85 | Z09 | [18 empty] | Los Angeles | FALSE | 37.18 |  | 2017-08-07 | 2017-11-27 |  |  | 2017-08-09 | 2018-01-09 | 2473 | 4759 | Up-front Payment
SCG-008774 | Low Income Single Family Residential | Domestic Hot Water | Gas | Southern California Gas Company | Incentive:Paid | 4723 | 36.9 |  | 1 | 128 |  | 128 |  | 2017-08-11 14:38 | 2018-01-09 | TITANIUM POWER INC | Retrofit | Pacoima | Los Angeles | 91331 | Host Customer is System Owner | 6 |  | 30004079 | GREENoneTEC Solarindustrie GmbH | Solpal Plus | Solpal Plus L-GT | Direct Integral Collector Storage (DI) | 25.66 |  | Solpal Plus L |  |  | Solar Storage with Tankless Auxiliary Water Heater | 51 | 1 | 1 | 75 | Z09 | [18 empty] | Los Angeles | FALSE | 37.18 |  | 2017-08-07 | 2017-11-28 |  |  | 2017-08-11 | 2018-01-09 | 2473 | 4759 | Up-front Payment
SCG-008775 | Low Income Single Family Residential | Domestic Hot Water | Gas | Southern California Gas Company | Incentive:Paid | 4723 | 36.9 |  | 1 | 128 |  | 128 |  | 2017-08-09 08:50 | 2017-11-21 | TITANIUM POWER INC | Retrofit | Pacoima | Los Angeles | 91331 | Host Customer is System Owner | 7 |  | 30004079 | GREENoneTEC Solarindustrie GmbH | Solpal Plus | Solpal Plus L-GT | Direct Integral Collector Storage (DI) | 25.66 |  | Solpal Plus L |  |  | Solar Storage with Tankless Auxiliary Water Heater | 51 | 1 | 1 | 85 | Z09 | [18 empty] | Los Angeles | FALSE | 37.18 |  | 2011-06-01: 2017-08-07; 2011-08-03: 2017-08-09; 2011-09-20: 2017-11-21 | 2521 | 4759 | Up-front Payment
SCG-008776 | Low Income Single Family Residential | Domestic Hot Water | Gas | Southern California Gas Company | Incentive:Paid | 4723 | 36.9 |  | 1 | 128 |  | 128 |  | 2017-08-09 08:44 | 2018-01-10 | TITANIUM POWER INC | Retrofit | San Fernando | Los Angeles | 91340 | Host Customer is System Owner | 7 |  | 30004079 | GREENoneTEC Solarindustrie GmbH | Solpal Plus | Solpal Plus L-GT | Direct Integral Collector Storage (DI) | 25.66 |  | Solpal Plus L |  |  | Solar Storage with Tankless Auxiliary Water Heater | 51 | 1 | 1 | 85 | Z09 | [18 empty] | Los Angeles | FALSE | 37.18 |  | 2017-08-07 | 2017-11-27 |  |  | 2017-08-09 | 2018-01-10 | 2473 | 4759 | Up-front Payment
SCG-008777 | Multifamily Residential - Disadvantaged Community | Domestic Hot Water | Gas | Southern California Gas Company | Incentive:Paid | 63457 | 20.19 |  | 1 | 3143 |  | 3143 |  | 2017-08-08 08:03 | 2017-08-15 | EVOLUTION ENERGY SOLUTIONS L L C | Retrofit | Paramount | Los Angeles | 90723 | Host Customer is System Owner | [7 empty] | 819 | 40.95 |  | Drainback | Drainback (Water) | Solar Storage and Auxiliary Tanks are separate |  | 1 | 1 | 1760 | Z08 | 44 | Units | Apartments/Condos | TRB-40 | 20 | 1 | 1500 | 1 | 200 | 2 | 540000 | TRUE | 140 | 140 |  | SunEarth - SETR A503 TTR U + VFS 10-200 |  | SunEarth - SETR A503 TTR U + VFS 10-200 | Paramount | FALSE | 20.19 |  | 2017-08-07 |  | 2017-08-08 | 2017-08-15 | 2018-05-22 | 2018-05-30 | 2327 | 63457 | Up-front Payment
SCG-008778 | Low Income Single Family Residential | Domestic Hot Water | Gas | Southern California Gas Company | Incentive:Paid | 4723 | 36.9 |  | 1 | 128 |  | 128 |  | 2017-08-11 14:30 | 2017-11-06 | TITANIUM POWER INC | Retrofit | San Fernando | Los Angeles | 91340 | Host Customer is System Owner | 7 |  | 30004079 | GREENoneTEC Solarindustrie GmbH | Solpal Plus | Solpal Plus L-GT | Direct Integral Collector Storage (DI) | 25.66 |  | Solpal Plus L |  |  | Solar Storage with Tankless Auxiliary Water Heater | 51 | 1 | 1 | 85 | Z09 | [18 empty] | Los Angeles | FALSE | 37.18 |  | 2011-06-01: 2017-08-07; 2011-08-03: 2017-08-11; 2011-09-20: 2017-11-06 | 2532 | 4759 | Up-front Payment
SCG-008779 | Low Income Single Family Residential | Domestic Hot Water | Gas | Southern California Gas Company | Incentive:Paid | 4723 | 36.9 |  | 1 | 128 |  | 128 |  | 2017-08-09 08:39 | 2017-12-26 | TITANIUM POWER INC | Retrofit | Pacoima | Los Angeles | 91331 | Host Customer is System Owner | 7 |  | 30004079 | GREENoneTEC Solarindustrie GmbH | Solpal Plus | Solpal Plus L-GT | Direct Integral Collector Storage (DI) | 25.66 |  | Solpal Plus L |  |  | Solar Storage with Tankless Auxiliary Water Heater | 51 | 1 | 1 | 85 | Z09 | [18 empty] | Los Angeles | FALSE | 37.18 |  | 2017-08-07 | 2017-11-29 |  |  | 2017-08-09 | 2017-12-26 | 2468 | 4759 | Up-front Payment
SCG-008780 | Low Income Single Family Residential | Domestic Hot Water | Gas | Southern California Gas Company | Incentive:Paid | 4723 | 36.9 |  | 1 | 128 |  | 128 |  | 2017-08-09 08:58 | 2017-11-08 | TITANIUM POWER INC | Retrofit | Pacoima | Los Angeles | 91331 | Host Customer is System Owner | 6 |  | 30004079 | GREENoneTEC Solarindustrie GmbH | Solpal Plus | Solpal Plus L-GT | Direct Integral Collector Storage (DI) | 25.66 |  | Solpal Plus L |  |  | Solar Storage with Tankless Auxiliary Water Heater | 51 | 1 | 1 | 75 | Z09 | [18 empty] | Los Angeles | FALSE | 37.18 |  | 2011-06-01: 2017-08-07; 2011-08-03: 2017-08-09; 2011-09-20: 2017-11-08 | 2530 | 4759 | Up-front Payment
SCG-008781 | Commercial/Multifamily Residential | Domestic Hot Water | Gas | Southern California Gas Company | Incentive:Paid | 62165 | 20.19 |  | 1 | 3079 |  | 3079 |  | 2017-08-08 08:08 | 2017-08-11 | EVOLUTION ENERGY SOLUTIONS L L C | Retrofit | North Hills | Los Angeles | 91343 | Host Customer is System Owner | [7 empty] | 819 | 40.95 |  | Drainback | Drainback (Water) | Solar Storage and Auxiliary Tanks are separate |  | 1 | 1 | 1760 | Z09 | 44 | Units | Apartments/Condos | TRB-40 | 20 | 1 | 1600 | 2 | 200 | 2 | 540000 | TRUE | 140 | 140 |  | SunEarth - SETR A503 TTR U + VFS 10-200 |  | SunEarth - SETR A503 TTR U + VFS 10-200 | Los Angeles | FALSE | 20.19 |  | 2017-08-07 |  | 2017-08-08 | 2017-08-11 | 2017-12-18 | 2018-01-19 | 2465 | 62165 | Up-front Payment
SCG-008782 | Low Income Single Family Residential | Domestic Hot Water | Gas | Southern California Gas Company | Incentive:Paid | 4723 | 36.9 |  | 1 | 128 |  | 128 |  | 2017-08-11 14:36 | 2017-11-06 | TITANIUM POWER INC | Retrofit | Pacoima | Los Angeles | 91331 | Host Customer is System Owner | 6 |  | 30004079 | GREENoneTEC Solarindustrie GmbH | Solpal Plus | Solpal Plus L-GT | Direct Integral Collector Storage (DI) | 25.66 |  | Solpal Plus L |  |  | Solar Storage with Tankless Auxiliary Water Heater | 51 | 1 | 1 | 75 | Z09 | [18 empty] | Los Angeles | FALSE | 37.18 |  | 2011-06-01: 2017-08-07; 2011-08-03: 2017-08-11; 2011-09-20: 2017-11-06 | 2532 | 4759 | Up-front Payment
SCG-008783 | Low Income Single Family Residential | Domestic Hot Water | Gas | Southern California Gas Company | Incentive:Paid | 4487 | 36.9 |  | 1 | 128 |  | 122 |  | 2017-08-11 14:41 | 2017-11-07 | TITANIUM POWER INC | Retrofit | Pacoima | Los Angeles | 91331 | Host Customer is System Owner | 6 |  | 30004079 | GREENoneTEC Solarindustrie GmbH | Solpal Plus | Solpal Plus L-GT | Direct Integral Collector Storage (DI) | 25.66 |  | Solpal Plus L |  |  | Solar Storage with Tankless Auxiliary Water Heater | 51 | 1 | 0.95 | 75 | Z09 | [18 empty] | Los Angeles | FALSE | 35.23 |  | 2011-06-01: 2017-08-08; 2011-08-03: 2017-08-11; 2011-09-20: 2017-11-07 | 2538 | 4509 | Up-front Payment
SCG-008784 | Multifamily Residential - Disadvantaged Community | Domestic Hot Water | Gas | Southern California Gas Company | Incentive:Paid | 59843 | 20.19 |  | 1 | 2964 |  | 2964 |  | 2017-08-25 12:28 | 2017-09-05 | EVOLUTION ENERGY SOLUTIONS L L C | Retrofit | Los Angeles | Los Angeles | 90020 | Host Customer is System Owner | [7 empty] | 778.05 | 40.95 |  | Drainback | Drainback (Water) | Solar Storage and Auxiliary Tanks are separate |  | 1 | 1 | 1680 | Z09 | 42 | Units | Apartments/Condos | TRB-40 | 19 | 1 | 1500 | 1 | 290 | 2 | 540000 | TRUE | 140 | 140 |  | SunEarth - SETR A503 TTR U + VFS 10-200 |  | SunEarth - SETR A503 TTR U + VFS 10-200 | Los Angeles | FALSE | 20.19 |  | 2017-08-14 |  | 2017-08-25 | 2017-09-05 | 2018-02-21 | 2018-02-26 | 2424 | 59843 | Up-front Payment
SCG-008785 | Commercial/Multifamily Residential | Domestic Hot Water | Gas | Southern California Gas Company | Incentive:Paid | 102343 | 20.19 |  | 1 | 5069 |  | 5069 |  | 2017-08-10 08:35 | 2017-08-31 | EVOLUTION ENERGY SOLUTIONS L L C | Retrofit | Los Angeles | Los Angeles | 90004 | Host Customer is System Owner | [7 empty] | 1474.2 | 40.95 |  | Drainback | Drainback (Water) | Solar Storage and Auxiliary Tanks are separate |  | 1 | 1 | 2508 | Z09 | 66 | Units | Apartments/Condos | TRB-40 | 36 | 1 | 3000 | 2 | 240 | 2 | 715000 | TRUE | 140 | 140 |  | SunEarth - SETR A503 TTR U + VFS 10-200 |  | SunEarth - SETR A503 TTR U + VFS 10-200 | Los Angeles | FALSE | 20.19 |  | 2017-08-08 |  | 2017-08-10 | 2017-08-31 | 2018-02-05 | 2018-02-26 | 2430 | 102343 | Up-front Payment
SCG-008786 | Low Income Single Family Residential | Domestic Hot Water | Gas | Southern California Gas Company | Incentive:Paid | 4487 | 36.9 |  | 1 | 128 |  | 122 |  | 2017-08-12 08:44 | 2017-11-21 | TITANIUM POWER INC | Retrofit | Pacoima | Los Angeles | 91331 | Host Customer is System Owner | 6 |  | 30004079 | GREENoneTEC Solarindustrie GmbH | Solpal Plus | Solpal Plus L-GT | Direct Integral Collector Storage (DI) | 25.66 |  | Solpal Plus L |  |  | Solar Storage with Tankless Auxiliary Water Heater | 51 | 1 | 0.95 | 75 | Z09 | [18 empty] | Los Angeles | FALSE | 37.18 |  | 2011-06-01: 2017-08-08; 2011-08-03: 2017-08-12; 2011-09-20: 2017-11-21 | 2505 | 4759 | Up-front Payment
SCG-008787 | Low Income Single Family Residential | Domestic Hot Water | Gas | Southern California Gas Company | Incentive:Canceled | 4723 | 36.9 |  | 1 | 128 |  | 128 |  | 2017-10-19 15:03 |  | TITANIUM POWER INC | Retrofit | Pacoima | Los Angeles | 91331 | Host Customer is System Owner | 10 |  | 30004079 | GREENoneTEC Solarindustrie GmbH | Solpal Plus | Solpal Plus L-GT | Direct Integral Collector Storage (DI) | 25.66 |  | Solpal Plus L |  |  | Solar Storage with Tankless Auxiliary Water Heater | 51 | 1 | 1 | 115 | Z09 | [18 empty] | Los Angeles | FALSE | 37.18 |  | 2011-06-01: 2017-08-08; 2011-06-21: 2017-12-04; 2011-08-03: 2017-10-19 | 2452 | 4759 | Up-front Payment
SCG-008788 | Low Income Single Family Residential | Domestic Hot Water | Gas | Southern California Gas Company | Incentive:Paid | 4723 | 36.9 |  | 1 | 128 |  | 128 |  | 2017-08-25 13:56 | 2018-01-10 | TITANIUM POWER INC | Retrofit | Pacoima | Los Angeles | 91331 | Host Customer is System Owner | 5 |  | 30004079 | GREENoneTEC Solarindustrie GmbH | Solpal Plus | Solpal Plus L-GT | Direct Integral Collector Storage (DI) | 25.66 |  | Solpal Plus L |  |  | Solar Storage with Tankless Auxiliary Water Heater | 51 | 1 | 1 | 65 | Z09 | [18 empty] | Los Angeles | FALSE | 37.18 |  | 2011-06-01: 2017-08-08; 2011-08-03: 2017-08-25; 2011-09-20: 2018-01-10 | 2473 | 4759 | Up-front Payment
SCG-008789 | Low Income Single Family Residential | Domestic Hot Water | Gas | Southern California Gas Company | Incentive:Paid | 4487 | 36.9 |  | 1 | 128 |  | 122 |  | 2017-08-17 14:03 | 2018-01-02 | TITANIUM POWER INC | Retrofit | Arleta | Los Angeles | 91331 | Host Customer is System Owner | 6 |  | 30004079 | GREENoneTEC Solarindustrie GmbH | Solpal Plus | Solpal Plus L-GT | Direct Integral Collector Storage (DI) | 25.66 |  | Solpal Plus L |  |  | Solar Storage with Tankless Auxiliary Water Heater | 51 | 1 | 0.95 | 75 | Z09 | [18 empty] | Los Angeles | FALSE | 37.18 |  | 2011-06-01: 2017-08-08; 2011-08-03: 2017-08-17; 2011-09-20: 2018-01-02 | 2461 | 4759 | Up-front Payment
SCG-008790 | Multifamily Residential - Disadvantaged Community | Domestic Hot Water | Gas | Southern California Gas Company | Incentive:Paid | 25985 | 20.19 |  | 1 | 1287 |  | 1287 |  | 2017-08-24 10:53 | 2017-08-24 | EVOLUTION ENERGY SOLUTIONS L L C | Retrofit | Van Nuys | Los Angeles | 91401 | Host Customer is System Owner | [7 empty] | 450.45 | 40.95 |  | Drainback | Drainback (Water) | Solar Storage and Auxiliary Tanks are separate |  | 1 | 1 | 840 | Z09 | 21 | Units | Apartments/Condos | TRB-40 | 11 | 1 | 800 | 1 | 100 | 1 | 270000 | TRUE | 140 | 140 |  |  |  |  | Los Angeles | FALSE | 20.19 |  | 2017-08-08 |  | 2017-08-24 | 2017-08-24 | 2018-06-26 | 2018-07-27 | 2264 | 25985 | Up-front Payment
SCG-008791 | Low Income Single Family Residential | Domestic Hot Water | Gas | Southern California Gas Company | Incentive:Paid | 4723 | 36.9 |  | 1 | 128 |  | 128 |  | 2017-08-11 14:13 | 2018-01-09 | TITANIUM POWER INC | Retrofit | Pacoima | Los Angeles | 91331 | Host Customer is System Owner | 7 |  | 30004079 | GREENoneTEC Solarindustrie GmbH | Solpal Plus | Solpal Plus L-GT | Direct Integral Collector Storage (DI) | 25.66 |  | Solpal Plus L |  |  | Solar Storage with Tankless Auxiliary Water Heater | 51 | 1 | 1 | 85 | Z09 | [18 empty] | Los Angeles | FALSE | 37.18 |  | 2017-08-08 | 2017-11-27 |  |  | 2017-08-11 | 2018-01-09 | 2473 | 4759 | Up-front Payment
SCG-008792 | Multifamily Residential - Disadvantaged Community | Domestic Hot Water | Gas | Southern California Gas Company | Incentive:Paid | 29397 | 20.19 |  | 1 | 1456 |  | 1456 |  | 2017-08-24 10:54 | 2017-08-24 | EVOLUTION ENERGY SOLUTIONS L L C | Retrofit | Van Nuys | Los Angeles | 91401 | Host Customer is System Owner | [7 empty] | 450.45 | 40.95 |  | Drainback | Drainback (Water) | Solar Storage and Auxiliary Tanks are separate |  | 1 | 1 | 840 | Z09 | 21 | Units | Apartments/Condos | TRB-40 | 11 | 1 | 800 | 1 | 100 | 1 | 270000 | TRUE | 140 | 140 |  |  |  |  | Los Angeles | FALSE | 20.19 |  | 2017-08-08 |  | 2017-08-24 | 2017-08-24 | 2018-06-26 | 2018-07-27 | 2262 | 29397 | Up-front Payment
SCG-008793 | Low Income Single Family Residential | Domestic Hot Water | Gas | Southern California Gas Company | Incentive:Paid | 4487 | 36.9 |  | 1 | 128 |  | 122 |  | 2017-08-11 14:40 | 2018-01-10 | TITANIUM POWER INC | Retrofit | San Fernando | Los Angeles | 91340 | Host Customer is System Owner | 6 |  | 30004079 | GREENoneTEC Solarindustrie GmbH | Solpal Plus | Solpal Plus L-GT | Direct Integral Collector Storage (DI) | 25.66 |  | Solpal Plus L |  |  | Solar Storage with Tankless Auxiliary Water Heater | 51 | 1 | 0.95 | 75 | Z09 | [18 empty] | Los Angeles | FALSE | 35.23 |  | 2017-08-08 | 2017-11-28 |  |  | 2017-08-11 | 2018-01-10 | 2473 | 4509 | Up-front Payment
SCG-008794 | Low Income Single Family Residential | Domestic Hot Water | Gas | Southern California Gas Company | Incentive:Paid | 4723 | 36.9 |  | 1 | 128 |  | 128 |  | 2017-08-11 14:27 | 2017-11-06 | TITANIUM POWER INC | Retrofit | Pacoima | Los Angeles | 91331 | Host Customer is System Owner | 7 |  | 30004079 | GREENoneTEC Solarindustrie GmbH | Solpal Plus | Solpal Plus L-GT | Direct Integral Collector Storage (DI) | 25.66 |  | Solpal Plus L |  |  | Solar Storage with Tankless Auxiliary Water Heater | 51 | 1 | 1 | 85 | Z09 | [18 empty] | Los Angeles | FALSE | 37.18 |  | 2011-06-01: 2017-08-08; 2011-08-03: 2017-08-11; 2011-09-20: 2017-11-06 | 2532 | 4759 | Up-front Payment
SCG-008795 | Low Income Single Family Residential | Domestic Hot Water | Gas | Southern California Gas Company | Incentive:Paid | 4723 | 36.9 |  | 1 | 128 |  | 128 |  | 2017-08-11 14:11 | 2018-01-10 | TITANIUM POWER INC | Retrofit | Pacoima | Los Angeles | 91331 | Host Customer is System Owner | 5 |  | 30004079 | GREENoneTEC Solarindustrie GmbH | Solpal Plus | Solpal Plus L-GT | Direct Integral Collector Storage (DI) | 25.66 |  | Solpal Plus L |  |  | Solar Storage with Tankless Auxiliary Water Heater | 51 | 1 | 1 | 65 | Z09 | [18 empty] | Los Angeles | FALSE | 37.18 |  | 2017-08-08 | 2017-11-27 |  |  | 2017-08-11 | 2018-01-10 | 2473 | 4759 | Up-front Payment
SCG-008796 | Low Income Single Family Residential | Domestic Hot Water | Gas | Southern California Gas Company | Incentive:Paid | 4723 | 36.9 |  | 1 | 128 |  | 128 |  | 2017-08-11 14:17 | 2017-11-06 | TITANIUM POWER INC | Retrofit | Pacoima | Los Angeles | 91331 | Host Customer is System Owner | 5 |  | 30004079 | GREENoneTEC Solarindustrie GmbH | Solpal Plus | Solpal Plus L-GT | Direct Integral Collector Storage (DI) | 25.66 |  | Solpal Plus L |  |  | Solar Storage with Tankless Auxiliary Water Heater | 51 | 1 | 1 | 65 | Z09 | [18 empty] | Los Angeles | FALSE | 37.18 |  | 2011-06-01: 2017-08-08; 2011-08-03: 2017-08-11; 2011-09-20: 2017-11-06 | 2532 | 4759 | Up-front Payment
PGE-008797 | Single Family Residential | Domestic Hot Water | Gas | Pacific Gas and Electric | Incentive:Paid | 4366 | 29.85 |  | 1 | 187 |  | 159 |  | 2018-05-21 12:25 | 2018-06-13 | WARM CORPORATION WEST | Retrofit | Atherton | San Mateo | 94027 | Host Customer is System Owner | 4 |  | 30004173 | HTP, Inc. | SOLAR SKIES | DB-119-64-GB | Indirect Forced Circulation (IF) | 63.72 |  | SS-32 | Glycol | Advanced Controller with a Thermal Cycling Function | Solar and Auxiliary Storage are the same Tank | 119 | 1 | 0.85 | 55 | Z03 | [18 empty] | Town of Atherton | FALSE | 140.83 |  | 2017-08-08 | 2018-05-30 |  |  | 2018-05-21 | 2018-06-13 | 2312 | 26335 | Up-front Payment
SCG-008798 | Low Income Single Family Residential | Domestic Hot Water | Gas | Southern California Gas Company | Incentive:Paid | 4723 | 36.9 |  | 1 | 128 |  | 128 |  | 2017-08-11 14:14 | 2017-11-08 | TITANIUM POWER INC | Retrofit | Pacoima | Los Angeles | 91331 | Host Customer is System Owner | 6 |  | 30004079 | GREENoneTEC Solarindustrie GmbH | Solpal Plus | Solpal Plus L-GT | Direct Integral Collector Storage (DI) | 25.66 |  | Solpal Plus L |  |  | Solar Storage with Tankless Auxiliary Water Heater | 51 | 1 | 1 | 75 | Z09 | [18 empty] | Los Angeles | FALSE | 37.18 |  | 2011-06-01: 2017-08-08; 2011-08-03: 2017-08-11; 2011-09-20: 2017-11-08 | 2531 | 4759 | Up-front Payment
SCG-008799 | Low Income Single Family Residential | Domestic Hot Water | Gas | Southern California Gas Company | Incentive:Paid | 4723 | 36.9 |  | 1 | 128 |  | 128 |  | 2017-08-11 14:15 | 2018-01-10 | TITANIUM POWER INC | Retrofit | Pacoima | Los Angeles | 91331 | Host Customer is System Owner | 4 |  | 30004079 | GREENoneTEC Solarindustrie GmbH | Solpal Plus | Solpal Plus L-GT | Direct Integral Collector Storage (DI) | 25.66 |  | Solpal Plus L |  |  | Solar Storage with Tankless Auxiliary Water Heater | 51 | 1 | 1 | 55 | Z09 | [18 empty] | Los Angeles | FALSE | 37.18 |  | 2017-08-08 | 2017-11-27 |  |  | 2017-08-11 | 2018-01-10 | 2473 | 4759 | Up-front Payment
SCG-008800 | Low Income Single Family Residential | Domestic Hot Water | Gas | Southern California Gas Company | Incentive:Paid | 4723 | 36.9 |  | 1 | 128 |  | 128 |  | 2017-08-11 14:23 | 2017-11-06 | TITANIUM POWER INC | Retrofit | Pacoima | Los Angeles | 91331 | Host Customer is System Owner | 6 |  | 30004079 | GREENoneTEC Solarindustrie GmbH | Solpal Plus | Solpal Plus L-GT | Direct Integral Collector Storage (DI) | 25.66 |  | Solpal Plus L |  |  | Solar Storage with Tankless Auxiliary Water Heater | 51 | 1 | 1 | 75 | Z09 | [18 empty] | Los Angeles | FALSE | 37.18 |  | 2011-06-01: 2017-08-08; 2011-08-03: 2017-08-11; 2011-09-20: 2017-11-06 | 2532 | 4759 | Up-front Payment
SCG-008801 | Low Income Single Family Residential | Domestic Hot Water | Gas | Southern California Gas Company | Incentive:Paid | 4723 | 36.9 |  | 1 | 128 |  | 128 |  | 2017-08-11 14:24 | 2018-01-10 | TITANIUM POWER INC | Retrofit | Pacoima | Los Angeles | 91331 | Host Customer is System Owner | 8 |  | 30004079 | GREENoneTEC Solarindustrie GmbH | Solpal Plus | Solpal Plus L-GT | Direct Integral Collector Storage (DI) | 25.66 |  | Solpal Plus L |  |  | Solar Storage with Tankless Auxiliary Water Heater | 51 | 1 | 1 | 95 | Z09 | [18 empty] | Los Angeles | FALSE | 37.18 |  | 2017-08-08 | 2017-11-27 |  |  | 2017-08-11 | 2018-01-10 | 2473 | 4759 | Up-front Payment
SCG-008802 | Low Income Single Family Residential | Domestic Hot Water | Gas | Southern California Gas Company | Incentive:Paid | 4723 | 36.9 |  | 1 | 128 |  | 128 |  | 2017-08-17 14:02 | 2017-12-26 | TITANIUM POWER INC | Retrofit | Pacoima | Los Angeles | 91331 | Host Customer is System Owner | 6 |  | 30004079 | GREENoneTEC Solarindustrie GmbH | Solpal Plus | Solpal Plus L-GT | Direct Integral Collector Storage (DI) | 25.66 |  | Solpal Plus L |  |  | Solar Storage with Tankless Auxiliary Water Heater | 51 | 1 | 1 | 75 | Z09 | [18 empty] | Los Angeles | FALSE | 37.18 |  | 2011-06-01: 2017-08-08; 2011-08-03: 2017-08-17; 2011-09-20: 2017-12-26 | 2468 | 4759 | Up-front Payment
SCG-008803 | Low Income Single Family Residential | Domestic Hot Water | Gas | Southern California Gas Company | Incentive:Paid | 4723 | 36.9 |  | 1 | 128 |  | 128 |  | 2017-08-11 14:16 | 2017-11-06 | TITANIUM POWER INC | Retrofit | Pacoima | Los Angeles | 91331 | Host Customer is System Owner | 8 |  | 30004079 | GREENoneTEC Solarindustrie GmbH | Solpal Plus | Solpal Plus L-GT | Direct Integral Collector Storage (DI) | 25.66 |  | Solpal Plus L |  |  | Solar Storage with Tankless Auxiliary Water Heater | 51 | 1 | 1 | 95 | Z09 | [18 empty] | Los Angeles | FALSE | 37.18 |  | 2011-06-01: 2017-08-08; 2011-08-03: 2017-08-11; 2011-09-20: 2017-11-06 | 2532 | 4759 | Up-front Payment
SCG-008804 | Commercial/Multifamily Residential | Domestic Hot Water | Gas | Southern California Gas Company | Incentive:Paid | 62791 | 20.19 |  | 1 | 3110 |  | 3110 |  | 2017-08-24 11:26 | 2017-09-06 | EVOLUTION ENERGY SOLUTIONS L L C | Retrofit | Los Angeles | Los Angeles | 90020 | Host Customer is System Owner | [7 empty] | 819 | 40.95 |  | Drainback | Drainback (Water) | Solar Storage and Auxiliary Tanks are separate |  | 1 | 1 | 1800 | Z09 | 45 | Units | Apartments/Condos | TRB-40 | 20 | 1 | 1500 | 1 | 200 | 2 | 540000 | TRUE | 140 | 140 |  | SunEarth - SETR A503 TTR U + VFS 10-200 |  | SunEarth - SETR A503 TTR U + VFS 10-200 | Los Angeles | FALSE | 20.19 |  | 2017-08-08 |  | 2017-08-24 | 2017-09-06 | 2018-04-02 | 2018-04-17 | 2330 | 62791 | Up-front Payment
SCG-008805 | Low Income Single Family Residential | Domestic Hot Water | Gas | Southern California Gas Company | Incentive:Paid | 4723 | 36.9 |  | 1 | 128 |  | 128 |  | 2017-08-18 08:51 | 2017-11-10 | TITANIUM POWER INC | Retrofit | Pacoima | Los Angeles | 91331 | Host Customer is System Owner | 4 |  | 30004079 | GREENoneTEC Solarindustrie GmbH | Solpal Plus | Solpal Plus L-GT | Direct Integral Collector Storage (DI) | 25.66 |  | Solpal Plus L |  |  | Solar Storage with Tankless Auxiliary Water Heater | 51 | 1 | 1 | 55 | Z09 | [18 empty] | Los Angeles | FALSE | 37.18 |  | 2011-06-01: 2017-08-08; 2011-08-03: 2017-08-18; 2011-09-20: 2017-11-10 | 2523 | 4759 | Up-front Payment
SCG-008806 | Low Income Single Family Residential | Domestic Hot Water | Gas | Southern California Gas Company | Incentive:Paid | 4723 | 36.9 |  | 1 | 128 |  | 128 |  | 2017-10-19 15:04 | 2018-04-10 | TITANIUM POWER INC | Retrofit | Pacoima | Los Angeles | 91331 | Host Customer is System Owner | 7 |  | 30004079 | GREENoneTEC Solarindustrie GmbH | Solpal Plus | Solpal Plus L-GT | Direct Integral Collector Storage (DI) | 25.66 |  | Solpal Plus L |  |  | Solar Storage with Tankless Auxiliary Water Heater | 51 | 1 | 1 | 85 | Z09 | [18 empty] | Los Angeles | FALSE | 37.18 |  | 2017-08-08 | 2017-12-04 |  |  | 2017-10-19 | 2018-04-10 | 2389 | 4759 | Up-front Payment
SCG-008807 | Commercial/Multifamily Residential | Domestic Hot Water | Gas | Southern California Gas Company | Incentive:Paid | 98729 | 20.19 |  | 1 | 4890 |  | 4890 |  | 2017-08-30 09:18 | 2017-09-11 | EVOLUTION ENERGY SOLUTIONS L L C | Retrofit | Los Angeles | Los Angeles | 90029 | Host Customer is System Owner | [7 empty] | 1310.4 | 40.95 |  | Drainback | Drainback (Water) | Solar Storage and Auxiliary Tanks are separate |  | 1 | 1 | 2698 | Z09 | 71 | Units | Apartments/Condos | TRB-40 | 32 | 1 | 2500 | 1 | 230 | 2 | 399000 | TRUE | 140 | 140 |  | SunEarth - SETR A503 TTR U + VFS 10-200 |  | SunEarth - SETR A503 TTR U + VFS 10-200 | Los Angeles | FALSE | 20.19 |  | 2017-08-08 |  | 2017-08-30 | 2017-09-11 | 2017-11-08 | 2017-11-08 | 2495 | 98729 | Up-front Payment
SCG-008808 | Low Income Single Family Residential | Domestic Hot Water | Gas | Southern California Gas Company | Incentive:Paid | 4723 | 36.9 |  | 1 | 128 |  | 128 |  | 2017-08-11 14:29 | 2018-01-10 | TITANIUM POWER INC | Retrofit | Arleta | Los Angeles | 91331 | Host Customer is System Owner | 6 |  | 30004079 | GREENoneTEC Solarindustrie GmbH | Solpal Plus | Solpal Plus L-GT | Direct Integral Collector Storage (DI) | 25.66 |  | Solpal Plus L |  |  | Solar Storage with Tankless Auxiliary Water Heater | 51 | 1 | 1 | 75 | Z09 | [18 empty] | Los Angeles | FALSE | 37.18 |  | 2017-08-09 | 2017-11-27 |  |  | 2017-08-11 | 2018-01-10 | 2473 | 4759 | Up-front Payment
SCG-008809 | Low Income Single Family Residential | Domestic Hot Water | Gas | Southern California Gas Company | Incentive:Paid | 4723 | 36.9 |  | 1 | 128 |  | 128 |  | 2017-08-24 09:14 | 2018-01-11 | TITANIUM POWER INC | Retrofit | Arleta | Los Angeles | 91331 | Host Customer is System Owner | 4 |  | 30004079 | GREENoneTEC Solarindustrie GmbH | Solpal Plus | Solpal Plus L-GT | Direct Integral Collector Storage (DI) | 25.66 |  | Solpal Plus L |  |  | Solar Storage with Tankless Auxiliary Water Heater | 51 | 1 | 1 | 55 | Z09 | [18 empty] | Los Angeles | FALSE | 37.18 |  | 2011-06-01: 2017-08-09; 2011-08-03: 2017-08-24; 2011-09-20: 2018-01-11 | 2473 | 4759 | Up-front Payment
SCG-008811 | Low Income Single Family Residential | Domestic Hot Water | Gas | Southern California Gas Company | Incentive:Paid | 4723 | 36.9 |  | 1 | 128 |  | 128 |  | 2017-08-11 15:29 | 2017-11-21 | TITANIUM POWER INC | Retrofit | Pacoima | Los Angeles | 91331 | Host Customer is System Owner | 6 |  | 30004079 | GREENoneTEC Solarindustrie GmbH | Solpal Plus | Solpal Plus L-GT | Direct Integral Collector Storage (DI) | 25.66 |  | Solpal Plus L |  |  | Solar Storage with Tankless Auxiliary Water Heater | 51 | 1 | 1 | 75 | Z09 | [18 empty] | Los Angeles | FALSE | 37.18 |  | 2011-06-01: 2017-08-09; 2011-08-03: 2017-08-11; 2011-09-20: 2017-11-21 | 2521 | 4759 | Up-front Payment
SCG-008812 | Low Income Single Family Residential | Domestic Hot Water | Gas | Southern California Gas Company | Incentive:Paid | 4723 | 36.9 |  | 1 | 128 |  | 128 |  | 2017-08-11 15:29 | 2017-11-07 | TITANIUM POWER INC | Retrofit | Arleta | Los Angeles | 91331 | Host Customer is System Owner | 7 |  | 30004079 | GREENoneTEC Solarindustrie GmbH | Solpal Plus | Solpal Plus L-GT | Direct Integral Collector Storage (DI) | 25.66 |  | Solpal Plus L |  |  | Solar Storage with Tankless Auxiliary Water Heater | 51 | 1 | 1 | 85 | Z09 | [18 empty] | Los Angeles | FALSE | 37.18 |  | 2011-06-01: 2017-08-09; 2011-08-03: 2017-08-11; 2011-09-20: 2017-11-07 | 2532 | 4759 | Up-front Payment
SCG-008813 | Low Income Single Family Residential | Domestic Hot Water | Gas | Southern California Gas Company | Incentive:Paid | 4487 | 36.9 |  | 1 | 128 |  | 122 |  | 2017-08-11 15:32 | 2018-01-11 | TITANIUM POWER INC | Retrofit | Pacoima | Los Angeles | 91331 | Host Customer is System Owner | 7 |  | 30004079 | GREENoneTEC Solarindustrie GmbH | Solpal Plus | Solpal Plus L-GT | Direct Integral Collector Storage (DI) | 25.66 |  | Solpal Plus L |  |  | Solar Storage with Tankless Auxiliary Water Heater | 51 | 1 | 0.95 | 85 | Z09 | [18 empty] | Los Angeles | FALSE | 35.23 |  | 2017-08-09 | 2017-11-28 |  |  | 2017-08-11 | 2018-01-11 | 2473 | 4509 | Up-front Payment
SCG-008814 | Low Income Single Family Residential | Domestic Hot Water | Gas | Southern California Gas Company | Incentive:Paid | 4723 | 36.9 |  | 1 | 128 |  | 128 |  | 2017-08-11 15:33 | 2017-11-07 | TITANIUM POWER INC | Retrofit | Pacoima | Los Angeles | 91331 | Host Customer is System Owner | 6 |  | 30004079 | GREENoneTEC Solarindustrie GmbH | Solpal Plus | Solpal Plus L-GT | Direct Integral Collector Storage (DI) | 25.66 |  | Solpal Plus L |  |  | Solar Storage with Tankless Auxiliary Water Heater | 51 | 1 | 1 | 75 | Z09 | [18 empty] | Los Angeles | FALSE | 37.18 |  | 2011-06-01: 2017-08-09; 2011-08-03: 2017-08-11; 2011-09-20: 2017-11-07 | 2532 | 4759 | Up-front Payment
SCG-008815 | Low Income Single Family Residential | Domestic Hot Water | Gas | Southern California Gas Company | Incentive:Paid | 4723 | 36.9 |  | 1 | 128 |  | 128 |  | 2017-08-11 15:34 | 2018-01-10 | TITANIUM POWER INC | Retrofit | Pacoima | Los Angeles | 91331 | Host Customer is System Owner | 5 |  | 30004079 | GREENoneTEC Solarindustrie GmbH | Solpal Plus | Solpal Plus L-GT | Direct Integral Collector Storage (DI) | 25.66 |  | Solpal Plus L |  |  | Solar Storage with Tankless Auxiliary Water Heater | 51 | 1 | 1 | 65 | Z09 | [18 empty] | Los Angeles | FALSE | 37.18 |  | 2017-08-09 | 2017-11-28 |  |  | 2017-08-11 | 2018-01-10 | 2473 | 4759 | Up-front Payment
SCG-008816 | Low Income Single Family Residential | Domestic Hot Water | Gas | Southern California Gas Company | Incentive:Paid | 4723 | 36.9 |  | 1 | 128 |  | 128 |  | 2017-08-11 15:34 | 2017-11-08 | TITANIUM POWER INC | Retrofit | Pacoima | Los Angeles | 91331 | Host Customer is System Owner | 7 |  | 30004079 | GREENoneTEC Solarindustrie GmbH | Solpal Plus | Solpal Plus L-GT | Direct Integral Collector Storage (DI) | 25.66 |  | Solpal Plus L |  |  | Solar Storage with Tankless Auxiliary Water Heater | 51 | 1 | 1 | 85 | Z09 | [18 empty] | Los Angeles | FALSE | 37.18 |  | 2011-06-01: 2017-08-09; 2011-08-03: 2017-08-11; 2011-09-20: 2017-11-08 | 2532 | 4759 | Up-front Payment
SCG-008817 | Low Income Single Family Residential | Domestic Hot Water | Gas | Southern California Gas Company | Incentive:Canceled | 4723 | 36.9 |  | 1 | 128 |  | 128 |  | 2017-08-17 14:17 |  | TITANIUM POWER INC | New Construction | Pacoima | Los Angeles | 91331 | Host Customer is System Owner | 7 |  | 30004079 | GREENoneTEC Solarindustrie GmbH | Solpal Plus | Solpal Plus L-GT | Direct Integral Collector Storage (DI) | 25.66 |  | Solpal Plus L |  |  | Solar Storage with Tankless Auxiliary Water Heater | 51 | 1 | 1 | 85 | Z09 | [18 empty] | Los Angeles | FALSE | 37.18 |  | 2011-06-01: 2017-08-10; 2011-06-21: 2018-02-06; 2011-08-03: 2017-08-17 | 2451 | 4759 | Up-front Payment
SCG-008818 | Commercial/Multifamily Residential | Domestic Hot Water | Gas | Southern California Gas Company | Incentive:Paid | 19302 | 20.19 |  | 1 | 956 |  | 956 |  | 2017-08-18 09:11 | 2017-08-21 | ENVIRONMENTAL SOLAR DESIGN INC | Retrofit | La Puente | La Puente | 91744 | Host Customer is System Owner | [7 empty] | 286.65 | 40.95 |  | Glycol | Advanced Controller with a Vacation or Holiday Mode | Solar Storage and Auxiliary Tanks are separate |  | 1 | 1 | 672 | Z09 | 16 | Units | Apartments/Condos | TRB-40 | 7 | 1 | 360 | 3 | 119 | 1 | 350000 | TRUE | 125 | 145 |  |  |  |  | City of La Puente | FALSE | 46.85 |  | 2017-08-10 |  | 2017-08-18 | 2017-08-21 | 2017-10-16 | 2017-10-27 | 2546 | 44785 | Up-front Payment
SCG-008819 | Low Income Single Family Residential | Domestic Hot Water | Gas | Southern California Gas Company | Incentive:Paid | 4723 | 36.9 |  | 1 | 128 |  | 128 |  | 2017-08-15 14:36 | 2017-11-09 | TITANIUM POWER INC | Retrofit | Pacoima | Los Angeles | 91331 | Host Customer is System Owner | 6 |  | 30004079 | GREENoneTEC Solarindustrie GmbH | Solpal Plus | Solpal Plus L-GT | Direct Integral Collector Storage (DI) | 25.66 |  | Solpal Plus L |  |  | Solar Storage with Tankless Auxiliary Water Heater | 51 | 1 | 1 | 75 | Z09 | [18 empty] | Los Angeles | FALSE | 37.18 |  | 2011-06-01: 2017-08-10; 2011-08-03: 2017-08-15; 2011-09-20: 2017-11-09 | 2531 | 4759 | Up-front Payment
PGE-008820 | Low Income Single Family Residential | Domestic Hot Water | Gas | Pacific Gas and Electric | Incentive:Paid | 3840 | 36.9 |  | 1 | 121 |  | 104 |  | 2017-08-17 10:05 | 2017-09-11 | MERCED COUNTY COMMUNITY ACTION BOARD | Retrofit | MERCED | Merced | 95340 | Host Customer is System Owner | 3 |  | 30004214 | Alternate Energy Technologies | EAGLESUN | DBS-G2-60-40 | Indirect Forced Circulation (IF) | 41.35 |  | MSC-20 | Automatic Drainback |  | Solar Storage and Auxiliary Tanks are separate | 60 | 0.86 | 1 | 45 | Z12 | [18 empty] | CITY OF MERCED | FALSE | 45.59 |  | 2017-08-10 | 2017-08-21 |  |  | 2017-08-17 | 2017-09-11 | 2592 | 5516.77 | Up-front Payment
SCG-008822 | Single Family Residential | Domestic Hot Water | Gas | Southern California Gas Company | Incentive:Paid | 3714 | 29.85 |  | 1 | 162 |  | 124 |  | 2017-10-05 13:01 | 2017-11-03 | SOL RELIABLE INC | Retrofit | GRANADA HILLS | Los Angeles | 91344 | Host Customer is System Owner | 3 |  | 2009036H | Heliodyne, Inc. | HELIOPAK | HPAK 016 2 406 G 80 ACD Z | Indirect Forced Circulation (IF) | 53.88 |  | 406 001 | Forced Circulation |  | Solar Storage and Auxiliary Tanks are separate | 80 | 0.96 | 0.8 | 45 | Z09 | [18 empty] | lADBS | FALSE | 64.81 |  | 2011-06-01: 2017-08-10; 2011-08-03: 2017-10-05; 2011-09-20: 2017-11-03 | 2539 | 10500 | Up-front Payment
SCG-008823 | Low Income Single Family Residential | Domestic Hot Water | Gas | Southern California Gas Company | Incentive:Paid | 4723 | 36.9 |  | 1 | 128 |  | 128 |  | 2017-08-15 13:55 | 2017-11-08 | TITANIUM POWER INC | Retrofit | San Fernando | Los Angeles | 91340 | Host Customer is System Owner | 6 |  | 30004079 | GREENoneTEC Solarindustrie GmbH | Solpal Plus | Solpal Plus L-GT | Direct Integral Collector Storage (DI) | 25.66 |  | Solpal Plus L |  |  | Solar Storage with Tankless Auxiliary Water Heater | 51 | 1 | 1 | 75 | Z09 | [18 empty] | Los Angeles | FALSE | 37.18 |  | 2011-06-01: 2017-08-10; 2011-08-03: 2017-08-15; 2011-09-20: 2017-11-08 | 2532 | 4759 | Up-front Payment
SCG-008825 | Low Income Single Family Residential | Domestic Hot Water | Gas | Southern California Gas Company | Incentive:Paid | 4487 | 36.9 |  | 1 | 128 |  | 122 |  | 2017-08-15 14:34 | 2018-01-26 | TITANIUM POWER INC | Retrofit | Pacoima | Los Angeles | 91331 | Host Customer is System Owner | 6 |  | 30004079 | GREENoneTEC Solarindustrie GmbH | Solpal Plus | Solpal Plus L-GT | Direct Integral Collector Storage (DI) | 25.66 |  | Solpal Plus L |  |  | Solar Storage with Tankless Auxiliary Water Heater | 51 | 1 | 0.95 | 75 | Z09 | [18 empty] | Los Angeles | FALSE | 37.18 |  | 2011-06-01: 2017-08-10; 2011-08-03: 2017-08-15; 2011-09-20: 2018-01-26 | 2460 | 4759 | Up-front Payment
SCG-008826 | Low Income Single Family Residential | Domestic Hot Water | Gas | Southern California Gas Company | Incentive:Paid | 4723 | 36.9 |  | 1 | 128 |  | 128 |  | 2017-08-15 14:30 | 2017-12-13 | TITANIUM POWER INC | Retrofit | San Fernando | Los Angeles | 91340 | Host Customer is System Owner | 6 |  | 30004079 | GREENoneTEC Solarindustrie GmbH | Solpal Plus | Solpal Plus L-GT | Direct Integral Collector Storage (DI) | 25.66 |  | Solpal Plus L |  |  | Solar Storage with Tankless Auxiliary Water Heater | 51 | 1 | 1 | 75 | Z09 | [18 empty] | Los Angeles | FALSE | 37.18 |  | 2011-06-01: 2017-08-10; 2011-08-03: 2017-08-15; 2011-09-20: 2017-12-13 | 2505 | 4759 | Up-front Payment
PGE-008827 | Low Income Single Family Residential | Domestic Hot Water | Gas | Pacific Gas and Electric | Incentive:Paid | 3719 | 36.9 |  | 1 | 121 |  | 101 |  | 2017-09-08 10:09 | 2017-11-03 | MERCED COUNTY COMMUNITY ACTION BOARD | Retrofit | DELHI | Merced | 95315 | Owner/Tenant | 2 |  | 30004214 | Alternate Energy Technologies | EAGLESUN | DBS-G2-60-40 | Indirect Forced Circulation (IF) | 41.35 |  | MSC-20 | Automatic Drainback |  | Solar Storage and Auxiliary Tanks are separate | 60 | 0.98 | 0.85 | 35 | Z12 | [18 empty] | COUNTY OF MERCED | FALSE | 46.63 |  | 2017-08-10 | 2017-09-13 |  |  | 2017-09-08 | 2017-11-03 | 2535 | 5642.11 | Up-front Payment
SCG-008828 | Low Income Single Family Residential | Domestic Hot Water | Gas | Southern California Gas Company | Incentive:Paid | 4723 | 36.9 |  | 1 | 128 |  | 128 |  | 2017-08-15 14:31 | 2017-11-09 | TITANIUM POWER INC | Retrofit | San Fernando | Los Angeles | 91340 | Host Customer is System Owner | 7 |  | 30004079 | GREENoneTEC Solarindustrie GmbH | Solpal Plus | Solpal Plus L-GT | Direct Integral Collector Storage (DI) | 25.66 |  | Solpal Plus L |  |  | Solar Storage with Tankless Auxiliary Water Heater | 51 | 1 | 1 | 85 | Z09 | [18 empty] | Los Angeles | FALSE | 37.18 |  | 2011-06-01: 2017-08-11; 2011-08-03: 2017-08-15; 2011-09-20: 2017-11-09 | 2531 | 4759 | Up-front Payment
SCG-008829 | Low Income Single Family Residential | Domestic Hot Water | Gas | Southern California Gas Company | Incentive:Paid | 4509 | 36.9 |  | 1 | 128 |  | 128 |  | 2017-08-17 14:12 | 2017-12-26 | TITANIUM POWER INC | Retrofit | San Fernando | Los Angeles | 91340 | Host Customer is System Owner | 6 |  | 30004079 | GREENoneTEC Solarindustrie GmbH | Solpal Plus | Solpal Plus L-GT | Direct Integral Collector Storage (DI) | 25.66 |  | Solpal Plus L |  |  | Solar Storage with Tankless Auxiliary Water Heater | 51 | 1 | 1 | 75 | Z09 | [18 empty] | Los Angeles | FALSE | 35.23 |  | 2011-06-01: 2017-08-11; 2011-08-03: 2017-08-17; 2011-09-20: 2017-12-26 | 2468 | 4509 | Up-front Payment
SCG-008830 | Low Income Single Family Residential | Domestic Hot Water | Gas | Southern California Gas Company | Incentive:Paid | 4723 | 36.9 |  | 1 | 128 |  | 128 |  | 2017-08-15 14:28 | 2017-11-09 | TITANIUM POWER INC | Retrofit | Pacoima | Los Angeles | 91331 | Host Customer is System Owner | 7 |  | 30004079 | GREENoneTEC Solarindustrie GmbH | Solpal Plus | Solpal Plus L-GT | Direct Integral Collector Storage (DI) | 25.66 |  | Solpal Plus L |  |  | Solar Storage with Tankless Auxiliary Water Heater | 51 | 1 | 1 | 85 | Z09 | [18 empty] | Los Angeles | FALSE | 37.18 |  | 2011-06-01: 2017-08-11; 2011-08-03: 2017-08-15; 2011-09-20: 2017-11-09 | 2531 | 4759 | Up-front Payment
SCG-008831 | Low Income Single Family Residential | Domestic Hot Water | Gas | Southern California Gas Company | Incentive:Paid | 4723 | 36.9 |  | 1 | 128 |  | 128 |  | 2017-08-15 14:28 | 2017-11-09 | TITANIUM POWER INC | Retrofit | Pacoima | Los Angeles | 91331 | Host Customer is System Owner | 8 |  | 30004079 | GREENoneTEC Solarindustrie GmbH | Solpal Plus | Solpal Plus L-GT | Direct Integral Collector Storage (DI) | 25.66 |  | Solpal Plus L |  |  | Solar Storage with Tankless Auxiliary Water Heater | 51 | 1 | 1 | 95 | Z09 | [18 empty] | Los Angeles | FALSE | 37.18 |  | 2011-06-01: 2017-08-11; 2011-08-03: 2017-08-15; 2011-09-20: 2017-11-09 | 2531 | 4759 | Up-front Payment
SCG-008832 | Low Income Single Family Residential | Domestic Hot Water | Gas | Southern California Gas Company | Incentive:Paid | 4723 | 36.9 |  | 1 | 128 |  | 128 |  | 2017-08-15 14:26 | 2017-11-09 | TITANIUM POWER INC | Retrofit | Pacoima | Los Angeles | 91331 | Host Customer is System Owner | 7 |  | 30004079 | GREENoneTEC Solarindustrie GmbH | Solpal Plus | Solpal Plus L-GT | Direct Integral Collector Storage (DI) | 25.66 |  | Solpal Plus L |  |  | Solar Storage with Tankless Auxiliary Water Heater | 51 | 1 | 1 | 85 | Z09 | [18 empty] | Los Angeles | FALSE | 37.18 |  | 2011-06-01: 2017-08-11; 2011-08-03: 2017-08-15; 2011-09-20: 2017-11-09 | 2531 | 4759 | Up-front Payment
PGE-008833 | Low Income Single Family Residential | Domestic Hot Water | Gas | Pacific Gas and Electric | Incentive:Paid | 3860 | 36.9 |  | 1 | 121 |  | 105 |  | 2017-08-17 10:07 | 2017-09-12 | MERCED COUNTY COMMUNITY ACTION BOARD | Retrofit | DELHI | Merced | 95315 | Host Customer is System Owner | 5 |  | 30004214 | Alternate Energy Technologies | EAGLESUN | DBS-G2-60-40 | Indirect Forced Circulation (IF) | 41.35 |  | MSC-20 | Automatic Drainback |  | Solar Storage and Auxiliary Tanks are separate | 60 | 0.91 | 0.95 | 65 | Z12 | [18 empty] | COUNTY OF MERCED | FALSE | 47.76 |  | 2017-08-11 | 2017-08-21 |  |  | 2017-08-17 | 2017-09-12 | 2592 | 5779.23 | Up-front Payment
SCG-008834 | Single Family Residential | Domestic Hot Water | Gas | Southern California Gas Company | Incentive:Paid | 3600 | 29.85 |  | 1 | 134 |  | 121 |  | 2017-08-21 11:40 | 2017-09-06 | ALTADENA ENERGY & SOLAR INC | Retrofit | Altadena | Los Angeles | 91001 | Lease | 3 |  | 2011077A | Apricus Inc. | APSS_CLOSED_AP30_FTB-1 STD-G | APSS_CLOSED_AP30_FTB-1 STD-G | Indirect Forced Circulation (IF) | 44.76 |  | AP-30 | Glycol | Advanced Controller with a Thermal Cycling Function | Solar Storage and Auxiliary Tanks are separate | 120 | 1 | 0.9 | 45 | Z09 | [18 empty] | LA County | FALSE | 87.88 |  | 2011-06-01: 2017-08-11; 2011-08-03: 2017-08-21; 2011-09-20: 2017-09-06 | 2601 | 11776 | Up-front Payment
PGE-008835 | Single Family Residential | Domestic Hot Water | Gas | Pacific Gas and Electric | Incentive:Paid | 4366 | 29.85 |  | 1 | 187 |  | 187 |  | 2018-05-15 12:32 | 2018-06-13 | WARM CORPORATION WEST | Retrofit | San Francisco | San Francisco | 94118 | Host Customer is System Owner | 4 |  | 30004173 | HTP, Inc. | SOLAR SKIES | DB-119-64-GB | Indirect Forced Circulation (IF) | 63.72 |  | SS-32 |  | Advanced Controller with a Thermal Cycling Function | Solar and Auxiliary Storage are the same Tank | 119 | 1 | 1 | 55 | Z03 | [18 empty] | San Francisco | FALSE | 140.83 |  | 2017-08-11 | 2018-05-30 |  |  | 2018-05-15 | 2018-06-13 | 2312 | 26335 | Up-front Payment
SCG-008836 | Low Income Single Family Residential | Domestic Hot Water | Gas | Southern California Gas Company | Incentive:Paid | 4723 | 36.9 |  | 1 | 128 |  | 128 |  | 2017-08-22 14:41 | 2017-11-09 | TITANIUM POWER INC | Retrofit | Pacoima | Los Angeles | 91331 | Host Customer is System Owner | 6 |  | 30004079 | GREENoneTEC Solarindustrie GmbH | Solpal Plus | Solpal Plus L-GT | Direct Integral Collector Storage (DI) | 25.66 |  | Solpal Plus L |  |  | Solar Storage with Tankless Auxiliary Water Heater | 51 | 1 | 1 | 75 | Z09 | [18 empty] | Los Angeles | FALSE | 37.18 |  | 2011-06-01: 2017-08-14; 2011-08-03: 2017-08-22; 2011-09-20: 2017-11-09 | 2532 | 4759 | Up-front Payment
SCG-008837 | Low Income Single Family Residential | Domestic Hot Water | Gas | Southern California Gas Company | Incentive:Paid | 4723 | 36.9 |  | 1 | 128 |  | 128 |  | 2017-08-17 14:22 | 2017-11-10 | TITANIUM POWER INC | Retrofit | Pacoima | Los Angeles | 91331 | Host Customer is System Owner | 6 |  | 30004079 | GREENoneTEC Solarindustrie GmbH | Solpal Plus | Solpal Plus L-GT | Direct Integral Collector Storage (DI) | 25.66 |  | Solpal Plus L |  |  | Solar Storage with Tankless Auxiliary Water Heater | 51 | 1 | 1 | 75 | Z09 | [18 empty] | Los Angeles | FALSE | 37.18 |  | 2011-06-01: 2017-08-14; 2011-08-03: 2017-08-17; 2011-09-20: 2017-11-10 | 2523 | 4759 | Up-front Payment
SCG-008838 | Low Income Single Family Residential | Domestic Hot Water | Gas | Southern California Gas Company | Incentive:Paid | 4723 | 36.9 |  | 1 | 128 |  | 128 |  | 2017-08-17 14:00 | 2018-01-10 | TITANIUM POWER INC | Retrofit | Pacoima | Los Angeles | 91331 | Host Customer is System Owner | 7 |  | 30004079 | GREENoneTEC Solarindustrie GmbH | Solpal Plus | Solpal Plus L-GT | Direct Integral Collector Storage (DI) | 25.66 |  | Solpal Plus L |  |  | Solar Storage with Tankless Auxiliary Water Heater | 51 | 1 | 1 | 85 | Z09 | [18 empty] | Los Angeles | FALSE | 37.18 |  | 2017-08-14 | 2017-11-29 |  |  | 2017-08-17 | 2018-01-10 | 2473 | 4759 | Up-front Payment
SCG-008839 | Low Income Single Family Residential | Domestic Hot Water | Gas | Southern California Gas Company | Incentive:Paid | 4723 | 36.9 |  | 1 | 128 |  | 128 |  | 2017-08-17 14:36 | 2017-11-10 | TITANIUM POWER INC | Retrofit | Pacoima | Los Angeles | 91331 | Host Customer is System Owner | 7 |  | 30004079 | GREENoneTEC Solarindustrie GmbH | Solpal Plus | Solpal Plus L-GT | Direct Integral Collector Storage (DI) | 25.66 |  | Solpal Plus L |  |  | Solar Storage with Tankless Auxiliary Water Heater | 51 | 1 | 1 | 85 | Z09 | [18 empty] | Los Angeles | FALSE | 37.18 |  | 2011-06-01: 2017-08-14; 2011-08-03: 2017-08-17; 2011-09-20: 2017-11-10 | 2523 | 4759 | Up-front Payment
SCG-008841 | Low Income Single Family Residential | Domestic Hot Water | Gas | Southern California Gas Company | Incentive:Paid | 4723 | 36.9 |  | 1 | 128 |  | 128 |  | 2017-08-17 14:28 | 2017-11-10 | TITANIUM POWER INC | Retrofit | Pacoima | Los Angeles | 91331 | Host Customer is System Owner | 5 |  | 30004079 | GREENoneTEC Solarindustrie GmbH | Solpal Plus | Solpal Plus L-GT | Direct Integral Collector Storage (DI) | 25.66 |  | Solpal Plus L |  |  | Solar Storage with Tankless Auxiliary Water Heater | 51 | 1 | 1 | 65 | Z09 | [18 empty] | Los Angeles | FALSE | 37.18 |  | 2011-06-01: 2017-08-14; 2011-08-03: 2017-08-17; 2011-09-20: 2017-11-10 | 2523 | 4759 | Up-front Payment
PGE-008842 | Single Family Residential | Domestic Hot Water | Gas | Pacific Gas and Electric | Incentive:Paid | 2537 | 29.85 |  | 1 | 85 |  | 85 |  | 2017-11-09 13:41 | 2018-03-01 | CORONA SOLAR | Retrofit | MOUNTAIN VIEW | Santa Clara | 94040 | Host Customer is System Owner | 4 |  | 30004078 | GREENoneTEC Solarindustrie GmbH | Solpal Plus | Solpal Plus L-G | Direct Integral Collector Storage (DI) | 25.66 |  | Solpal Plus L |  |  | Solar Storage and Auxiliary Tanks are separate | 50 | 1 | 1 | 55 | Z04 | [18 empty] | City of Mountain View | FALSE | 107.65 |  | 2017-08-14 | 2017-11-15 |  |  | 2017-11-09 | 2018-03-01 | 2411 | 9150 | Up-front Payment
SCG-008843 | Low Income Single Family Residential | Domestic Hot Water | Gas | Southern California Gas Company | Incentive:Paid | 4723 | 36.9 |  | 1 | 128 |  | 128 |  | 2017-08-17 14:31 | 2017-11-10 | TITANIUM POWER INC | Retrofit | Pacoima | Los Angeles | 91331 | Host Customer is System Owner | 6 |  | 30004079 | GREENoneTEC Solarindustrie GmbH | Solpal Plus | Solpal Plus L-GT | Direct Integral Collector Storage (DI) | 25.66 |  | Solpal Plus L |  |  | Solar Storage with Tankless Auxiliary Water Heater | 51 | 1 | 1 | 75 | Z09 | [18 empty] | Los Angeles | FALSE | 37.18 |  | 2011-06-01: 2017-08-14; 2011-08-03: 2017-08-17; 2011-09-20: 2017-11-10 | 2523 | 4759 | Up-front Payment
SCG-008844 | Low Income Multifamily Residential | Domestic Hot Water | Gas | Southern California Gas Company | Incentive:Paid | 8587 | 24.89 |  | 1 | 345 |  | 345 |  | 2017-09-14 10:09 | 2017-09-15 | SOLARPONICS INC | Retrofit | Morro Bay | San Luis Obispo | 93442 | Host Customer is System Owner | [7 empty] | 159.32 | 39.83 |  | Glycol | Advanced Controller with a Vacation or Holiday Mode | Solar Storage and Auxiliary Tanks are separate |  | 1 | 1 | 162 | Z05 | 9 | Beds | Retirement/Nursing Homes | 10001927 | 4 | 1 | 265 | 1 | 100 | 1 | 75100 | TRUE | 120 | 135 |  |  |  |  | City of Morro Bay | FALSE | 65.53 |  | 2017-08-14 |  | 2017-09-14 | 2017-09-15 | 2017-10-05 | 2017-11-06 | 2545 | 22608 | Up-front Payment
SCG-008845 | Low Income Multifamily Residential | Domestic Hot Water | Gas | Southern California Gas Company | Incentive:Paid | 44404 | 24.89 |  | 1 | 1784 |  | 1784 |  | 2017-09-14 14:47 | 2017-10-19 | PROMISE ENERGY INC | Retrofit | Los Angeles | Los Angeles | 90044 | Host Customer is System Owner | [7 empty] | 803.4 | 40.17 |  | Glycol | Steam Back | Solar Storage and Auxiliary Tanks are separate |  | 1 | 1 | 840 | Z08 | 20 | Units | Apartments/Condos | 2010115A | 20 | 1 | 1200 | 1 | 120 | 1 | 500000 | TRUE | 120 | 140 |  | Amatis Controls - AM-JOULE |  | Amatis Controls - AM-JOULE | LADBS | FALSE | 87.63 |  | 2017-08-15 |  | 2017-09-14 | 2017-10-19 | 2018-03-13 | 2018-04-17 | 2262 | 156335.07 | Up-front Payment
PGE-008846 | Low Income Multifamily Residential | Domestic Hot Water | Gas | Pacific Gas and Electric | Reservation:Canceled | 88285 | 24.89 |  | 1 | 3547 |  | 3547 |  | 2017-09-14 15:13 |  | PROMISE ENERGY INC | Retrofit | Los Angeles | Los Angeles | 90062 | Host Customer is System Owner | [7 empty] | 1285.44 | 40.17 |  | Glycol | Steam Back | Solar Storage and Auxiliary Tanks are separate |  | 1 | 1 | 1640 | Z08 | 41 | Units | Apartments/Condos | 2010115A | 32 | 1 | 1900 | 1 | 115 | 1 | 199000 | TRUE | 120 | 140 | [5 empty] | FALSE | 57.67 |  | 2011-06-01: 2017-08-15; 2011-06-21: 2017-09-20; 2011-06-23: 2017-09-14 | 2593 | 204569.16 | Up-front Payment
SCG-008847 | Low Income Single Family Residential | Domestic Hot Water | Gas | Southern California Gas Company | Incentive:Paid | 4723 | 36.9 |  | 1 | 128 |  | 128 |  | 2017-08-21 14:19 | 2017-12-26 | TITANIUM POWER INC | Retrofit | San Fernando | Los Angeles | 91340 | Host Customer is System Owner | 7 |  | 30004079 | GREENoneTEC Solarindustrie GmbH | Solpal Plus | Solpal Plus L-GT | Direct Integral Collector Storage (DI) | 25.66 |  | Solpal Plus L |  |  | Solar Storage with Tankless Auxiliary Water Heater | 51 | 1 | 1 | 85 | Z09 | [18 empty] | Los Angeles | FALSE | 37.18 |  | 2011-06-01: 2017-08-16; 2011-08-03: 2017-08-21; 2011-09-20: 2017-12-26 | 2468 | 4759 | Up-front Payment
SCG-008848 | Low Income Single Family Residential | Domestic Hot Water | Gas | Southern California Gas Company | Incentive:Paid | 4723 | 36.9 |  | 1 | 128 |  | 128 |  | 2017-08-21 14:19 | 2017-11-10 | TITANIUM POWER INC | Retrofit | Pacoima | Los Angeles | 91331 | Host Customer is System Owner | 7 |  | 30004079 | GREENoneTEC Solarindustrie GmbH | Solpal Plus | Solpal Plus L-GT | Direct Integral Collector Storage (DI) | 25.66 |  | Solpal Plus L |  |  | Solar Storage with Tankless Auxiliary Water Heater | 51 | 1 | 1 | 85 | Z09 | [18 empty] | Los Angeles | FALSE | 37.18 |  | 2011-06-01: 2017-08-16; 2011-08-03: 2017-08-21; 2011-09-20: 2017-11-10 | 2523 | 4759 | Up-front Payment
SCG-008849 | Commercial/Multifamily Residential | Domestic Hot Water | Gas | Southern California Gas Company | Incentive:Paid | 13002 | 20.19 |  | 1 | 644 |  | 644 |  | 2017-12-04 08:22 | 2017-12-04 | A F C PLUMBING AND SERVICES INC | Retrofit | Redondo Beach | Redondo Beach | 90277 | Host Customer is System Owner | [7 empty] | 236.65 | 47.33 |  | Glycol | Steam Back | Solar Storage and Auxiliary Tanks are separate |  | 1 | 1 | 378 | Z06 | 9 | Units | Apartments/Condos | 10001909 | 5 | 5 | 238 | 2 | 100 | 1 | 199900 | TRUE | 120 | 120 |  |  |  |  | City of Redondo Beach | FALSE | 48.06 |  | 2017-08-16 |  | 2017-12-04 | 2017-12-04 | 2017-12-18 | 2017-12-21 | 2496 | 30950 | Up-front Payment
SCG-008850 | Low Income Single Family Residential | Domestic Hot Water | Gas | Southern California Gas Company | Incentive:Paid | 4723 | 36.9 |  | 1 | 128 |  | 128 |  | 2017-08-31 14:30 | 2018-01-10 | TITANIUM POWER INC | Retrofit | Pacoima | Los Angeles | 91331 | Host Customer is System Owner | 4 |  | 30004079 | GREENoneTEC Solarindustrie GmbH | Solpal Plus | Solpal Plus L-GT | Direct Integral Collector Storage (DI) | 25.66 |  | Solpal Plus L |  |  | Solar Storage with Tankless Auxiliary Water Heater | 51 | 1 | 1 | 55 | Z09 | [18 empty] | Los Angeles | FALSE | 37.18 |  | 2011-06-01: 2017-08-16; 2011-08-03: 2017-08-31; 2011-09-20: 2018-01-10 | 2473 | 4759 | Up-front Payment
SCG-008851 | Low Income Single Family Residential | Domestic Hot Water | Gas | Southern California Gas Company | Incentive:Paid | 4723 | 36.9 |  | 1 | 128 |  | 128 |  | 2017-08-21 14:20 | 2017-11-09 | TITANIUM POWER INC | Retrofit | Pacoima | Los Angeles | 91331 | Host Customer is System Owner | 7 |  | 30004079 | GREENoneTEC Solarindustrie GmbH | Solpal Plus | Solpal Plus L-GT | Direct Integral Collector Storage (DI) | 25.66 |  | Solpal Plus L |  |  | Solar Storage with Tankless Auxiliary Water Heater | 51 | 1 | 1 | 85 | Z09 | [18 empty] | Los Angeles | FALSE | 37.18 |  | 2011-06-01: 2017-08-16; 2011-08-03: 2017-08-21; 2011-09-20: 2017-11-09 | 2532 | 4759 | Up-front Payment
SCG-008852 | Low Income Single Family Residential | Domestic Hot Water | Gas | Southern California Gas Company | Incentive:Paid | 4723 | 36.9 |  | 1 | 128 |  | 128 |  | 2017-08-24 09:20 | 2018-01-11 | TITANIUM POWER INC | Retrofit | Pacoima | Los Angeles | 91331 | Host Customer is System Owner | 7 |  | 30004079 | GREENoneTEC Solarindustrie GmbH | Solpal Plus | Solpal Plus L-GT | Direct Integral Collector Storage (DI) | 25.66 |  | Solpal Plus L |  |  | Solar Storage with Tankless Auxiliary Water Heater | 51 | 1 | 1 | 85 | Z09 | [18 empty] | Los Angeles | FALSE | 37.18 |  | 2011-06-01: 2017-08-16; 2011-08-03: 2017-08-24; 2011-09-20: 2018-01-11 | 2473 | 4759 | Up-front Payment
SCG-008853 | Single Family Residential | Domestic Hot Water | Gas | Southern California Gas Company | Incentive:Paid | 3095 | 29.85 |  | 1 | 122 |  | 104 |  | 2017-08-24 09:33 | 2017-11-06 | PROGRESSIVE ENERGY SOLUTIONS INC | Retrofit | Yucaipa | San Bernardino | 92399 | Host Customer is System Owner | 6 |  | 30004222 | Solene | SOLENE DC CLOSED LOOP | SLSG40DC-75HE-G | Indirect Forced Circulation (IF) | 40.01 |  | SLSG-40 | Glycol | Advanced Controller with a Vacation or Holiday Mode | Solar and Auxiliary Storage are the same Tank | 75 | 1 | 0.85 | 75 | Z10 | [18 empty] | City of Yuciapa | FALSE | 127.86 |  | 2017-08-17 | 2017-10-16 |  |  | 2017-08-24 | 2017-11-06 | 2539 | 15599 | Up-front Payment
PGE-008854 | Commercial Pools | Pool Heating | Gas | Pacific Gas and Electric | Incentive:Paid | 18870 | 5 |  | 1 | 3428 |  | 3394 |  | 2017-08-18 10:48 | 2017-09-12 | SUNTREK INDUSTRIES INC | Retrofit | VACAVILLE | Solano | 95687 | Host Customer is System Owner | [7 empty] | 1465.2 | 40.7 |  | Manual Drainback |  |  |  | 0.99 | 1 |  | Z12 |  |  |  | 10001888 | 36 | 1 | [5 empty] | FALSE |  |  |  | SunEarth - SETR A503 TTR U + VFS 20-400 |  | SunEarth - SETR A503 TTR U + VFS 20-400 | City of Vacaville | FALSE | 11.01 |  | 2017-08-17 | 2018-07-06 | 2017-08-18 | 2017-09-12 | 2018-06-27 | 2018-12-07 | 2133 | 37740 | Up-front Payment
SCG-008855 | Low Income Single Family Residential | Domestic Hot Water | Gas | Southern California Gas Company | Incentive:Paid | 4723 | 36.9 |  | 1 | 128 |  | 128 |  | 2017-08-30 13:23 | 2017-11-29 | TITANIUM POWER INC | Retrofit | Pacoima | Los Angeles | 91331 | Host Customer is System Owner | 6 |  | 30004079 | GREENoneTEC Solarindustrie GmbH | Solpal Plus | Solpal Plus L-GT | Direct Integral Collector Storage (DI) | 25.66 |  | Solpal Plus L |  |  | Solar Storage with Tankless Auxiliary Water Heater | 51 | 1 | 1 | 75 | Z09 | [18 empty] | Los Angeles | FALSE | 37.18 |  | 2011-06-01: 2017-08-17; 2011-08-03: 2017-08-30; 2011-09-20: 2017-11-29 | 2505 | 4759 | Up-front Payment
PGE-008856 | Low Income Single Family Residential | Domestic Hot Water | Gas | Pacific Gas and Electric | Incentive:Paid | 3530 | 36.9 |  | 1 | 121 |  | 96 |  | 2017-08-18 16:23 | 2017-09-11 | MERCED COUNTY COMMUNITY ACTION BOARD | Retrofit | WINTON | Merced | 95388 | Host Customer is System Owner | 1 |  | 30004214 | Alternate Energy Technologies | EAGLESUN | DBS-G2-60-40 | Indirect Forced Circulation (IF) | 41.35 |  | MSC-20 | Automatic Drainback | Drainback (Water) | Solar Storage and Auxiliary Tanks are separate | 60 | 0.93 | 0.85 | 20 | Z12 | [18 empty] | COUNTY OF MERCED | FALSE | 46.42 |  | 2017-08-17 | 2017-08-21 |  |  | 2017-08-18 | 2017-09-11 | 2592 | 5616.88 | Up-front Payment
SCG-008858 | Commercial/Multifamily Residential | Domestic Hot Water | Gas | Southern California Gas Company | Incentive:Paid | 15587 | 20.19 |  | 1 | 772 |  | 772 |  | 2017-08-21 09:01 | 2017-08-21 | INTELLIGENT GREEN SOLUTIONS CA | Retrofit | Exeter | Tulare | 93221 | Lease | [7 empty] | 294.9 | 29.49 |  | Glycol | Steam Back | Solar Storage and Auxiliary Tanks are separate |  | 1 | 1 | 489.9 | Z13 | 700 | Full meals served | Quick Service Restaurant | 10002034 | 10 | 1 | 500 | 1 | 40 | 1 | 40000 | FALSE | 140 | 140 |  |  |  |  | Tulare | FALSE | 49.66 |  | 2017-08-17 |  | 2017-08-21 | 2017-08-21 | 2017-09-27 | 2017-10-03 | 2574 | 38337 | Up-front Payment
SCG-008859 | Commercial/Multifamily Residential | Domestic Hot Water | Gas | Southern California Gas Company | Incentive:Paid | 16738 | 20.19 |  | 1 | 829 |  | 829 |  | 2017-08-21 09:02 | 2017-08-21 | INTELLIGENT GREEN SOLUTIONS CA | Retrofit | Farmersville | Tulare | 93223 | Lease | [7 empty] | 294.9 | 29.49 |  | Glycol | Steam Back | Solar Storage and Auxiliary Tanks are separate |  | 1 | 1 | 489.9 | Z13 | 700 | Full meals served | Quick Service Restaurant | 10002034 | 10 | 1 | 500 | 1 | 40 | 1 | 38000 | FALSE | 140 | 140 |  |  |  |  | Tulare | FALSE | 46.24 |  | 2017-08-17 |  | 2017-08-21 | 2017-08-21 | 2017-09-20 | 2017-09-21 | 2585 | 38337 | Up-front Payment
PGE-008860 | Low Income Single Family Residential | Domestic Hot Water | Gas | Pacific Gas and Electric | Incentive:Paid | 3719 | 36.9 |  | 1 | 121 |  | 101 |  | 2017-08-18 16:22 | 2017-09-06 | MERCED COUNTY COMMUNITY ACTION BOARD | Retrofit | PLANADA | Merced | 95365 | Host Customer is System Owner | 5 |  | 30004214 | Alternate Energy Technologies | EAGLESUN | DBS-G2-60-40 | Indirect Forced Circulation (IF) | 41.35 |  | MSC-20 | Automatic Drainback |  | Solar Storage and Auxiliary Tanks are separate | 60 | 0.98 | 0.85 | 65 | Z12 | [18 empty] | MERCED COUNTY | FALSE | 47.42 |  | 2017-08-18 | 2017-08-21 |  |  | 2017-08-18 | 2017-09-06 | 2601 | 5737.49 | Up-front Payment
PGE-008861 | Low Income Single Family Residential | Domestic Hot Water | Gas | Pacific Gas and Electric | Incentive:Paid | 3777 | 36.9 |  | 1 | 121 |  | 102 |  | 2017-09-08 10:49 | 2017-09-13 | MERCED COUNTY COMMUNITY ACTION BOARD | Retrofit | MERCED | Merced | 95341 | Host Customer is System Owner | 3 |  | 30004214 | Alternate Energy Technologies | EAGLESUN | DBS-G2-60-40 | Indirect Forced Circulation (IF) | 41.35 |  | MSC-20 | Automatic Drainback |  | Solar Storage and Auxiliary Tanks are separate | 60 | 0.94 | 0.9 | 45 | Z12 | [18 empty] | CITY OF MERCED | FALSE | 48.8 |  | 2011-06-01: 2017-08-18; 2011-08-03: 2017-09-08; 2011-09-20: 2017-09-13 | 2581 | 5905.1 | Up-front Payment
SCG-008862 | Single Family Residential | Domestic Hot Water | Gas | Southern California Gas Company | Incentive:Paid | 4366 | 29.85 |  | 1 | 168 |  | 168 |  | 2017-10-11 20:48 | 2017-11-06 | SUNTREK INDUSTRIES INC | Retrofit | Costa Mesa | Orange | 92626 | Host Customer is System Owner | 4 |  | 2010136G | Heliodyne, Inc. | HELIOPAK | HPAK 016 1 410 G 80 ACS F | Indirect Forced Circulation (IF) | 40.17 |  | 410 001 | Glycol | Advanced Controller with a Vacation or Holiday Mode | Solar Storage with Tankless Auxiliary Water Heater | 80 | 1 | 1 | 55 | Z06 | [18 empty] | Costa Mesa | FALSE | 62.5 |  | 2011-06-01: 2017-08-18; 2011-08-03: 2017-10-11; 2011-09-20: 2017-11-06 | 2539 | 10500 | Up-front Payment
SCG-008863 | Single Family Residential | Domestic Hot Water | Gas | Southern California Gas Company | Incentive:Paid | 3732 | 29.85 |  | 1 | 140 |  | 125 |  | 2017-10-07 12:00 | 2017-11-06 | SUNTREK INDUSTRIES INC | Retrofit | Lake Forest | Orange | 92630 | Host Customer is System Owner | 3 |  | 2001001B | SunEarth, Inc. | SOLARAY | TE40C-80-2G | Indirect Forced Circulation (IF) | 40.86 |  | EC-40 / EC-40-0.75 | Glycol | Advanced Controller with a Vacation or Holiday Mode | Solar Storage with Tankless Auxiliary Water Heater | 80 | 0.94 | 0.95 | 45 | Z08 | [18 empty] | Lake Forest | FALSE | 117.86 |  | 2017-08-18 | 2017-11-03 |  |  | 2017-10-07 | 2017-11-06 | 2539 | 16500 | Up-front Payment
SCG-008864 | Low Income Multifamily Residential | Domestic Hot Water | Gas | Southern California Gas Company | Incentive:Paid | 29121 | 24.89 |  | 1 | 1170 |  | 1170 |  | 2017-08-24 14:58 | 2017-08-30 | PROMISE ENERGY INC | New Construction | Sylmar | Los Angeles | 91342 | Host Customer is System Owner | [7 empty] | 321.36 | 40.17 |  | Glycol | Steam Back | Solar Storage with Tankless Auxiliary Water Heater |  | 1 | 1 | 2000 | Z09 | 75 | Units | Apartments/Condos | 2010115A | 8 | 1 | 534 | 1 | 0 | 0 | 1199400 | TRUE | 120 | 140 |  |  |  |  | Los Angeles | FALSE | 74.72 |  | 2017-08-18 |  | 2017-08-24 | 2017-08-30 | 2019-03-15 | 2019-05-03 | 2000 | 87426.06 | Up-front Payment
PGE-008865 | Low Income Multifamily Residential | Domestic Hot Water | Gas | Pacific Gas and Electric | Incentive:Paid | 12619 | 24.89 |  | 1 | 507 |  | 507 |  | 2017-08-21 12:22 | 2017-09-12 | SUN LIGHT & POWER | New Construction | Alameda | Alameda | 94501 | Host Customer is System Owner | [7 empty] | 160.68 | 40.17 |  | Glycol | Pressure Stagnation Protection (PSP) | Solar Storage and Auxiliary Tanks are separate |  | 1 | 1 | 378 | Z03 | 9 | Units | Apartments/Condos | 2010115A | 4 | 1 | 240 | 2 | 200 | 1 | 399900 | TRUE | 120 | 110 |  |  |  |  | City of Alameda | FALSE | 74.66 |  | 2017-08-21 |  | 2017-08-21 | 2017-09-12 | 2017-09-29 | 2017-10-04 | 2567 | 37853 | Up-front Payment
SCG-008866 | Low Income Multifamily Residential | Domestic Hot Water | Gas | Southern California Gas Company | Incentive:Paid | 28972 | 24.89 |  | 1 | 1164 |  | 1164 |  | 2017-08-24 14:58 | 2017-08-30 | PROMISE ENERGY INC | New Construction | Sylmar | Los Angeles | 91342 | Host Customer is System Owner | [7 empty] | 321.36 | 40.17 |  | Glycol | Steam Back | Solar Storage with Tankless Auxiliary Water Heater |  | 1 | 1 | 1938 | Z09 | 75 | Units | Apartments/Condos | 2010115A | 8 | 1 | 534 | 1 | 0 | 0 | 1199400 | TRUE | 120 | 140 |  |  |  |  | Los Angeles | FALSE | 75.11 |  | 2017-08-18 |  | 2017-08-24 | 2017-08-30 | 2019-03-15 | 2019-05-03 | 2000 | 87426.06 | Up-front Payment
PGE-008867 | Low Income Multifamily Residential | Domestic Hot Water | Gas | Pacific Gas and Electric | Incentive:Paid | 16676 | 24.89 |  | 1 | 670 |  | 670 |  | 2017-08-21 12:23 | 2017-09-28 | SUN LIGHT & POWER | New Construction | ALAMEDA | Alameda | 94501 | Host Customer is System Owner | [7 empty] | 200.85 | 40.17 |  | Glycol | Pressure Stagnation Protection (PSP) | Solar Storage and Auxiliary Tanks are separate |  | 1 | 1 | 546 | Z03 | 13 | Units | Apartments/Condos | 2010115A | 5 | 1 | 318 | 1 | 119 | 1 | 399900 | TRUE | 140 | 120 |  |  |  |  | City of Alameda | FALSE | 66.59 |  | 2017-08-21 | 2017-09-12 | 2017-08-21 | 2017-09-28 | 2017-09-29 | 2017-11-03 | 2535 | 44617 | Up-front Payment
PGE-008868 | Low Income Multifamily Residential | Domestic Hot Water | Gas | Pacific Gas and Electric | Incentive:Paid | 12968 | 24.89 |  | 1 | 521 |  | 521 |  | 2017-08-21 12:23 | 2017-09-13 | SUN LIGHT & POWER | New Construction | Alameda | Alameda | 94501 | Host Customer is System Owner | [7 empty] | 160.68 | 40.17 |  | Glycol | Pressure Stagnation Protection (PSP) | Solar Storage and Auxiliary Tanks are separate |  | 1 | 1 | 420 | Z03 | 10 | Units | Apartments/Condos | 2010115A | 4 | 1 | 240 | 2 | 120 | 1 | 399900 | TRUE | 140 | 120 |  |  |  |  | City of Alameda | FALSE | 72.65 |  | 2017-08-21 | 2017-09-12 | 2017-08-21 | 2017-09-13 | 2017-09-29 | 2017-11-03 | 2535 | 37853 | Up-front Payment
SCG-008869 | Low Income Single Family Residential | Domestic Hot Water | Gas | Southern California Gas Company | Incentive:Paid | 4723 | 36.9 |  | 1 | 128 |  | 128 |  | 2017-08-24 09:04 | 2017-11-13 | TITANIUM POWER INC | Retrofit | Pacoima | Los Angeles | 91331 | Host Customer is System Owner | 6 |  | 30004079 | GREENoneTEC Solarindustrie GmbH | Solpal Plus | Solpal Plus L-GT | Direct Integral Collector Storage (DI) | 25.66 |  | Solpal Plus L |  |  | Solar Storage with Tankless Auxiliary Water Heater | 51 | 1 | 1 | 75 | Z09 | [18 empty] | Los Angeles | FALSE | 37.18 |  | 2011-06-01: 2017-08-18; 2011-08-03: 2017-08-24; 2011-09-20: 2017-11-13 | 2522 | 4759 | Up-front Payment
SCG-008870 | Low Income Single Family Residential | Domestic Hot Water | Gas | Southern California Gas Company | Incentive:Paid | 4723 | 36.9 |  | 1 | 128 |  | 128 |  | 2017-08-22 14:25 | 2017-12-26 | TITANIUM POWER INC | Retrofit | Pacoima | Los Angeles | 91331 | Host Customer is System Owner | 6 |  | 30004079 | GREENoneTEC Solarindustrie GmbH | Solpal Plus | Solpal Plus L-GT | Direct Integral Collector Storage (DI) | 25.66 |  | Solpal Plus L |  |  | Solar Storage with Tankless Auxiliary Water Heater | 51 | 1 | 1 | 75 | Z09 | [18 empty] | Los Angeles | FALSE | 37.18 |  | 2011-06-01: 2017-08-18; 2011-08-03: 2017-08-22; 2011-09-20: 2017-12-26 | 2468 | 4759 | Up-front Payment
PGE-008871 | Low Income Single Family Residential | Domestic Hot Water | Gas | Pacific Gas and Electric | Incentive:Paid | 5397 | 36.9 |  | 1 | 147 |  | 147 |  | 2017-09-08 11:11 | 2017-09-13 | MERCED COUNTY COMMUNITY ACTION BOARD | Retrofit | MERCED | Merced | 95348 | Host Customer is System Owner | 2 |  | 2010017C | Alternate Energy Technologies | EAGLESUN | DBS-G2-80-64 | Indirect Forced Circulation (IF) | 65.34 |  | MSC-32 | Automatic Drainback | Drainback (Water) | Solar Storage and Auxiliary Tanks are separate | 80 | 1 | 1 | 35 | Z12 | [18 empty] | MERCED COUNTY | FALSE | 41.1 |  | 2011-06-01: 2017-08-18; 2011-08-03: 2017-09-08; 2011-09-20: 2017-09-13 | 2581 | 6042.15 | Up-front Payment
SCG-008872 | Low Income Single Family Residential | Domestic Hot Water | Gas | Southern California Gas Company | Incentive:Paid | 4723 | 36.9 |  | 1 | 128 |  | 128 |  | 2017-08-25 10:48 | 2018-01-11 | TITANIUM POWER INC | Retrofit | Pacoima | Los Angeles | 91331 | Host Customer is System Owner | 7 |  | 30004079 | GREENoneTEC Solarindustrie GmbH | Solpal Plus | Solpal Plus L-GT | Direct Integral Collector Storage (DI) | 25.66 |  | Solpal Plus L |  |  | Solar Storage with Tankless Auxiliary Water Heater | 51 | 1 | 1 | 85 | Z09 | [18 empty] | Los Angeles | FALSE | 37.18 |  | 2011-06-01: 2017-08-21; 2011-08-03: 2017-08-25; 2011-09-20: 2018-01-11 | 2473 | 4759 | Up-front Payment
SCG-008873 | Low Income Single Family Residential | Domestic Hot Water | Gas | Southern California Gas Company | Incentive:Paid | 4723 | 36.9 |  | 1 | 128 |  | 128 |  | 2017-08-24 09:11 | 2017-11-14 | TITANIUM POWER INC | Retrofit | Pacoima | Los Angeles | 91331 | Host Customer is System Owner | 4 |  | 30004079 | GREENoneTEC Solarindustrie GmbH | Solpal Plus | Solpal Plus L-GT | Direct Integral Collector Storage (DI) | 25.66 |  | Solpal Plus L |  |  | Solar Storage with Tankless Auxiliary Water Heater | 51 | 1 | 1 | 55 | Z09 | [18 empty] | Los Angeles | FALSE | 37.18 |  | 2011-06-01: 2017-08-21; 2011-08-03: 2017-08-24; 2011-09-20: 2017-11-14 | 2522 | 4759 | Up-front Payment
SCG-008874 | Low Income Single Family Residential | Domestic Hot Water | Gas | Southern California Gas Company | Incentive:Paid | 4723 | 36.9 |  | 1 | 128 |  | 128 |  | 2017-08-24 09:07 | 2018-01-25 | TITANIUM POWER INC | Retrofit | Pacoima | Los Angeles | 91331 | Host Customer is System Owner | 4 |  | 30004079 | GREENoneTEC Solarindustrie GmbH | Solpal Plus | Solpal Plus L-GT | Direct Integral Collector Storage (DI) | 25.66 |  | Solpal Plus L |  |  | Solar Storage with Tankless Auxiliary Water Heater | 51 | 1 | 1 | 55 | Z09 | [18 empty] | Los Angeles | FALSE | 37.18 |  | 2011-06-01: 2017-08-21; 2011-08-03: 2017-08-24; 2011-09-20: 2018-01-25 | 2461 | 4759 | Up-front Payment
SCG-008875 | Low Income Single Family Residential | Domestic Hot Water | Gas | Southern California Gas Company | Incentive:Paid | 4487 | 36.9 |  | 1 | 128 |  | 122 |  | 2017-08-24 09:16 | 2017-11-14 | TITANIUM POWER INC | Retrofit | San Fernando | Los Angeles | 91340 | Host Customer is System Owner | 5 |  | 30004079 | GREENoneTEC Solarindustrie GmbH | Solpal Plus | Solpal Plus L-GT | Direct Integral Collector Storage (DI) | 25.66 |  | Solpal Plus L |  |  | Solar Storage with Tankless Auxiliary Water Heater | 51 | 1 | 0.95 | 65 | Z09 | [18 empty] | Los Angeles | FALSE | 35.23 |  | 2011-06-01: 2017-08-21; 2011-08-03: 2017-08-24; 2011-09-20: 2017-11-14 | 2522 | 4509 | Up-front Payment
SCG-008876 | Low Income Single Family Residential | Domestic Hot Water | Gas | Southern California Gas Company | Incentive:Canceled | 4723 | 36.9 |  | 1 | 128 |  | 128 |  |  |  | TITANIUM POWER INC | Retrofit | Pacoima | Los Angeles | 91331 | Host Customer is System Owner | 6 |  | 30004079 | GREENoneTEC Solarindustrie GmbH | Solpal Plus | Solpal Plus L-GT | Direct Integral Collector Storage (DI) | 25.66 |  | Solpal Plus L |  |  | Solar Storage with Tankless Auxiliary Water Heater | 51 | 1 | 1 | 75 | Z09 | [18 empty] | Los Angeles | FALSE | 37.18 |  | 2011-06-01: 2017-08-21 | 2623 | 4759 | Up-front Payment
SCG-008877 | Low Income Single Family Residential | Domestic Hot Water | Gas | Southern California Gas Company | Incentive:Paid | 4723 | 36.9 |  | 1 | 128 |  | 128 |  | 2017-08-31 14:04 | 2018-01-10 | TITANIUM POWER INC | Retrofit | Pacoima | Los Angeles | 91331 | Host Customer is System Owner | 6 |  | 30004079 | GREENoneTEC Solarindustrie GmbH | Solpal Plus | Solpal Plus L-GT | Direct Integral Collector Storage (DI) | 25.66 |  | Solpal Plus L |  |  | Solar Storage with Tankless Auxiliary Water Heater | 51 | 1 | 1 | 75 | Z09 | [18 empty] | Los Angeles | FALSE | 37.18 |  | 2011-06-01: 2017-08-21; 2011-08-03: 2017-08-31; 2011-09-20: 2018-01-10 | 2473 | 4759 | Up-front Payment
SCG-008878 | Low Income Single Family Residential | Domestic Hot Water | Gas | Southern California Gas Company | Incentive:Paid | 4723 | 36.9 |  | 1 | 128 |  | 128 |  | 2017-08-24 09:10 | 2017-11-13 | TITANIUM POWER INC | Retrofit | Pacoima | Los Angeles | 91331 | Host Customer is System Owner | 6 |  | 30004079 | GREENoneTEC Solarindustrie GmbH | Solpal Plus | Solpal Plus L-GT | Direct Integral Collector Storage (DI) | 25.66 |  | Solpal Plus L |  |  | Solar Storage with Tankless Auxiliary Water Heater | 51 | 1 | 1 | 75 | Z09 | [18 empty] | Los Angeles | FALSE | 37.18 |  | 2011-06-01: 2017-08-21; 2011-08-03: 2017-08-24; 2011-09-20: 2017-11-13 | 2522 | 4759 | Up-front Payment
SCG-008879 | Low Income Single Family Residential | Domestic Hot Water | Gas | Southern California Gas Company | Incentive:Paid | 4723 | 36.9 |  | 1 | 128 |  | 128 |  | 2017-08-24 09:18 | 2017-11-14 | TITANIUM POWER INC | Retrofit | Pacoima | Los Angeles | 91331 | Host Customer is System Owner | 6 |  | 30004079 | GREENoneTEC Solarindustrie GmbH | Solpal Plus | Solpal Plus L-GT | Direct Integral Collector Storage (DI) | 25.66 |  | Solpal Plus L |  |  | Solar Storage with Tankless Auxiliary Water Heater | 51 | 1 | 1 | 75 | Z09 | [18 empty] | Los Angeles | FALSE | 37.18 |  | 2011-06-01: 2017-08-21; 2011-08-03: 2017-08-24; 2011-09-20: 2017-11-14 | 2522 | 4759 | Up-front Payment
SCG-008880 | Low Income Single Family Residential | Domestic Hot Water | Gas | Southern California Gas Company | Incentive:Paid | 4723 | 36.9 |  | 1 | 128 |  | 128 |  | 2017-08-24 09:09 | 2017-12-26 | TITANIUM POWER INC | Retrofit | San Fernando | Los Angeles | 91340 | Host Customer is System Owner | 7 |  | 30004079 | GREENoneTEC Solarindustrie GmbH | Solpal Plus | Solpal Plus L-GT | Direct Integral Collector Storage (DI) | 25.66 |  | Solpal Plus L |  |  | Solar Storage with Tankless Auxiliary Water Heater | 51 | 1 | 1 | 85 | Z09 | [18 empty] | Los Angeles | FALSE | 37.18 |  | 2011-06-01: 2017-08-21; 2011-08-03: 2017-08-24; 2011-09-20: 2017-12-26 | 2468 | 4759 | Up-front Payment
SCG-008881 | Commercial/Multifamily Residential | Domestic Hot Water | Gas | Southern California Gas Company | Incentive:Paid | 13325 | 20.19 |  | 1 | 660 |  | 660 |  | 2017-12-04 08:23 | 2017-12-04 | A F C PLUMBING AND SERVICES INC | Retrofit | Redondo Beach | Redondo Beach | 90277 | Host Customer is System Owner | [7 empty] | 236.65 | 47.33 |  | Glycol | Steam Back | Solar Storage and Auxiliary Tanks are separate |  | 1 | 1 | 420 | Z06 | 10 | Units | Apartments/Condos | 10001909 | 5 | 5 | 238 | 2 | 100 | 1 | 199900 | TRUE | 120 | 120 |  |  |  |  | City of Redondo Beach | FALSE | 46.89 |  | 2017-08-21 |  | 2017-12-04 | 2017-12-04 | 2017-12-18 | 2017-12-19 | 2495 | 30950 | Up-front Payment
SCG-008882 | Low Income Multifamily Residential | Domestic Hot Water | Gas | Southern California Gas Company | Incentive:Paid | 8587 | 24.89 |  | 1 | 345 |  | 345 |  | 2017-09-14 10:08 | 2017-09-15 | SOLARPONICS INC | Retrofit | Morro Bay | San Luis Obispo | 93442 | Host Customer is System Owner | [7 empty] | 159.32 | 39.83 |  | Glycol | Advanced Controller with a Vacation or Holiday Mode | Solar Storage and Auxiliary Tanks are separate |  | 1 | 1 | 162 | Z05 | 9 | Beds | Retirement/Nursing Homes | 10001927 | 4 | 1 | 265 | 1 | 100 | 1 | 199999 | TRUE | 120 | 135 |  |  |  |  | City of Morro Bay | FALSE | 65.53 |  | 2017-08-21 |  | 2017-09-14 | 2017-09-15 | 2017-10-05 | 2017-11-06 | 2545 | 22608 | Up-front Payment
SCG-008883 | Single Family Residential | Domestic Hot Water | Gas | Southern California Gas Company | Incentive:Paid | 4366 | 29.85 |  | 1 | 186 |  | 186 |  | 2017-11-09 17:59 | 2017-12-06 | CATERSOLAR INC | Retrofit | Canoga Park | Los Angeles | 91304 | Host Customer is System Owner | 4 |  | 2011118A | Stiebel Eltron | SOLAR HOT WATER PACKAGE | SOLKIT-2N-B | Indirect Forced Circulation (IF) | 54.81 |  | SOL 27 Premium S | Glycol | Advanced Controller with a Vacation or Holiday Mode | Solar Storage with Tankless Auxiliary Water Heater | 81.1 | 1 | 1 | 55 | Z09 | [18 empty] | CITY OF LOS ANGELES | FALSE | 56.24 |  | 2011-06-01: 2017-08-21; 2011-08-03: 2017-11-09; 2011-09-20: 2017-12-06 | 2505 | 10460 | Up-front Payment
SCG-008884 | Low Income Single Family Residential | Domestic Hot Water | Gas | Southern California Gas Company | Incentive:Paid | 4723 | 36.9 |  | 1 | 128 |  | 128 |  | 2017-08-24 09:06 | 2018-01-10 | TITANIUM POWER INC | Retrofit | Arleta | Los Angeles | 91331 | Host Customer is System Owner | 7 |  | 30004079 | GREENoneTEC Solarindustrie GmbH | Solpal Plus | Solpal Plus L-GT | Direct Integral Collector Storage (DI) | 25.66 |  | Solpal Plus L |  |  | Solar Storage with Tankless Auxiliary Water Heater | 51 | 1 | 1 | 85 | Z09 | [18 empty] | Los Angeles | FALSE | 37.18 |  | 2017-08-22 | 2017-12-04 |  |  | 2017-08-24 | 2018-01-10 | 2473 | 4759 | Up-front Payment
SCG-008885 | Low Income Single Family Residential | Domestic Hot Water | Gas | Southern California Gas Company | Incentive:Paid | 4723 | 36.9 |  | 1 | 128 |  | 128 |  | 2017-08-31 14:00 | 2018-01-09 | TITANIUM POWER INC | Retrofit | San Fernando | Los Angeles | 91340 | Host Customer is System Owner | 4 |  | 30004079 | GREENoneTEC Solarindustrie GmbH | Solpal Plus | Solpal Plus L-GT | Direct Integral Collector Storage (DI) | 25.66 |  | Solpal Plus L |  |  | Solar Storage with Tankless Auxiliary Water Heater | 51 | 1 | 1 | 55 | Z09 | [18 empty] | Los Angeles | FALSE | 37.18 |  | 2011-06-01: 2017-08-23; 2011-08-03: 2017-08-31; 2011-09-20: 2018-01-09 | 2473 | 4759 | Up-front Payment
SCG-008886 | Single Family Residential | Domestic Hot Water | Gas | Southern California Gas Company | Incentive:Paid | 1791 | 29.85 |  | 1 | 75 |  | 60 |  | 2017-09-05 13:25 | 2017-09-14 | ZERO ENERGY CONTRACTING INC | Retrofit | Altadena | Los Angeles | 91001 | Host Customer is System Owner | 2 |  | 2012012B | GREENoneTEC Solarindustrie GmbH | SOLPAL (formerly Solcrafte) | SOLPAL L-G | Direct Integral Collector Storage (DI) | 26.11 |  | Solpal L |  |  | Solar Storage and Auxiliary Tanks are separate | 51 | 1 | 0.8 | 35 | Z09 | [18 empty] | LA County | FALSE | 133.07 |  | 2011-06-01: 2017-08-23; 2011-08-03: 2017-09-05; 2011-09-20: 2017-09-14 | 2594 | 9980 | Up-front Payment
SCG-008888 | Low Income Single Family Residential | Domestic Hot Water | Gas | Southern California Gas Company | Incentive:Paid | 4723 | 36.9 |  | 1 | 128 |  | 128 |  | 2017-08-26 10:29 | 2017-11-14 | TITANIUM POWER INC | Retrofit | Pacoima | Los Angeles | 91331 | Host Customer is System Owner | 7 |  | 30004079 | GREENoneTEC Solarindustrie GmbH | Solpal Plus | Solpal Plus L-GT | Direct Integral Collector Storage (DI) | 25.66 |  | Solpal Plus L |  |  | Solar Storage with Tankless Auxiliary Water Heater | 51 | 1 | 1 | 85 | Z09 | [18 empty] | Los Angeles | FALSE | 37.18 |  | 2011-06-01: 2017-08-23; 2011-08-03: 2017-08-26; 2011-09-20: 2017-11-14 | 2522 | 4759 | Up-front Payment
SCG-008889 | Low Income Single Family Residential | Domestic Hot Water | Gas | Southern California Gas Company | Incentive:Paid | 4723 | 36.9 |  | 1 | 128 |  | 128 |  | 2017-08-30 13:48 | 2017-11-30 | TITANIUM POWER INC | Retrofit | Pacoima | Los Angeles | 91331 | Host Customer is System Owner | 6 |  | 30004079 | GREENoneTEC Solarindustrie GmbH | Solpal Plus | Solpal Plus L-GT | Direct Integral Collector Storage (DI) | 25.66 |  | Solpal Plus L |  |  | Solar Storage with Tankless Auxiliary Water Heater | 51 | 1 | 1 | 75 | Z09 | [18 empty] | Los Angeles | FALSE | 37.18 |  | 2011-06-01: 2017-08-23; 2011-08-03: 2017-08-30; 2011-09-20: 2017-11-30 | 2505 | 4759 | Up-front Payment
SCG-008890 | Low Income Single Family Residential | Domestic Hot Water | Gas | Southern California Gas Company | Incentive:Paid | 4723 | 36.9 |  | 1 | 128 |  | 128 |  | 2017-08-31 14:25 | 2018-01-09 | TITANIUM POWER INC | Retrofit | Arleta | Los Angeles | 91331 | Host Customer is System Owner | 4 |  | 30004079 | GREENoneTEC Solarindustrie GmbH | Solpal Plus | Solpal Plus L-GT | Direct Integral Collector Storage (DI) | 25.66 |  | Solpal Plus L |  |  | Solar Storage with Tankless Auxiliary Water Heater | 51 | 1 | 1 | 55 | Z09 | [18 empty] | Los Angeles | FALSE | 37.18 |  | 2011-06-01: 2017-08-23; 2011-08-03: 2017-08-31; 2011-09-20: 2018-01-09 | 2473 | 4759 | Up-front Payment
SCG-008891 | Low Income Single Family Residential | Domestic Hot Water | Gas | Southern California Gas Company | Incentive:Canceled | 4723 | 36.9 |  | 1 | 128 |  | 128 |  | 2017-08-30 14:25 |  | TITANIUM POWER INC | Retrofit | Arleta | Los Angeles | 91331 | Host Customer is System Owner | 6 |  | 30004079 | GREENoneTEC Solarindustrie GmbH | Solpal Plus | Solpal Plus L-GT | Direct Integral Collector Storage (DI) | 25.66 |  | Solpal Plus L |  |  | Solar Storage with Tankless Auxiliary Water Heater | 51 | 1 | 1 | 75 | Z09 | [18 empty] | Los Angeles | FALSE | 37.18 |  | 2011-06-01: 2017-08-23; 2011-06-21: 2018-02-06; 2011-08-03: 2017-08-30 | 2451 | 4759 | Up-front Payment
SCG-008892 | Low Income Single Family Residential | Domestic Hot Water | Gas | Southern California Gas Company | Incentive:Paid | 4723 | 36.9 |  | 1 | 128 |  | 128 |  | 2017-08-30 14:37 | 2018-01-08 | TITANIUM POWER INC | Retrofit | Pacoima | Los Angeles | 91331 | Host Customer is System Owner | 7 |  | 30004079 | GREENoneTEC Solarindustrie GmbH | Solpal Plus | Solpal Plus L-GT | Direct Integral Collector Storage (DI) | 25.66 |  | Solpal Plus L |  |  | Solar Storage with Tankless Auxiliary Water Heater | 51 | 1 | 1 | 85 | Z09 | [18 empty] | Los Angeles | FALSE | 37.18 |  | 2011-06-01: 2017-08-23; 2011-08-03: 2017-08-30; 2011-09-20: 2018-01-08 | 2474 | 4759 | Up-front Payment
SCG-008893 | Low Income Single Family Residential | Domestic Hot Water | Gas | Southern California Gas Company | Incentive:Paid | 4723 | 36.9 |  | 1 | 128 |  | 128 |  | 2017-08-30 14:41 | 2018-01-08 | TITANIUM POWER INC | Retrofit | Pacoima | Los Angeles | 91331 | Host Customer is System Owner | 7 |  | 30004079 | GREENoneTEC Solarindustrie GmbH | Solpal Plus | Solpal Plus L-GT | Direct Integral Collector Storage (DI) | 25.66 |  | Solpal Plus L |  |  | Solar Storage with Tankless Auxiliary Water Heater | 51 | 1 | 1 | 85 | Z09 | [18 empty] | Los Angeles | FALSE | 37.18 |  | 2011-06-01: 2017-08-23; 2011-08-03: 2017-08-30; 2011-09-20: 2018-01-08 | 2467 | 4759 | Up-front Payment
SCG-008894 | Low Income Single Family Residential | Domestic Hot Water | Gas | Southern California Gas Company | Incentive:Paid | 4723 | 36.9 |  | 1 | 128 |  | 128 |  | 2017-08-30 14:42 | 2018-01-08 | TITANIUM POWER INC | Retrofit | Pacoima | Los Angeles | 91331 | Host Customer is System Owner | 7 |  | 30004079 | GREENoneTEC Solarindustrie GmbH | Solpal Plus | Solpal Plus L-GT | Direct Integral Collector Storage (DI) | 25.66 |  | Solpal Plus L |  |  | Solar Storage with Tankless Auxiliary Water Heater | 51 | 1 | 1 | 85 | Z09 | [18 empty] | Los Angeles | FALSE | 37.18 |  | 2011-06-01: 2017-08-23; 2011-08-03: 2017-08-30; 2011-09-20: 2018-01-08 | 2467 | 4759 | Up-front Payment
SCG-008895 | Low Income Single Family Residential | Domestic Hot Water | Gas | Southern California Gas Company | Incentive:Paid | 4723 | 36.9 |  | 1 | 128 |  | 128 |  | 2017-08-30 14:44 | 2018-01-08 | TITANIUM POWER INC | Retrofit | Pacoima | Los Angeles | 91331 | Host Customer is System Owner | 6 |  | 30004079 | GREENoneTEC Solarindustrie GmbH | Solpal Plus | Solpal Plus L-GT | Direct Integral Collector Storage (DI) | 25.66 |  | Solpal Plus L |  |  | Solar Storage with Tankless Auxiliary Water Heater | 51 | 1 | 1 | 75 | Z09 | [18 empty] | Los Angeles | FALSE | 37.18 |  | 2011-06-01: 2017-08-24; 2011-08-03: 2017-08-30; 2011-09-20: 2018-01-08 | 2467 | 4759 | Up-front Payment
SCG-008896 | Low Income Single Family Residential | Domestic Hot Water | Gas | Southern California Gas Company | Incentive:Paid | 5166 | 36.9 |  | 1 | 140 |  | 140 |  | 2017-08-30 15:10 | 2018-01-08 | TITANIUM POWER INC | Retrofit | Pacoima | Los Angeles | 91331 | Host Customer is System Owner | 4 |  | 2011141B | Heliodyne, Inc. | HELIOPAK | HPAK 016 1 410 G 80 ACD Z | Indirect Forced Circulation (IF) | 40.17 |  | 410 001 | Automatic Drainback |  | Solar Storage with Tankless Auxiliary Water Heater | 80 | 1 | 1 | 55 | Z09 | [18 empty] | Los Angeles | FALSE | 37.27 |  | 2011-06-01: 2017-08-24; 2011-08-03: 2017-08-30; 2011-09-20: 2018-01-08 | 2473 | 5218 | Up-front Payment
SCG-008897 | Low Income Single Family Residential | Domestic Hot Water | Gas | Southern California Gas Company | Incentive:Paid | 4723 | 36.9 |  | 1 | 128 |  | 128 |  | 2017-08-29 10:01 | 2018-02-01 | TITANIUM POWER INC | Retrofit | San Fernando | Los Angeles | 91340 | Host Customer is System Owner | 10 |  | 30004079 | GREENoneTEC Solarindustrie GmbH | Solpal Plus | Solpal Plus L-GT | Direct Integral Collector Storage (DI) | 25.66 |  | Solpal Plus L |  |  | Solar Storage with Tankless Auxiliary Water Heater | 51 | 1 | 1 | 115 | Z09 | [18 empty] | Los Angeles | FALSE | 37.18 |  | 2011-06-01: 2017-08-24; 2011-08-03: 2017-08-29; 2011-09-20: 2018-02-01 | 2453 | 4759 | Up-front Payment
SCG-008898 | Low Income Single Family Residential | Domestic Hot Water | Gas | Southern California Gas Company | Incentive:Canceled | 4723 | 36.9 |  | 1 | 128 |  | 128 |  | 2017-08-30 15:15 |  | TITANIUM POWER INC | Retrofit | San fernando | Los Angeles | 91340 | Host Customer is System Owner | 6 |  | 30004079 | GREENoneTEC Solarindustrie GmbH | Solpal Plus | Solpal Plus L-GT | Direct Integral Collector Storage (DI) | 25.66 |  | Solpal Plus L |  |  | Solar Storage with Tankless Auxiliary Water Heater | 51 | 1 | 1 | 75 | Z09 | [18 empty] | Los Angeles | FALSE | 37.18 |  | 2011-06-01: 2017-08-24; 2011-06-21: 2018-02-06; 2011-08-03: 2017-08-30 | 2451 | 4759 | Up-front Payment
SCG-008899 | Low Income Single Family Residential | Domestic Hot Water | Gas | Southern California Gas Company | Incentive:Paid | 4723 | 36.9 |  | 1 | 128 |  | 128 |  | 2017-08-30 14:35 | 2017-12-15 | TITANIUM POWER INC | Retrofit | pacoima | Los Angeles | 91331 | Host Customer is System Owner | 6 |  | 30004079 | GREENoneTEC Solarindustrie GmbH | Solpal Plus | Solpal Plus L-GT | Direct Integral Collector Storage (DI) | 25.66 |  | Solpal Plus L |  |  | Solar Storage with Tankless Auxiliary Water Heater | 51 | 1 | 1 | 75 | Z09 | [18 empty] | Los Angeles | FALSE | 37.18 |  | 2011-06-01: 2017-08-24; 2011-08-03: 2017-08-30; 2011-09-20: 2017-12-15 | 2496 | 4759 | Up-front Payment
SCG-008900 | Low Income Single Family Residential | Domestic Hot Water | Gas | Southern California Gas Company | Incentive:Paid | 4723 | 36.9 |  | 1 | 128 |  | 128 |  | 2017-08-30 14:46 | 2018-01-08 | TITANIUM POWER INC | Retrofit | Pacoima | Los Angeles | 91331 | Host Customer is System Owner | 6 |  | 30004079 | GREENoneTEC Solarindustrie GmbH | Solpal Plus | Solpal Plus L-GT | Direct Integral Collector Storage (DI) | 25.66 |  | Solpal Plus L |  |  | Solar Storage with Tankless Auxiliary Water Heater | 51 | 1 | 1 | 75 | Z09 | [18 empty] | Los Angeles | FALSE | 37.18 |  | 2011-06-01: 2017-08-24; 2011-08-03: 2017-08-30; 2011-09-20: 2018-01-08 | 2467 | 4759 | Up-front Payment
SCG-008901 | Low Income Single Family Residential | Domestic Hot Water | Gas | Southern California Gas Company | Incentive:Paid | 4723 | 36.9 |  | 1 | 128 |  | 128 |  | 2017-08-29 10:05 | 2018-02-01 | TITANIUM POWER INC | Retrofit | Pacoima | Los Angeles | 91331 | Host Customer is System Owner | 6 |  | 30004079 | GREENoneTEC Solarindustrie GmbH | Solpal Plus | Solpal Plus L-GT | Direct Integral Collector Storage (DI) | 25.66 |  | Solpal Plus L |  |  | Solar Storage with Tankless Auxiliary Water Heater | 51 | 1 | 1 | 75 | Z09 | [18 empty] | Los Angeles | FALSE | 37.18 |  | 2011-06-01: 2017-08-24; 2011-08-03: 2017-08-29; 2011-09-20: 2018-02-01 | 2453 | 4759 | Up-front Payment
SCG-008902 | Low Income Single Family Residential | Domestic Hot Water | Gas | Southern California Gas Company | Incentive:Paid | 4723 | 36.9 |  | 1 | 128 |  | 128 |  | 2017-09-25 10:28 | 2018-01-10 | TITANIUM POWER INC | Retrofit | Pacoima | Los Angeles | 91331 | Owner/Tenant | 5 |  | 30004079 | GREENoneTEC Solarindustrie GmbH | Solpal Plus | Solpal Plus L-GT | Direct Integral Collector Storage (DI) | 25.66 |  | Solpal Plus L |  |  | Solar Storage with Tankless Auxiliary Water Heater | 51 | 1 | 1 | 65 | Z09 | [18 empty] | Los Angeles | FALSE | 37.18 |  | 2011-06-01: 2017-08-24; 2011-08-03: 2017-09-25; 2011-09-20: 2018-01-10 | 2467 | 4759 | Up-front Payment
SCG-008903 | Low Income Single Family Residential | Domestic Hot Water | Gas | Southern California Gas Company | Incentive:Canceled | 4723 | 36.9 |  | 1 | 128 |  | 128 |  | 2017-08-30 14:31 |  | TITANIUM POWER INC | Retrofit | Pacoima | Los Angeles | 91340 | Host Customer is System Owner | 6 |  | 30004079 | GREENoneTEC Solarindustrie GmbH | Solpal Plus | Solpal Plus L-GT | Direct Integral Collector Storage (DI) | 25.66 |  | Solpal Plus L |  |  | Solar Storage with Tankless Auxiliary Water Heater | 51 | 1 | 1 | 75 | Z09 | [18 empty] | Los Angeles | FALSE | 37.18 |  | 2011-06-01: 2017-08-24; 2011-06-21: 2018-02-06; 2011-08-03: 2017-08-30 | 2451 | 4759 | Up-front Payment
SCG-008904 | Low Income Single Family Residential | Domestic Hot Water | Gas | Southern California Gas Company | Incentive:Paid | 4487 | 36.9 |  | 1 | 128 |  | 122 |  | 2017-08-30 14:28 | 2017-12-04 | TITANIUM POWER INC | Retrofit | Pacoima | Los Angeles | 91331 | Host Customer is System Owner | 4 |  | 30004079 | GREENoneTEC Solarindustrie GmbH | Solpal Plus | Solpal Plus L-GT | Direct Integral Collector Storage (DI) | 25.66 |  | Solpal Plus L |  |  | Solar Storage with Tankless Auxiliary Water Heater | 51 | 1 | 0.95 | 55 | Z09 | [18 empty] | Los Angeles | FALSE | 35.23 |  | 2011-06-01: 2017-08-24; 2011-08-03: 2017-08-30; 2011-09-20: 2017-12-04 | 2505 | 4509 | Up-front Payment
SCG-008905 | Low Income Single Family Residential | Domestic Hot Water | Gas | Southern California Gas Company | Incentive:Paid | 4723 | 36.9 |  | 1 | 128 |  | 128 |  | 2017-08-29 10:06 | 2018-02-01 | TITANIUM POWER INC | Retrofit | Pacoima | Los Angeles | 91331 | Host Customer is System Owner | 4 |  | 30004079 | GREENoneTEC Solarindustrie GmbH | Solpal Plus | Solpal Plus L-GT | Direct Integral Collector Storage (DI) | 25.66 |  | Solpal Plus L |  |  | Solar Storage with Tankless Auxiliary Water Heater | 51 | 1 | 1 | 55 | Z09 | [18 empty] | Los Angeles | FALSE | 37.18 |  | 2011-06-01: 2017-08-24; 2011-08-03: 2017-08-29; 2011-09-20: 2018-02-01 | 2453 | 4759 | Up-front Payment
SCG-008906 | Low Income Single Family Residential | Domestic Hot Water | Gas | Southern California Gas Company | Incentive:Paid | 4723 | 36.9 |  | 1 | 128 |  | 128 |  | 2017-08-29 10:00 | 2018-02-01 | TITANIUM POWER INC | Retrofit | Pacoima | Los Angeles | 91331 | Owner/Tenant | 8 |  | 30004079 | GREENoneTEC Solarindustrie GmbH | Solpal Plus | Solpal Plus L-GT | Direct Integral Collector Storage (DI) | 25.66 |  | Solpal Plus L |  |  | Solar Storage with Tankless Auxiliary Water Heater | 51 | 1 | 1 | 95 | Z09 | [18 empty] | Los Angeles | FALSE | 37.18 |  | 2011-06-01: 2017-08-24; 2011-08-03: 2017-08-29; 2011-09-20: 2018-02-01 | 2453 | 4759 | Up-front Payment
SCG-008907 | Low Income Single Family Residential | Domestic Hot Water | Gas | Southern California Gas Company | Incentive:Paid | 4723 | 36.9 |  | 1 | 128 |  | 128 |  | 2017-08-31 14:20 | 2018-02-09 | TITANIUM POWER INC | Retrofit | San Fernando | Los Angeles | 91340 | Host Customer is System Owner | 6 |  | 30004079 | GREENoneTEC Solarindustrie GmbH | Solpal Plus | Solpal Plus L-GT | Direct Integral Collector Storage (DI) | 25.66 |  | Solpal Plus L |  |  | Solar Storage with Tankless Auxiliary Water Heater | 51 | 1 | 1 | 75 | Z09 | [18 empty] | Los Angeles | FALSE | 37.18 |  | 2011-06-01: 2017-08-24; 2011-08-03: 2017-08-31; 2011-09-20: 2018-02-09 | 2447 | 4759 | Up-front Payment
SCG-008908 | Low Income Single Family Residential | Domestic Hot Water | Gas | Southern California Gas Company | Incentive:Paid | 4723 | 36.9 |  | 1 | 128 |  | 128 |  | 2017-08-31 14:13 | 2018-02-09 | TITANIUM POWER INC | Retrofit | San Fernando | Los Angeles | 91340 | Host Customer is System Owner | 6 |  | 30004079 | GREENoneTEC Solarindustrie GmbH | Solpal Plus | Solpal Plus L-GT | Direct Integral Collector Storage (DI) | 25.66 |  | Solpal Plus L |  |  | Solar Storage with Tankless Auxiliary Water Heater | 51 | 1 | 1 | 75 | Z09 | [18 empty] | Los Angeles | FALSE | 37.18 |  | 2011-06-01: 2017-08-24; 2011-08-03: 2017-08-31; 2011-09-20: 2018-02-09 | 2447 | 4759 | Up-front Payment
SCG-008909 | Low Income Single Family Residential | Domestic Hot Water | Gas | Southern California Gas Company | Incentive:Paid | 4723 | 36.9 |  | 1 | 128 |  | 128 |  | 2017-08-30 15:14 | 2018-01-16 | TITANIUM POWER INC | Retrofit | Pacoima | Los Angeles | 91331 | Host Customer is System Owner | 6 |  | 30004079 | GREENoneTEC Solarindustrie GmbH | Solpal Plus | Solpal Plus L-GT | Direct Integral Collector Storage (DI) | 25.66 |  | Solpal Plus L |  |  | Solar Storage with Tankless Auxiliary Water Heater | 51 | 1 | 1 | 75 | Z09 | [18 empty] | Los Angeles | FALSE | 37.18 |  | 2011-06-01: 2017-08-24; 2011-08-03: 2017-08-30; 2011-09-20: 2018-01-16 | 2467 | 4759 | Up-front Payment
SCG-008910 | Low Income Multifamily Residential | Domestic Hot Water | Gas | Southern California Gas Company | Incentive:Paid | 8536 | 24.89 |  | 1 | 361 |  | 343 |  | 2017-09-14 10:06 | 2017-09-15 | SOLARPONICS INC | Retrofit | Morro Bay | San Luis Obispo | 93442 | Host Customer is System Owner | [7 empty] | 159.32 | 39.83 |  | Glycol | Advanced Controller with a Thermal Cycling Function | Solar Storage and Auxiliary Tanks are separate |  | 0.95 | 1 | 162 | Z05 | 9 | Beds | Retirement/Nursing Homes | 10001927 | 4 | 1 | 265 | 1 | 100 | 1 | 75100 | TRUE | 120 | 135 |  |  |  |  | City of Morro Bay | FALSE | 62.63 |  | 2017-08-24 |  | 2017-09-14 | 2017-09-15 | 2017-10-05 | 2017-10-30 | 2545 | 22608 | Up-front Payment
SCG-008911 | Low Income Single Family Residential | Domestic Hot Water | Gas | Southern California Gas Company | Incentive:Paid | 4723 | 36.9 |  | 1 | 128 |  | 128 |  | 2017-08-31 14:07 | 2018-01-09 | TITANIUM POWER INC | Retrofit | Pacoima | Los Angeles | 91331 | Host Customer is System Owner | 4 |  | 30004079 | GREENoneTEC Solarindustrie GmbH | Solpal Plus | Solpal Plus L-GT | Direct Integral Collector Storage (DI) | 25.66 |  | Solpal Plus L |  |  | Solar Storage with Tankless Auxiliary Water Heater | 51 | 1 | 1 | 55 | Z09 | [18 empty] | Los Angeles | FALSE | 37.18 |  | 2011-06-01: 2017-08-24; 2011-08-03: 2017-08-31; 2011-09-20: 2018-01-09 | 2467 | 4759 | Up-front Payment
SCG-008912 | Low Income Single Family Residential | Domestic Hot Water | Gas | Southern California Gas Company | Incentive:Paid | 4723 | 36.9 |  | 1 | 128 |  | 128 |  | 2017-08-31 14:37 | 2018-01-09 | TITANIUM POWER INC | Retrofit | San Fernando | Los Angeles | 91340 | Host Customer is System Owner | 6 |  | 30004079 | GREENoneTEC Solarindustrie GmbH | Solpal Plus | Solpal Plus L-GT | Direct Integral Collector Storage (DI) | 25.66 |  | Solpal Plus L |  |  | Solar Storage with Tankless Auxiliary Water Heater | 51 | 1 | 1 | 75 | Z09 | [18 empty] | Los Angeles | FALSE | 37.18 |  | 2011-06-01: 2017-08-24; 2011-08-03: 2017-08-31; 2011-09-20: 2018-01-09 | 2467 | 4759 | Up-front Payment
SCG-008913 | Low Income Single Family Residential | Domestic Hot Water | Gas | Southern California Gas Company | Incentive:Paid | 4723 | 36.9 |  | 1 | 128 |  | 128 |  | 2017-08-29 09:58 | 2018-01-10 | TITANIUM POWER INC | Retrofit | Pacoima | Los Angeles | 91331 | Host Customer is System Owner | 5 |  | 30004079 | GREENoneTEC Solarindustrie GmbH | Solpal Plus | Solpal Plus L-GT | Direct Integral Collector Storage (DI) | 25.66 |  | Solpal Plus L |  |  | Solar Storage with Tankless Auxiliary Water Heater | 51 | 1 | 1 | 65 | Z09 | [18 empty] | Los Angeles | FALSE | 37.18 |  | 2011-06-01: 2017-08-24; 2011-08-03: 2017-08-29; 2011-09-20: 2018-01-10 | 2467 | 4759 | Up-front Payment
SCG-008914 | Low Income Multifamily Residential | Domestic Hot Water | Gas | Southern California Gas Company | Incentive:Paid | 7367 | 24.89 |  | 1 | 296 |  | 296 |  | 2017-09-14 10:03 | 2017-09-15 | SOLARPONICS INC | Retrofit | Morro Bay | San Luis Obispo | 93442 | Host Customer is System Owner | [7 empty] | 119.49 | 39.83 |  | Glycol | Advanced Controller with a Vacation or Holiday Mode | Solar Storage and Auxiliary Tanks are separate |  | 1 | 1 | 144 | Z05 | 8 | Beds | Retirement/Nursing Homes | 10001927 | 3 | 1 | 211 | 1 | 100 | 1 | 199999 | TRUE | 120 | 135 |  |  |  |  | City of Morro Bay | FALSE | 57.28 |  | 2017-08-24 |  | 2017-09-14 | 2017-09-15 | 2017-10-05 | 2017-11-03 | 2545 | 16956 | Up-front Payment
SCG-008915 | Low Income Multifamily Residential | Domestic Hot Water | Gas | Southern California Gas Company | Incentive:Paid | 4704 | 24.89 |  | 1 | 189 |  | 189 |  | 2017-09-14 10:02 | 2017-09-15 | SOLARPONICS INC | Retrofit | Morro Bay | San Luis Obispo | 93442 | Host Customer is System Owner | [7 empty] | 79.66 | 39.83 |  | Glycol | Advanced Controller with a Vacation or Holiday Mode | Solar Storage and Auxiliary Tanks are separate |  | 1 | 1 | 108 | Z05 | 6 | Beds | Retirement/Nursing Homes | 10001927 | 2 | 1 | 132 | 1 | 100 | 1 | 199999 | FALSE | 120 | 135 |  |  |  |  | City Morro Bay | FALSE | 59.81 |  | 2017-08-24 |  | 2017-09-14 | 2017-09-15 | 2017-10-05 | 2017-11-03 | 2545 | 11304 | Up-front Payment
SDG-008916 | Low Income Multifamily Residential | Domestic Hot Water | Gas | San Diego Gas and Electric | Incentive:Paid | 24815 | 24.89 |  | 1 | 997 |  | 997 |  | 2017-10-24 13:50 | 2017-10-31 | PROMISE ENERGY INC | New Construction | Santee | Santee | 92071 | Host Customer is System Owner | [7 empty] | 245.7 | 40.95 |  | Glycol | Steam Back | Solar Storage and Auxiliary Tanks are separate |  | 1 | 1 | 960 | Z10 | 24 | Units | Apartments/Condos | 10001803 | 6 | 1 | 435 | 1 | 236 | 2 | 199000 | TRUE | 120 | 140 |  |  |  |  | Santee | FALSE | 49.31 |  | 2017-08-24 | 2017-11-09 | 2017-10-24 | 2017-10-31 | 2017-11-08 | 2018-02-13 | 2420 | 49163.92 | Up-front Payment
PGE-008917 | Low Income Multifamily Residential | Domestic Hot Water | Gas | Pacific Gas and Electric | Incentive:Paid | 27180 | 24.89 |  | 1 | 1092 |  | 1092 |  | 2017-12-11 17:38 | 2018-01-05 | AZTEC SOLAR INC | Retrofit | CONCORD | Contra Costa | 94520 | Host Customer is System Owner | [7 empty] | 327.6 | 40.95 |  | Glycol | Steam Back | Solar Storage and Auxiliary Tanks are separate |  | 1 | 1 | 1040 | Z12 | 26 | Units | Apartments/Condos | 10001803 | 8 | 1 | 480 | 4 | 200 | 2 | 399998 | TRUE | 120 | 130 |  |  |  |  | City of Concord | FALSE | 60.3 |  | 2017-11-27 | 2017-12-20 | 2017-12-11 | 2018-01-05 | 2018-02-07 | 2018-02-15 | 2430 | 65850 | Up-front Payment
SDG-008918 | Low Income Multifamily Residential | Domestic Hot Water | Gas | San Diego Gas and Electric | Incentive:Paid | 24815 | 24.89 |  | 1 | 997 |  | 997 |  | 2017-10-24 13:51 | 2017-10-31 | PROMISE ENERGY INC | New Construction | Santee | Santee | 92071 | Host Customer is System Owner | [7 empty] | 245.7 | 40.95 |  | Glycol | Steam Back | Solar Storage and Auxiliary Tanks are separate |  | 1 | 1 | 960 | Z10 | 24 | Units | Apartments/Condos | 10001803 | 6 | 1 | 435 | 1 | 236 | 2 | 199000 | TRUE | 120 | 140 |  |  |  |  | Santee | FALSE | 49.31 |  | 2017-08-24 | 2017-11-09 | 2017-10-24 | 2017-10-31 | 2017-11-08 | 2018-02-13 | 2420 | 49163.92 | Up-front Payment
SDG-008919 | Low Income Multifamily Residential | Domestic Hot Water | Gas | San Diego Gas and Electric | Incentive:Paid | 24815 | 24.89 |  | 1 | 997 |  | 997 |  | 2017-10-24 13:52 | 2017-10-31 | PROMISE ENERGY INC | New Construction | Santee | Santee | 92071 | Host Customer is System Owner | [7 empty] | 245.7 | 40.95 |  | Glycol | Steam Back | Solar Storage and Auxiliary Tanks are separate |  | 1 | 1 | 960 | Z10 | 24 | Units | Apartments/Condos | 10001803 | 6 | 1 | 435 | 1 | 236 | 2 | 199000 | TRUE | 120 | 140 |  |  |  |  | Santee | FALSE | 49.31 |  | 2017-08-24 | 2017-11-09 | 2017-10-24 | 2017-10-31 | 2017-11-08 | 2018-02-13 | 2420 | 49163.92 | Up-front Payment
SDG-008920 | Low Income Multifamily Residential | Domestic Hot Water | Gas | San Diego Gas and Electric | Incentive:Paid | 24815 | 24.89 |  | 1 | 997 |  | 997 |  | 2017-10-24 13:52 | 2017-10-31 | PROMISE ENERGY INC | New Construction | Santee | Santee | 92071 | Host Customer is System Owner | [7 empty] | 245.7 | 40.95 |  | Glycol | Steam Back | Solar Storage and Auxiliary Tanks are separate |  | 1 | 1 | 960 | Z10 | 24 | Units | Apartments/Condos | 10001803 | 6 | 1 | 435 | 1 | 236 | 2 | 199000 | TRUE | 120 | 140 |  |  |  |  | Santee | FALSE | 36 |  | 2017-08-24 | 2017-11-09 | 2017-10-24 | 2017-10-31 | 2017-11-08 | 2018-02-13 | 2420 | 35889.67 | Up-front Payment
SCG-008921 | Multifamily Residential - Disadvantaged Community | Domestic Hot Water | Gas | Southern California Gas Company | Incentive:Paid | 48900 | 20.19 |  | 1 | 2422 |  | 2422 |  | 2017-09-08 12:17 | 2017-09-12 | EVOLUTION ENERGY SOLUTIONS L L C | Retrofit | Los Angeles | Los Angeles | 90004 | Host Customer is System Owner | [7 empty] | 655.2 | 40.95 |  | Drainback | Drainback (Water) | Solar Storage and Auxiliary Tanks are separate |  | 1 | 1 | 1320 | Z09 | 33 | Units | Apartments/Condos | TRB-40 | 16 | 1 | 1300 | 1 | 100 | 1 | 270000 | TRUE | 140 | 140 |  | SunEarth - SETR A503 TTR U + VFS 10-200 |  | SunEarth - SETR A503 TTR U + VFS 10-200 | Los Angeles | FALSE | 20.19 |  | 2017-09-08 |  | 2017-09-08 | 2017-09-12 | 2018-01-11 | 2018-01-19 | 2468 | 48900 | Up-front Payment
SCG-008922 | Low Income Single Family Residential | Domestic Hot Water | Gas | Southern California Gas Company | Incentive:Paid | 4723 | 36.9 |  | 1 | 128 |  | 128 |  | 2017-08-30 15:19 | 2018-01-09 | TITANIUM POWER INC | Retrofit | Pacoima | Los Angeles | 91331 | Host Customer is System Owner | 6 |  | 30004079 | GREENoneTEC Solarindustrie GmbH | Solpal Plus | Solpal Plus L-GT | Direct Integral Collector Storage (DI) | 25.66 |  | Solpal Plus L |  |  | Solar Storage with Tankless Auxiliary Water Heater | 51 | 1 | 1 | 75 | Z09 | [18 empty] | Los Angeles | FALSE | 37.18 |  | 2011-06-01: 2017-08-25; 2011-08-03: 2017-08-30; 2011-09-20: 2018-01-09 | 2467 | 4759 | Up-front Payment
PGE-008923 | Low Income Single Family Residential | Domestic Hot Water | Gas | Pacific Gas and Electric | Incentive:Paid | 4331 | 36.9 |  | 1 | 121 |  | 117 |  | 2017-09-15 10:28 | 2017-09-21 | MERCED COUNTY COMMUNITY ACTION BOARD | Retrofit | WINTON | Merced | 95388 | Host Customer is System Owner | 4 |  | 30004214 | Alternate Energy Technologies | EAGLESUN | DBS-G2-60-40 | Indirect Forced Circulation (IF) | 41.35 |  | MSC-20 | Automatic Drainback |  | Solar Storage and Auxiliary Tanks are separate | 60 | 0.97 | 1 | 55 | Z12 | [18 empty] | COUNTY OF MERCED | FALSE | 47.6 |  | 2011-06-01: 2017-08-25; 2011-08-03: 2017-09-15; 2011-09-20: 2017-09-21 | 2581 | 5759.94 | Up-front Payment
SCG-008924 | Low Income Single Family Residential | Domestic Hot Water | Gas | Southern California Gas Company | Incentive:Paid | 4723 | 36.9 |  | 1 | 128 |  | 128 |  | 2017-08-30 15:08 | 2018-01-24 | TITANIUM POWER INC | Retrofit | Pacoima | Los Angeles | 91331 | Host Customer is System Owner | 7 |  | 30004079 | GREENoneTEC Solarindustrie GmbH | Solpal Plus | Solpal Plus L-GT | Direct Integral Collector Storage (DI) | 25.66 |  | Solpal Plus L |  |  | Solar Storage with Tankless Auxiliary Water Heater | 51 | 1 | 1 | 85 | Z09 | [18 empty] | Los Angeles | FALSE | 37.18 |  | 2011-06-01: 2017-08-26; 2011-08-03: 2017-08-30; 2011-09-20: 2018-01-24 | 2460 | 4759 | Up-front Payment
SCG-008925 | Low Income Single Family Residential | Domestic Hot Water | Gas | Southern California Gas Company | Incentive:Paid | 4723 | 36.9 |  | 1 | 128 |  | 128 |  | 2017-08-30 15:04 | 2018-01-09 | TITANIUM POWER INC | Retrofit | Pacoima | Los Angeles | 91331 | Host Customer is System Owner | 5 |  | 30004079 | GREENoneTEC Solarindustrie GmbH | Solpal Plus | Solpal Plus L-GT | Direct Integral Collector Storage (DI) | 25.66 |  | Solpal Plus L |  |  | Solar Storage with Tankless Auxiliary Water Heater | 51 | 1 | 1 | 65 | Z09 | [18 empty] | Los Angeles | FALSE | 37.18 |  | 2011-06-01: 2017-08-26; 2011-08-03: 2017-08-30; 2011-09-20: 2018-01-09 | 2466 | 4759 | Up-front Payment
SCG-008926 | Low Income Single Family Residential | Domestic Hot Water | Gas | Southern California Gas Company | Incentive:Paid | 4723 | 36.9 |  | 1 | 128 |  | 128 |  | 2017-08-30 14:01 | 2018-01-10 | TITANIUM POWER INC | Retrofit | Pacoima | Los Angeles | 91331 | Host Customer is System Owner | 4 |  | 30004079 | GREENoneTEC Solarindustrie GmbH | Solpal Plus | Solpal Plus L-GT | Direct Integral Collector Storage (DI) | 25.66 |  | Solpal Plus L |  |  | Solar Storage with Tankless Auxiliary Water Heater | 51 | 1 | 1 | 55 | Z09 | [18 empty] | Los Angeles | FALSE | 37.18 |  | 2011-06-01: 2017-08-26; 2011-08-03: 2017-08-30; 2011-09-20: 2018-01-10 | 2466 | 4759 | Up-front Payment
SCG-008927 | Low Income Single Family Residential | Domestic Hot Water | Gas | Southern California Gas Company | Incentive:Paid | 4723 | 36.9 |  | 1 | 128 |  | 128 |  | 2017-08-30 13:36 | 2018-01-10 | TITANIUM POWER INC | Retrofit | Pacoima | Los Angeles | 91331 | Host Customer is System Owner | 7 |  | 30004079 | GREENoneTEC Solarindustrie GmbH | Solpal Plus | Solpal Plus L-GT | Direct Integral Collector Storage (DI) | 25.66 |  | Solpal Plus L |  |  | Solar Storage with Tankless Auxiliary Water Heater | 51 | 1 | 1 | 85 | Z09 | [18 empty] | Los Angeles | FALSE | 37.18 |  | 2011-06-01: 2017-08-26; 2011-08-03: 2017-08-30; 2011-09-20: 2018-01-10 | 2466 | 4759 | Up-front Payment
SCG-008928 | Low Income Single Family Residential | Domestic Hot Water | Gas | Southern California Gas Company | Incentive:Paid | 4723 | 36.9 |  | 1 | 128 |  | 128 |  | 2017-08-30 15:09 | 2017-12-26 | TITANIUM POWER INC | Retrofit | Pacoima | Los Angeles | 91331 | Host Customer is System Owner | 6 |  | 30004079 | GREENoneTEC Solarindustrie GmbH | Solpal Plus | Solpal Plus L-GT | Direct Integral Collector Storage (DI) | 25.66 |  | Solpal Plus L |  |  | Solar Storage with Tankless Auxiliary Water Heater | 51 | 1 | 1 | 75 | Z09 | [18 empty] | Los Angeles | FALSE | 37.18 |  | 2011-06-01: 2017-08-26; 2011-08-03: 2017-08-30; 2011-09-20: 2017-12-26 | 2468 | 4759 | Up-front Payment
SCG-008929 | Low Income Single Family Residential | Domestic Hot Water | Gas | Southern California Gas Company | Incentive:Paid | 4723 | 36.9 |  | 1 | 128 |  | 128 |  | 2017-08-30 14:50 | 2018-01-09 | TITANIUM POWER INC | Retrofit | Pacoima | Los Angeles | 91331 | Host Customer is System Owner | 7 |  | 30004079 | GREENoneTEC Solarindustrie GmbH | Solpal Plus | Solpal Plus L-GT | Direct Integral Collector Storage (DI) | 25.66 |  | Solpal Plus L |  |  | Solar Storage with Tankless Auxiliary Water Heater | 51 | 1 | 1 | 85 | Z09 | [18 empty] | Los Angeles | FALSE | 37.18 |  | 2011-06-01: 2017-08-26; 2011-08-03: 2017-08-30; 2011-09-20: 2018-01-09 | 2466 | 4759 | Up-front Payment
SCG-008930 | Low Income Single Family Residential | Domestic Hot Water | Gas | Southern California Gas Company | Incentive:Paid | 4723 | 36.9 |  | 1 | 128 |  | 128 |  | 2017-08-30 14:51 | 2018-01-09 | TITANIUM POWER INC | Retrofit | Pacoima | Los Angeles | 91331 | Host Customer is System Owner | 8 |  | 30004079 | GREENoneTEC Solarindustrie GmbH | Solpal Plus | Solpal Plus L-GT | Direct Integral Collector Storage (DI) | 25.66 |  | Solpal Plus L |  |  | Solar Storage with Tankless Auxiliary Water Heater | 51 | 1 | 1 | 95 | Z09 | [18 empty] | Los Angeles | FALSE | 37.18 |  | 2011-06-01: 2017-08-26; 2011-08-03: 2017-08-30; 2011-09-20: 2018-01-09 | 2466 | 4759 | Up-front Payment
SCG-008931 | Low Income Single Family Residential | Domestic Hot Water | Gas | Southern California Gas Company | Incentive:Paid | 4723 | 36.9 |  | 1 | 128 |  | 128 |  | 2017-08-30 13:35 | 2018-02-01 | TITANIUM POWER INC | Retrofit | San Fernando | Los Angeles | 91340 | Host Customer is System Owner | 6 |  | 30004079 | GREENoneTEC Solarindustrie GmbH | Solpal Plus | Solpal Plus L-GT | Direct Integral Collector Storage (DI) | 25.66 |  | Solpal Plus L |  |  | Solar Storage with Tankless Auxiliary Water Heater | 51 | 1 | 1 | 75 | Z09 | [18 empty] | Los Angeles | FALSE | 37.18 |  | 2011-06-01: 2017-08-26; 2011-08-03: 2017-08-30; 2011-09-20: 2018-02-01 | 2453 | 4759 | Up-front Payment
SCG-008932 | Low Income Single Family Residential | Domestic Hot Water | Gas | Southern California Gas Company | Incentive:Paid | 4723 | 36.9 |  | 1 | 128 |  | 128 |  | 2017-09-15 12:00 | 2018-01-09 | TITANIUM POWER INC | Retrofit | Pacoima | Los Angeles | 91331 | Host Customer is System Owner | 7 |  | 30004079 | GREENoneTEC Solarindustrie GmbH | Solpal Plus | Solpal Plus L-GT | Direct Integral Collector Storage (DI) | 25.66 |  | Solpal Plus L |  |  | Solar Storage with Tankless Auxiliary Water Heater | 51 | 1 | 1 | 85 | Z09 | [18 empty] | Los Angeles | FALSE | 37.18 |  | 2011-06-01: 2017-08-26; 2011-08-03: 2017-09-15; 2011-09-20: 2018-01-09 | 2466 | 4759 | Up-front Payment
SCG-008933 | Low Income Single Family Residential | Domestic Hot Water | Gas | Southern California Gas Company | Incentive:Paid | 4723 | 36.9 |  | 1 | 128 |  | 128 |  | 2017-08-29 10:22 | 2018-01-10 | TITANIUM POWER INC | Retrofit | Sylmar | Los Angeles | 91340 | Host Customer is System Owner | 6 |  | 30004079 | GREENoneTEC Solarindustrie GmbH | Solpal Plus | Solpal Plus L-GT | Direct Integral Collector Storage (DI) | 25.66 |  | Solpal Plus L |  |  | Solar Storage with Tankless Auxiliary Water Heater | 51 | 1 | 1 | 75 | Z09 | [18 empty] | Los Angeles | FALSE | 37.18 |  | 2011-06-01: 2017-08-26; 2011-08-03: 2017-08-29; 2011-09-20: 2018-01-10 | 2466 | 4759 | Up-front Payment
SCG-008934 | Low Income Single Family Residential | Domestic Hot Water | Gas | Southern California Gas Company | Incentive:Paid | 4723 | 36.9 |  | 1 | 128 |  | 128 |  | 2017-08-31 14:45 | 2018-01-08 | TITANIUM POWER INC | Retrofit | Pacoima | Los Angeles | 91331 | Host Customer is System Owner | 6 |  | 30004079 | GREENoneTEC Solarindustrie GmbH | Solpal Plus | Solpal Plus L-GT | Direct Integral Collector Storage (DI) | 25.66 |  | Solpal Plus L |  |  | Solar Storage with Tankless Auxiliary Water Heater | 51 | 1 | 1 | 75 | Z09 | [18 empty] | Los Angeles | FALSE | 37.18 |  | 2011-06-01: 2017-08-26; 2011-08-03: 2017-08-31; 2011-09-20: 2018-01-08 | 2468 | 4759 | Up-front Payment
SCG-008935 | Low Income Single Family Residential | Domestic Hot Water | Gas | Southern California Gas Company | Incentive:Paid | 4723 | 36.9 |  | 1 | 128 |  | 128 |  | 2017-08-30 14:57 | 2018-01-08 | TITANIUM POWER INC | Retrofit | Pacoima | Los Angeles | 91331 | Host Customer is System Owner | 6 |  | 30004079 | GREENoneTEC Solarindustrie GmbH | Solpal Plus | Solpal Plus L-GT | Direct Integral Collector Storage (DI) | 25.66 |  | Solpal Plus L |  |  | Solar Storage with Tankless Auxiliary Water Heater | 51 | 1 | 1 | 75 | Z09 | [18 empty] | Los Angeles | FALSE | 37.18 |  | 2011-06-01: 2017-08-26; 2011-08-03: 2017-08-30; 2011-09-20: 2018-01-08 | 2472 | 4759 | Up-front Payment
SCG-008936 | Low Income Single Family Residential | Domestic Hot Water | Gas | Southern California Gas Company | Incentive:Paid | 4723 | 36.9 |  | 1 | 128 |  | 128 |  | 2017-08-30 13:32 | 2017-11-29 | TITANIUM POWER INC | Retrofit | Pacoima | Los Angeles | 91331 | Host Customer is System Owner | 8 |  | 30004079 | GREENoneTEC Solarindustrie GmbH | Solpal Plus | Solpal Plus L-GT | Direct Integral Collector Storage (DI) | 25.66 |  | Solpal Plus L |  |  | Solar Storage with Tankless Auxiliary Water Heater | 51 | 1 | 1 | 95 | Z09 | [18 empty] | Los Angeles | FALSE | 37.18 |  | 2011-06-01: 2017-08-26; 2011-08-03: 2017-08-30; 2011-09-20: 2017-11-29 | 2496 | 4759 | Up-front Payment
SCG-008937 | Low Income Single Family Residential | Domestic Hot Water | Gas | Southern California Gas Company | Incentive:Paid | 4723 | 36.9 |  | 1 | 128 |  | 128 |  | 2017-08-30 15:20 | 2018-01-08 | TITANIUM POWER INC | Retrofit | Pacoima | Los Angeles | 91331 | Host Customer is System Owner | 7 |  | 30004079 | GREENoneTEC Solarindustrie GmbH | Solpal Plus | Solpal Plus L-GT | Direct Integral Collector Storage (DI) | 25.66 |  | Solpal Plus L |  |  | Solar Storage with Tankless Auxiliary Water Heater | 51 | 1 | 1 | 85 | Z09 | [18 empty] | Los Angeles | FALSE | 37.18 |  | 2011-06-01: 2017-08-26; 2011-08-03: 2017-08-30; 2011-09-20: 2018-01-08 | 2472 | 4759 | Up-front Payment
SCG-008938 | Low Income Single Family Residential | Domestic Hot Water | Gas | Southern California Gas Company | Incentive:Paid | 4723 | 36.9 |  | 1 | 128 |  | 128 |  | 2017-08-30 14:05 | 2017-12-05 | TITANIUM POWER INC | Retrofit | Arleta | Los Angeles | 91331 | Host Customer is System Owner | 8 |  | 30004079 | GREENoneTEC Solarindustrie GmbH | Solpal Plus | Solpal Plus L-GT | Direct Integral Collector Storage (DI) | 25.66 |  | Solpal Plus L |  |  | Solar Storage with Tankless Auxiliary Water Heater | 51 | 1 | 1 | 95 | Z09 | [18 empty] | Los Angeles | FALSE | 37.18 |  | 2011-06-01: 2017-08-26; 2011-08-03: 2017-08-30; 2011-09-20: 2017-12-05 | 2505 | 4759 | Up-front Payment
SCG-008939 | Low Income Single Family Residential | Domestic Hot Water | Gas | Southern California Gas Company | Incentive:Paid | 4723 | 36.9 |  | 1 | 128 |  | 128 |  | 2017-08-30 15:20 | 2018-01-23 | TITANIUM POWER INC | Retrofit | Pacoima | Los Angeles | 91331 | Host Customer is System Owner | 6 |  | 30004079 | GREENoneTEC Solarindustrie GmbH | Solpal Plus | Solpal Plus L-GT | Direct Integral Collector Storage (DI) | 25.66 |  | Solpal Plus L |  |  | Solar Storage with Tankless Auxiliary Water Heater | 51 | 1 | 1 | 75 | Z09 | [18 empty] | Los Angeles | FALSE | 37.18 |  | 2011-06-01: 2017-08-26; 2011-08-03: 2017-08-30; 2011-09-20: 2018-01-23 | 2461 | 4759 | Up-front Payment
SCG-008940 | Low Income Single Family Residential | Domestic Hot Water | Gas | Southern California Gas Company | Incentive:Paid | 4723 | 36.9 |  | 1 | 128 |  | 128 |  | 2017-08-30 13:33 | 2017-11-29 | TITANIUM POWER INC | Retrofit | Pacoima | Los Angeles | 91331 | Host Customer is System Owner | 6 |  | 30004079 | GREENoneTEC Solarindustrie GmbH | Solpal Plus | Solpal Plus L-GT | Direct Integral Collector Storage (DI) | 25.66 |  | Solpal Plus L |  |  | Solar Storage with Tankless Auxiliary Water Heater | 51 | 1 | 1 | 75 | Z09 | [18 empty] | Los Angeles | FALSE | 37.18 |  | 2011-06-01: 2017-08-26; 2011-08-03: 2017-08-30; 2011-09-20: 2017-11-29 | 2505 | 4759 | Up-front Payment
SCG-008941 | Low Income Single Family Residential | Domestic Hot Water | Gas | Southern California Gas Company | Incentive:Paid | 4723 | 36.9 |  | 1 | 128 |  | 128 |  | 2017-08-30 14:52 | 2018-01-08 | TITANIUM POWER INC | Retrofit | Pacoima | Los Angeles | 91331 | Host Customer is System Owner | 5 |  | 30004079 | GREENoneTEC Solarindustrie GmbH | Solpal Plus | Solpal Plus L-GT | Direct Integral Collector Storage (DI) | 25.66 |  | Solpal Plus L |  |  | Solar Storage with Tankless Auxiliary Water Heater | 51 | 1 | 1 | 65 | Z09 | [18 empty] | Los Angeles | FALSE | 37.18 |  | 2011-06-01: 2017-08-26; 2011-08-03: 2017-08-30; 2011-09-20: 2018-01-08 | 2472 | 4759 | Up-front Payment
SCG-008943 | Low Income Single Family Residential | Domestic Hot Water | Gas | Southern California Gas Company | Incentive:Paid | 4723 | 36.9 |  | 1 | 128 |  | 128 |  | 2017-08-30 15:03 | 2018-01-08 | TITANIUM POWER INC | Retrofit | Pacoima | Los Angeles | 91331 | Host Customer is System Owner | 7 |  | 30004079 | GREENoneTEC Solarindustrie GmbH | Solpal Plus | Solpal Plus L-GT | Direct Integral Collector Storage (DI) | 25.66 |  | Solpal Plus L |  |  | Solar Storage with Tankless Auxiliary Water Heater | 51 | 1 | 1 | 85 | Z09 | [18 empty] | Los Angeles | FALSE | 37.18 |  | 2011-06-01: 2017-08-28; 2011-08-03: 2017-08-30; 2011-09-20: 2018-01-08 | 2472 | 4759 | Up-front Payment
SCG-008944 | Low Income Single Family Residential | Domestic Hot Water | Gas | Southern California Gas Company | Incentive:Paid | 4723 | 36.9 |  | 1 | 128 |  | 128 |  | 2017-08-30 14:59 | 2018-01-08 | TITANIUM POWER INC | Retrofit | San Fernando | Los Angeles | 91340 | Host Customer is System Owner | 7 |  | 30004079 | GREENoneTEC Solarindustrie GmbH | Solpal Plus | Solpal Plus L-GT | Direct Integral Collector Storage (DI) | 25.66 |  | Solpal Plus L |  |  | Solar Storage with Tankless Auxiliary Water Heater | 51 | 1 | 1 | 85 | Z09 | [18 empty] | Los Angeles | FALSE | 37.18 |  | 2011-06-01: 2017-08-28; 2011-08-03: 2017-08-30; 2011-09-20: 2018-01-08 | 2472 | 4759 | Up-front Payment
SCG-008945 | Low Income Single Family Residential | Domestic Hot Water | Gas | Southern California Gas Company | Incentive:Paid | 4723 | 36.9 |  | 1 | 128 |  | 128 |  | 2017-08-30 15:01 | 2018-01-08 | TITANIUM POWER INC | Retrofit | Arleta | Los Angeles | 91331 | Host Customer is System Owner | 7 |  | 30004079 | GREENoneTEC Solarindustrie GmbH | Solpal Plus | Solpal Plus L-GT | Direct Integral Collector Storage (DI) | 25.66 |  | Solpal Plus L |  |  | Solar Storage with Tankless Auxiliary Water Heater | 51 | 1 | 1 | 85 | Z09 | [18 empty] | Los Angeles | FALSE | 37.18 |  | 2011-06-01: 2017-08-28; 2011-08-03: 2017-08-30; 2011-09-20: 2018-01-08 | 2472 | 4759 | Up-front Payment
SCG-008946 | Low Income Single Family Residential | Domestic Hot Water | Gas | Southern California Gas Company | Incentive:Paid | 4487 | 36.9 |  | 1 | 128 |  | 122 |  | 2017-08-30 15:06 | 2018-01-26 | TITANIUM POWER INC | Retrofit | Pacoima | Los Angeles | 91331 | Host Customer is System Owner | 9 |  | 30004079 | GREENoneTEC Solarindustrie GmbH | Solpal Plus | Solpal Plus L-GT | Direct Integral Collector Storage (DI) | 25.66 |  | Solpal Plus L |  |  | Solar Storage with Tankless Auxiliary Water Heater | 51 | 1 | 0.95 | 105 | Z09 | [18 empty] | Los Angeles | FALSE | 37.18 |  | 2011-06-01: 2017-08-28; 2011-08-03: 2017-08-30; 2011-09-20: 2018-01-26 | 2461 | 4759 | Up-front Payment
SCG-008947 | Low Income Single Family Residential | Domestic Hot Water | Gas | Southern California Gas Company | Incentive:Paid | 4723 | 36.9 |  | 1 | 128 |  | 128 |  | 2017-08-30 15:02 | 2018-01-08 | TITANIUM POWER INC | Retrofit | Arleta | Los Angeles | 91331 | Host Customer is System Owner | 5 |  | 30004079 | GREENoneTEC Solarindustrie GmbH | Solpal Plus | Solpal Plus L-GT | Direct Integral Collector Storage (DI) | 25.66 |  | Solpal Plus L |  |  | Solar Storage with Tankless Auxiliary Water Heater | 51 | 1 | 1 | 65 | Z09 | [18 empty] | Los Angeles | FALSE | 37.18 |  | 2011-06-01: 2017-08-28; 2011-08-03: 2017-08-30; 2011-09-20: 2018-01-08 | 2472 | 4759 | Up-front Payment
SCG-008948 | Low Income Single Family Residential | Domestic Hot Water | Gas | Southern California Gas Company | Incentive:Paid | 4723 | 36.9 |  | 1 | 128 |  | 128 |  | 2017-08-31 14:56 | 2018-01-08 | TITANIUM POWER INC | Retrofit | North Hollywood | Los Angeles | 91606 | Host Customer is System Owner | 4 |  | 30004079 | GREENoneTEC Solarindustrie GmbH | Solpal Plus | Solpal Plus L-GT | Direct Integral Collector Storage (DI) | 25.66 |  | Solpal Plus L |  |  | Solar Storage with Tankless Auxiliary Water Heater | 51 | 1 | 1 | 55 | Z09 | [18 empty] | Los Angeles | FALSE | 37.18 |  | 2011-06-01: 2017-08-29; 2011-08-03: 2017-08-31; 2011-09-20: 2018-01-08 | 2472 | 4759 | Up-front Payment
SCG-008949 | Low Income Single Family Residential | Domestic Hot Water | Gas | Southern California Gas Company | Incentive:Paid | 4723 | 36.9 |  | 1 | 128 |  | 128 |  | 2017-09-08 11:21 | 2018-01-08 | TITANIUM POWER INC | Retrofit | Pacoima | Los Angeles | 91331 | Host Customer is System Owner | 7 |  | 30004079 | GREENoneTEC Solarindustrie GmbH | Solpal Plus | Solpal Plus L-GT | Direct Integral Collector Storage (DI) | 25.66 |  | Solpal Plus L |  |  | Solar Storage with Tankless Auxiliary Water Heater | 51 | 1 | 1 | 85 | Z09 | [18 empty] | Los Angeles | FALSE | 37.18 |  | 2011-06-01: 2017-08-29; 2011-08-03: 2017-09-08; 2011-09-20: 2018-01-08 | 2472 | 4759 | Up-front Payment
SCG-008950 | Low Income Single Family Residential | Domestic Hot Water | Gas | Southern California Gas Company | Incentive:Paid | 4487 | 36.9 |  | 1 | 128 |  | 122 |  | 2017-08-31 14:57 | 2018-01-08 | TITANIUM POWER INC | Retrofit | North Hollywood | Los Angeles | 91606 | Host Customer is System Owner | 4 |  | 30004079 | GREENoneTEC Solarindustrie GmbH | Solpal Plus | Solpal Plus L-GT | Direct Integral Collector Storage (DI) | 25.66 |  | Solpal Plus L |  |  | Solar Storage with Tankless Auxiliary Water Heater | 51 | 1 | 0.95 | 55 | Z09 | [18 empty] | Los Angeles | FALSE | 35.23 |  | 2011-06-01: 2017-08-29; 2011-08-03: 2017-08-31; 2011-09-20: 2018-01-08 | 2472 | 4509 | Up-front Payment
SCG-008951 | Low Income Single Family Residential | Domestic Hot Water | Gas | Southern California Gas Company | Incentive:Paid | 4723 | 36.9 |  | 1 | 128 |  | 128 |  | 2017-09-01 14:30 | 2018-01-08 | TITANIUM POWER INC | Retrofit | Pacoima | Los Angeles | 91331 | Host Customer is System Owner | 7 |  | 30004079 | GREENoneTEC Solarindustrie GmbH | Solpal Plus | Solpal Plus L-GT | Direct Integral Collector Storage (DI) | 25.66 |  | Solpal Plus L |  |  | Solar Storage with Tankless Auxiliary Water Heater | 51 | 1 | 1 | 85 | Z09 | [18 empty] | Los Angeles | FALSE | 37.18 |  | 2011-06-01: 2017-08-29; 2011-08-03: 2017-09-01; 2011-09-20: 2018-01-08 | 2472 | 4759 | Up-front Payment
SCG-008952 | Low Income Single Family Residential | Domestic Hot Water | Gas | Southern California Gas Company | Incentive:Paid | 4723 | 36.9 |  | 1 | 128 |  | 128 |  | 2017-09-01 14:35 | 2018-01-09 | TITANIUM POWER INC | Retrofit | Pacoima | Los Angeles | 91331 | Host Customer is System Owner | 7 |  | 30004079 | GREENoneTEC Solarindustrie GmbH | Solpal Plus | Solpal Plus L-GT | Direct Integral Collector Storage (DI) | 25.66 |  | Solpal Plus L |  |  | Solar Storage with Tankless Auxiliary Water Heater | 51 | 1 | 1 | 85 | Z09 | [18 empty] | Los Angeles | FALSE | 37.18 |  | 2011-06-01: 2017-08-29; 2011-08-03: 2017-09-01; 2011-09-20: 2018-01-09 | 2469 | 4759 | Up-front Payment
SCG-008953 | Low Income Single Family Residential | Domestic Hot Water | Gas | Southern California Gas Company | Incentive:Paid | 4487 | 36.9 |  | 1 | 128 |  | 122 |  | 2017-08-31 15:13 | 2018-01-09 | TITANIUM POWER INC | Retrofit | North Hollywood | Los Angeles | 91606 | Host Customer is System Owner | 8 |  | 30004079 | GREENoneTEC Solarindustrie GmbH | Solpal Plus | Solpal Plus L-GT | Direct Integral Collector Storage (DI) | 25.66 |  | Solpal Plus L |  |  | Solar Storage with Tankless Auxiliary Water Heater | 51 | 1 | 0.95 | 95 | Z09 | [18 empty] | Los Angeles | FALSE | 35.23 |  | 2011-06-01: 2017-08-29; 2011-08-03: 2017-08-31; 2011-09-20: 2018-01-09 | 2472 | 4509 | Up-front Payment
SCG-008954 | Low Income Single Family Residential | Domestic Hot Water | Gas | Southern California Gas Company | Incentive:Paid | 4723 | 36.9 |  | 1 | 128 |  | 128 |  | 2017-09-06 17:05 | 2018-01-09 | TITANIUM POWER INC | Retrofit | Pacoima | Los Angeles | 91331 | Host Customer is System Owner | 6 |  | 30004079 | GREENoneTEC Solarindustrie GmbH | Solpal Plus | Solpal Plus L-GT | Direct Integral Collector Storage (DI) | 25.66 |  | Solpal Plus L |  |  | Solar Storage with Tankless Auxiliary Water Heater | 51 | 1 | 1 | 75 | Z09 | [18 empty] | Los Angeles | FALSE | 37.18 |  | 2011-06-01: 2017-08-29; 2011-08-03: 2017-09-06; 2011-09-20: 2018-01-09 | 2472 | 4759 | Up-front Payment
SCG-008955 | Low Income Single Family Residential | Domestic Hot Water | Gas | Southern California Gas Company | Incentive:Paid | 4723 | 36.9 |  | 1 | 128 |  | 128 |  | 2017-09-01 14:50 | 2017-12-26 | TITANIUM POWER INC | Retrofit | Pacoima | Los Angeles | 91331 | Host Customer is System Owner | 6 |  | 30004079 | GREENoneTEC Solarindustrie GmbH | Solpal Plus | Solpal Plus L-GT | Direct Integral Collector Storage (DI) | 25.66 |  | Solpal Plus L |  |  | Solar Storage with Tankless Auxiliary Water Heater | 51 | 1 | 1 | 75 | Z09 | [18 empty] | Los Angeles | FALSE | 37.18 |  | 2011-06-01: 2017-08-29; 2011-08-03: 2017-09-01; 2011-09-20: 2017-12-26 | 2468 | 4759 | Up-front Payment
SCG-008956 | Low Income Single Family Residential | Domestic Hot Water | Gas | Southern California Gas Company | Incentive:Paid | 4723 | 36.9 |  | 1 | 128 |  | 128 |  | 2017-09-01 14:44 | 2018-01-09 | TITANIUM POWER INC | Retrofit | Pacoima | Los Angeles | 91331 | Host Customer is System Owner | 6 |  | 30004079 | GREENoneTEC Solarindustrie GmbH | Solpal Plus | Solpal Plus L-GT | Direct Integral Collector Storage (DI) | 25.66 |  | Solpal Plus L |  |  | Solar Storage with Tankless Auxiliary Water Heater | 51 | 1 | 1 | 75 | Z09 | [18 empty] | Los Angeles | FALSE | 37.18 |  | 2011-06-01: 2017-08-29; 2011-08-03: 2017-09-01; 2011-09-20: 2018-01-09 | 2472 | 4759 | Up-front Payment
SCG-008957 | Low Income Single Family Residential | Domestic Hot Water | Gas | Southern California Gas Company | Incentive:Paid | 4723 | 36.9 |  | 1 | 128 |  | 128 |  | 2017-09-01 14:46 | 2018-01-09 | TITANIUM POWER INC | Retrofit | Arleta | Los Angeles | 91331 | Host Customer is System Owner | 4 |  | 30004079 | GREENoneTEC Solarindustrie GmbH | Solpal Plus | Solpal Plus L-GT | Direct Integral Collector Storage (DI) | 25.66 |  | Solpal Plus L |  |  | Solar Storage with Tankless Auxiliary Water Heater | 51 | 1 | 1 | 55 | Z09 | [18 empty] | Los Angeles | FALSE | 37.18 |  | 2011-06-01: 2017-08-29; 2011-08-03: 2017-09-01; 2011-09-20: 2018-01-09 | 2472 | 4759 | Up-front Payment
SCG-008959 | Low Income Single Family Residential | Domestic Hot Water | Gas | Southern California Gas Company | Incentive:Paid | 4723 | 36.9 |  | 1 | 128 |  | 128 |  | 2017-08-31 15:02 | 2018-01-09 | TITANIUM POWER INC | Retrofit | Pacoima | Los Angeles | 91331 | Host Customer is System Owner | 7 |  | 30004079 | GREENoneTEC Solarindustrie GmbH | Solpal Plus | Solpal Plus L-GT | Direct Integral Collector Storage (DI) | 25.66 |  | Solpal Plus L |  |  | Solar Storage with Tankless Auxiliary Water Heater | 51 | 1 | 1 | 85 | Z09 | [18 empty] | Los Angeles | FALSE | 37.18 |  | 2011-06-01: 2017-08-29; 2011-08-03: 2017-08-31; 2011-09-20: 2018-01-09 | 2472 | 4759 | Up-front Payment
SCG-008960 | Low Income Single Family Residential | Domestic Hot Water | Gas | Southern California Gas Company | Incentive:Paid | 4723 | 36.9 |  | 1 | 128 |  | 128 |  | 2017-10-19 15:02 | 2018-04-09 | TITANIUM POWER INC | Retrofit | Arleta | Los Angeles | 91331 | Host Customer is System Owner | 8 |  | 30004079 | GREENoneTEC Solarindustrie GmbH | Solpal Plus | Solpal Plus L-GT | Direct Integral Collector Storage (DI) | 25.66 |  | Solpal Plus L |  |  | Solar Storage with Tankless Auxiliary Water Heater | 51 | 1 | 1 | 95 | Z09 | [18 empty] | Los Angeles | FALSE | 37.18 |  | 2017-08-29 | 2017-12-04 |  |  | 2017-10-19 | 2018-04-09 | 2389 | 4759 | Up-front Payment
SCG-008961 | Low Income Single Family Residential | Domestic Hot Water | Gas | Southern California Gas Company | Incentive:Paid | 4723 | 36.9 |  | 1 | 128 |  | 128 |  | 2017-08-31 14:59 | 2018-01-09 | TITANIUM POWER INC | Retrofit | Pacoima | Los Angeles | 91331 | Host Customer is System Owner | 7 |  | 30004079 | GREENoneTEC Solarindustrie GmbH | Solpal Plus | Solpal Plus L-GT | Direct Integral Collector Storage (DI) | 25.66 |  | Solpal Plus L |  |  | Solar Storage with Tankless Auxiliary Water Heater | 51 | 1 | 1 | 85 | Z09 | [18 empty] | Los Angeles | FALSE | 37.18 |  | 2011-06-01: 2017-08-29; 2011-08-03: 2017-08-31; 2011-09-20: 2018-01-09 | 2472 | 4759 | Up-front Payment
SCG-008962 | Low Income Single Family Residential | Domestic Hot Water | Gas | Southern California Gas Company | Incentive:Paid | 4723 | 36.9 |  | 1 | 128 |  | 128 |  | 2017-08-31 15:08 | 2017-12-27 | TITANIUM POWER INC | Retrofit | San Fernando | Los Angeles | 91340 | Host Customer is System Owner | 6 |  | 30004079 | GREENoneTEC Solarindustrie GmbH | Solpal Plus | Solpal Plus L-GT | Direct Integral Collector Storage (DI) | 25.66 |  | Solpal Plus L |  |  | Solar Storage with Tankless Auxiliary Water Heater | 51 | 1 | 1 | 75 | Z09 | [18 empty] | Los Angeles | FALSE | 37.18 |  | 2011-06-01: 2017-08-29; 2011-08-03: 2017-08-31; 2011-09-20: 2017-12-27 | 2468 | 4759 | Up-front Payment
SCG-008963 | Low Income Single Family Residential | Domestic Hot Water | Gas | Southern California Gas Company | Incentive:Paid | 4723 | 36.9 |  | 1 | 128 |  | 128 |  | 2017-08-31 15:15 | 2018-02-09 | TITANIUM POWER INC | Retrofit | Pacoima | Los Angeles | 91331 | Host Customer is System Owner | 7 |  | 30004079 | GREENoneTEC Solarindustrie GmbH | Solpal Plus | Solpal Plus L-GT | Direct Integral Collector Storage (DI) | 25.66 |  | Solpal Plus L |  |  | Solar Storage with Tankless Auxiliary Water Heater | 51 | 1 | 1 | 85 | Z09 | [18 empty] | Los Angeles | FALSE | 37.18 |  | 2011-06-01: 2017-08-29; 2011-08-03: 2017-08-31; 2011-09-20: 2018-02-09 | 2447 | 4759 | Up-front Payment
SCG-008964 | Low Income Single Family Residential | Domestic Hot Water | Gas | Southern California Gas Company | Incentive:Paid | 4723 | 36.9 |  | 1 | 128 |  | 128 |  | 2017-08-31 15:12 | 2018-01-08 | TITANIUM POWER INC | Retrofit | Pacoima | Los Angeles | 91331 | Host Customer is System Owner | 6 |  | 30004079 | GREENoneTEC Solarindustrie GmbH | Solpal Plus | Solpal Plus L-GT | Direct Integral Collector Storage (DI) | 25.66 |  | Solpal Plus L |  |  | Solar Storage with Tankless Auxiliary Water Heater | 51 | 1 | 1 | 75 | Z09 | [18 empty] | Los Angeles | FALSE | 37.18 |  | 2011-06-01: 2017-08-29; 2011-08-03: 2017-08-31; 2011-09-20: 2018-01-08 | 2474 | 4759 | Up-front Payment
SCG-008965 | Low Income Single Family Residential | Domestic Hot Water | Gas | Southern California Gas Company | Incentive:Paid | 4723 | 36.9 |  | 1 | 128 |  | 128 |  | 2017-08-31 15:16 | 2018-01-08 | TITANIUM POWER INC | New Construction | Pacoima | Los Angeles | 91331 | Host Customer is System Owner | 7 |  | 30004079 | GREENoneTEC Solarindustrie GmbH | Solpal Plus | Solpal Plus L-GT | Direct Integral Collector Storage (DI) | 25.66 |  | Solpal Plus L |  |  | Solar Storage with Tankless Auxiliary Water Heater | 51 | 1 | 1 | 85 | Z09 | [18 empty] | Los Angeles | FALSE | 37.18 |  | 2011-06-01: 2017-08-29; 2011-08-03: 2017-08-31; 2011-09-20: 2018-01-08 | 2479 | 4759 | Up-front Payment
SCG-008966 | Low Income Single Family Residential | Domestic Hot Water | Gas | Southern California Gas Company | Incentive:Paid | 4723 | 36.9 |  | 1 | 128 |  | 128 |  | 2017-09-25 10:31 | 2018-01-08 | TITANIUM POWER INC | Retrofit | Pacoima | Los Angeles | 91331 | Host Customer is System Owner | 6 |  | 30004079 | GREENoneTEC Solarindustrie GmbH | Solpal Plus | Solpal Plus L-GT | Direct Integral Collector Storage (DI) | 25.66 |  | Solpal Plus L |  |  | Solar Storage with Tankless Auxiliary Water Heater | 51 | 1 | 1 | 75 | Z09 | [18 empty] | Los Angeles | FALSE | 37.18 |  | 2011-06-01: 2017-08-29; 2011-08-03: 2017-09-25; 2011-09-20: 2018-01-08 | 2474 | 4759 | Up-front Payment
SCG-008967 | Low Income Single Family Residential | Domestic Hot Water | Gas | Southern California Gas Company | Incentive:Paid | 4723 | 36.9 |  | 1 | 128 |  | 128 |  | 2017-08-31 15:06 | 2018-01-08 | TITANIUM POWER INC | Retrofit | Pacoima | Los Angeles | 91331 | Host Customer is System Owner | 7 |  | 30004079 | GREENoneTEC Solarindustrie GmbH | Solpal Plus | Solpal Plus L-GT | Direct Integral Collector Storage (DI) | 25.66 |  | Solpal Plus L |  |  | Solar Storage with Tankless Auxiliary Water Heater | 51 | 1 | 1 | 85 | Z09 | [18 empty] | Los Angeles | FALSE | 37.18 |  | 2011-06-01: 2017-08-29; 2011-08-03: 2017-08-31; 2011-09-20: 2018-01-08 | 2474 | 4759 | Up-front Payment
SCG-008968 | Commercial Pools | Pool Heating | Gas | Southern California Gas Company | Incentive:Paid | 2800 | 5 |  | 1 | 560 |  | 560 |  | 2017-11-02 16:05 | 2017-11-08 | SUNTREK INDUSTRIES INC | Retrofit | Los Angeles | Los Angeles | 90046 | Host Customer is System Owner | [7 empty] | 336 | 56 |  | Manual Drainback |  |  |  | 1 | 1 |  | Z09 |  |  |  | 2007048A | 6 | 1 | [5 empty] | FALSE | [6 empty] | Los Angeles | FALSE | 15.79 |  | 2017-08-29 |  | 2017-11-02 | 2017-11-08 | 2018-02-20 | 2018-03-05 | 2424 | 8840 | Up-front Payment
SCG-008969 | Commercial Pools | Pool Heating | Gas | Southern California Gas Company | Incentive:Paid | 3410 | 5 |  | 1 | 682 |  | 682 |  | 2017-10-03 10:14 | 2017-10-04 | SUNTREK INDUSTRIES INC | Retrofit | Redondo Beach | Los Angeles | 90277 | Host Customer is System Owner | [7 empty] | 500 | 100 |  | Manual Drainback |  |  |  | 1 | 1 |  | Z06 |  |  |  | 2007048A | 5 | 1 | [5 empty] | FALSE |  |  |  | SunEarth - SETR A503 TTR U + VFS 20-400 |  | SunEarth - SETR A503 TTR U + VFS 20-400 | Redondo Beach | FALSE | 20.09 |  | 2017-08-29 |  | 2017-10-03 | 2017-10-04 | 2018-03-13 | 2018-04-02 | 2389 | 13700 | Up-front Payment
SCG-008970 | Low Income Single Family Residential | Domestic Hot Water | Gas | Southern California Gas Company | Incentive:Paid | 4723 | 36.9 |  | 1 | 128 |  | 128 |  | 2017-08-31 15:20 | 2018-01-08 | TITANIUM POWER INC | Retrofit | Pacoima | Los Angeles | 91331 | Host Customer is System Owner | 7 |  | 30004079 | GREENoneTEC Solarindustrie GmbH | Solpal Plus | Solpal Plus L-GT | Direct Integral Collector Storage (DI) | 25.66 |  | Solpal Plus L |  |  | Solar Storage with Tankless Auxiliary Water Heater | 51 | 1 | 1 | 85 | Z09 | [18 empty] | Los Angeles | FALSE | 37.18 |  | 2011-06-01: 2017-08-29; 2011-08-03: 2017-08-31; 2011-09-20: 2018-01-08 | 2474 | 4759 | Up-front Payment
SCG-008971 | Low Income Single Family Residential | Domestic Hot Water | Gas | Southern California Gas Company | Incentive:Paid | 4723 | 36.9 |  | 1 | 128 |  | 128 |  | 2017-08-31 15:38 | 2017-12-27 | TITANIUM POWER INC | Retrofit | Pacoima | Los Angeles | 91331 | Host Customer is System Owner | 7 |  | 30004079 | GREENoneTEC Solarindustrie GmbH | Solpal Plus | Solpal Plus L-GT | Direct Integral Collector Storage (DI) | 25.66 |  | Solpal Plus L |  |  | Solar Storage with Tankless Auxiliary Water Heater | 51 | 1 | 1 | 85 | Z09 | [18 empty] | Los Angeles | FALSE | 37.18 |  | 2011-06-01: 2017-08-29; 2011-08-03: 2017-08-31; 2011-09-20: 2017-12-27 | 2467 | 4759 | Up-front Payment
SCG-008972 | Low Income Single Family Residential | Domestic Hot Water | Gas | Southern California Gas Company | Incentive:Paid | 4723 | 36.9 |  | 1 | 128 |  | 128 |  | 2017-09-01 14:28 | 2018-01-08 | TITANIUM POWER INC | Retrofit | Pacoima | Los Angeles | 91331 | Host Customer is System Owner | 7 |  | 30004079 | GREENoneTEC Solarindustrie GmbH | Solpal Plus | Solpal Plus L-GT | Direct Integral Collector Storage (DI) | 25.66 |  | Solpal Plus L |  |  | Solar Storage with Tankless Auxiliary Water Heater | 51 | 1 | 1 | 85 | Z09 | [18 empty] | Los Angeles | FALSE | 37.18 |  | 2011-06-01: 2017-08-29; 2011-08-03: 2017-09-01; 2011-09-20: 2018-01-08 | 2475 | 4759 | Up-front Payment
SCG-008973 | Low Income Single Family Residential | Domestic Hot Water | Gas | Southern California Gas Company | Incentive:Paid | 4723 | 36.9 |  | 1 | 128 |  | 128 |  | 2017-08-31 15:18 | 2018-01-08 | TITANIUM POWER INC | Retrofit | Sylmar | Los Angeles | 91342 | Host Customer is System Owner | 6 |  | 30004079 | GREENoneTEC Solarindustrie GmbH | Solpal Plus | Solpal Plus L-GT | Direct Integral Collector Storage (DI) | 25.66 |  | Solpal Plus L |  |  | Solar Storage with Tankless Auxiliary Water Heater | 51 | 1 | 1 | 75 | Z09 | [18 empty] | Los Angeles | FALSE | 37.18 |  | 2011-06-01: 2017-08-29; 2011-08-03: 2017-08-31; 2011-09-20: 2018-01-08 | 2475 | 4759 | Up-front Payment
SCG-008974 | Low Income Single Family Residential | Domestic Hot Water | Gas | Southern California Gas Company | Incentive:Paid | 4723 | 36.9 |  | 1 | 128 |  | 128 |  | 2017-09-11 14:53 | 2018-01-08 | TITANIUM POWER INC | Retrofit | Sun Valley | Los Angeles | 91352 | Host Customer is System Owner | 5 |  | 30004079 | GREENoneTEC Solarindustrie GmbH | Solpal Plus | Solpal Plus L-GT | Direct Integral Collector Storage (DI) | 25.66 |  | Solpal Plus L |  |  | Solar Storage with Tankless Auxiliary Water Heater | 51 | 1 | 1 | 65 | Z09 | [18 empty] | Los Angeles | FALSE | 37.18 |  | 2011-06-01: 2017-08-29; 2011-08-03: 2017-09-11; 2011-09-20: 2018-01-08 | 2475 | 4759 | Up-front Payment
PGE-008975 | Low Income Single Family Residential | Domestic Hot Water | Gas | Pacific Gas and Electric | Incentive:Paid | 4201 | 36.9 |  | 1 | 115 |  | 114 |  | 2017-11-03 15:31 | 2018-02-27 | CENTRAL COAST ENERGY SERVICES INC | Retrofit | Salinas | Monterey | 93906 | Host Customer is System Owner | 2 |  | 30004214 | Alternate Energy Technologies | EAGLESUN | DBS-G2-60-40 | Indirect Forced Circulation (IF) | 41.35 |  | MSC-20 | Automatic Drainback |  | Solar Storage and Auxiliary Tanks are separate | 60 | 0.99 | 1 | 35 | Z03 | [18 empty] | City of Salinas | FALSE | 59.04 |  | 2011-06-01: 2017-08-29; 2011-08-03: 2017-11-03; 2011-09-20: 2018-02-27 | 2411 | 6789.16 | Up-front Payment
SCG-008976 | Low Income Single Family Residential | Domestic Hot Water | Gas | Southern California Gas Company | Incentive:Paid | 4723 | 36.9 |  | 1 | 128 |  | 128 |  | 2017-09-06 17:07 | 2018-01-08 | TITANIUM POWER INC | Retrofit | Pacoima | Los Angeles | 91331 | Host Customer is System Owner | 6 |  | 30004079 | GREENoneTEC Solarindustrie GmbH | Solpal Plus | Solpal Plus L-GT | Direct Integral Collector Storage (DI) | 25.66 |  | Solpal Plus L |  |  | Solar Storage with Tankless Auxiliary Water Heater | 51 | 1 | 1 | 75 | Z09 | [18 empty] | Los Angeles | FALSE | 37.18 |  | 2011-06-01: 2017-08-30; 2011-08-03: 2017-09-06; 2011-09-20: 2018-01-08 | 2474 | 4759 | Up-front Payment
SCG-008977 | Low Income Single Family Residential | Domestic Hot Water | Gas | Southern California Gas Company | Incentive:Paid | 4723 | 36.9 |  | 1 | 128 |  | 128 |  | 2017-09-06 17:03 | 2018-01-08 | TITANIUM POWER INC | Retrofit | Pacoima | Los Angeles | 91331 | Host Customer is System Owner | 7 |  | 30004079 | GREENoneTEC Solarindustrie GmbH | Solpal Plus | Solpal Plus L-GT | Direct Integral Collector Storage (DI) | 25.66 |  | Solpal Plus L |  |  | Solar Storage with Tankless Auxiliary Water Heater | 51 | 1 | 1 | 85 | Z09 | [18 empty] | Los Angeles | FALSE | 37.18 |  | 2011-06-01: 2017-08-30; 2011-08-03: 2017-09-06; 2011-09-20: 2018-01-08 | 2474 | 4759 | Up-front Payment
SCG-008978 | Low Income Single Family Residential | Domestic Hot Water | Gas | Southern California Gas Company | Incentive:Paid | 4723 | 36.9 |  | 1 | 128 |  | 128 |  | 2017-09-01 14:29 | 2018-01-08 | TITANIUM POWER INC | Retrofit | Pacoima | Los Angeles | 91331 | Host Customer is System Owner | 6 |  | 30004079 | GREENoneTEC Solarindustrie GmbH | Solpal Plus | Solpal Plus L-GT | Direct Integral Collector Storage (DI) | 25.66 |  | Solpal Plus L |  |  | Solar Storage with Tankless Auxiliary Water Heater | 51 | 1 | 1 | 75 | Z09 | [18 empty] | Los Angeles | FALSE | 37.18 |  | 2011-06-01: 2017-08-30; 2011-08-03: 2017-09-01; 2011-09-20: 2018-01-08 | 2474 | 4759 | Up-front Payment
SCG-008979 | Low Income Single Family Residential | Domestic Hot Water | Gas | Southern California Gas Company | Incentive:Paid | 4723 | 36.9 |  | 1 | 128 |  | 128 |  | 2017-09-01 14:50 | 2018-01-08 | TITANIUM POWER INC | Retrofit | Pacoima | Los Angeles | 91331 | Host Customer is System Owner | 4 |  | 30004079 | GREENoneTEC Solarindustrie GmbH | Solpal Plus | Solpal Plus L-GT | Direct Integral Collector Storage (DI) | 25.66 |  | Solpal Plus L |  |  | Solar Storage with Tankless Auxiliary Water Heater | 51 | 1 | 1 | 55 | Z09 | [18 empty] | Los Angeles | FALSE | 37.18 |  | 2011-06-01: 2017-08-30; 2011-08-03: 2017-09-01; 2011-09-20: 2018-01-08 | 2474 | 4759 | Up-front Payment
SCG-008980 | Low Income Single Family Residential | Domestic Hot Water | Gas | Southern California Gas Company | Incentive:Paid | 4723 | 36.9 |  | 1 | 128 |  | 128 |  | 2017-09-06 17:06 | 2018-01-09 | TITANIUM POWER INC | Retrofit | Pacoima | Los Angeles | 91331 | Host Customer is System Owner | 8 |  | 30004079 | GREENoneTEC Solarindustrie GmbH | Solpal Plus | Solpal Plus L-GT | Direct Integral Collector Storage (DI) | 25.66 |  | Solpal Plus L |  |  | Solar Storage with Tankless Auxiliary Water Heater | 51 | 1 | 1 | 95 | Z09 | [18 empty] | Los Angeles | FALSE | 37.18 |  | 2011-06-01: 2017-08-30; 2011-08-03: 2017-09-06; 2011-09-20: 2018-01-09 | 2472 | 4759 | Up-front Payment
SCG-008981 | Low Income Single Family Residential | Domestic Hot Water | Gas | Southern California Gas Company | Incentive:Paid | 4723 | 36.9 |  | 1 | 128 |  | 128 |  | 2017-10-03 14:39 | 2018-04-06 | TITANIUM POWER INC | Retrofit | Pacoima | Los Angeles | 91331 | Host Customer is System Owner | 4 |  | 30004079 | GREENoneTEC Solarindustrie GmbH | Solpal Plus | Solpal Plus L-GT | Direct Integral Collector Storage (DI) | 25.66 |  | Solpal Plus L |  |  | Solar Storage with Tankless Auxiliary Water Heater | 51 | 1 | 1 | 55 | Z09 | [18 empty] | Los Angeles | FALSE | 37.18 |  | 2017-08-30 | 2017-12-04 |  |  | 2017-10-03 | 2018-04-06 | 2391 | 4759 | Up-front Payment
SCG-008983 | Commercial/Multifamily Residential | Domestic Hot Water | Gas | Southern California Gas Company | Incentive:Paid | 39027 | 20.19 |  | 1 | 1933 |  | 1933 |  | 2017-09-08 12:13 | 2017-09-12 | EVOLUTION ENERGY SOLUTIONS L L C | Retrofit | Los Angeles | Los Angeles | 90004 | Host Customer is System Owner | [7 empty] | 532.35 | 40.95 |  | Drainback | Drainback (Water) | Solar Storage and Auxiliary Tanks are separate |  | 1 | 1 | 1040 | Z09 | 26 | Units | Apartments/Condos | TRB-40 | 13 | 1 | 1000 | 1 | 100 | 1 | 270000 | TRUE | 140 | 140 |  | SunEarth - SETR A503 TTR U + VFS 10-200 |  | SunEarth - SETR A503 TTR U + VFS 10-200 | Los Angeles | FALSE | 20.19 |  | 2017-08-31 |  | 2017-09-08 | 2017-09-12 | 2017-12-28 | 2017-12-29 | 2482 | 39027 | Up-front Payment
SCG-008984 | Multifamily Residential - Disadvantaged Community | Domestic Hot Water | Gas | Southern California Gas Company | Incentive:Paid | 32607 | 20.19 |  | 1 | 1615 |  | 1615 |  | 2017-09-08 12:15 | 2017-09-11 | EVOLUTION ENERGY SOLUTIONS L L C | Retrofit | Hollywood | Los Angeles | 90038 | Host Customer is System Owner | [7 empty] | 450.45 | 40.95 |  | Drainback | Drainback (Water) | Solar Storage and Auxiliary Tanks are separate |  | 1 | 1 | 880 | Z09 | 22 | Units | Apartments/Condos | TRB-40 | 11 | 1 | 800 | 1 | 100 | 1 | 270000 | TRUE | 140 | 140 |  |  |  |  | Los Angeles | FALSE | 20.19 |  | 2017-08-31 |  | 2017-09-08 | 2017-09-11 | 2017-11-30 | 2018-01-04 | 2482 | 32607 | Up-front Payment
SCG-008985 | Commercial/Multifamily Residential | Domestic Hot Water | Gas | Southern California Gas Company | Incentive:Paid | 31133 | 20.19 |  | 1 | 1542 |  | 1542 |  | 2017-09-08 12:15 | 2017-09-11 | EVOLUTION ENERGY SOLUTIONS L L C | Retrofit | Los Angeles | Los Angeles | 90004 | Host Customer is System Owner | [7 empty] | 450.45 | 40.95 |  | Drainback | Drainback (Water) | Solar Storage and Auxiliary Tanks are separate |  | 1 | 1 | 800 | Z09 | 20 | Units | Apartments/Condos | TRB-40 | 11 | 1 | 800 | 1 | 100 | 1 | 200000 | TRUE | 140 | 140 |  |  |  |  | Los Angeles | FALSE | 20.19 |  | 2017-08-31 |  | 2017-09-08 | 2017-09-11 | 2019-04-24 | 2019-05-01 | 2003 | 31133 | Up-front Payment
PGE-008986 | Low Income Single Family Residential | Domestic Hot Water | Gas | Pacific Gas and Electric | Incentive:Paid | 4244 | 36.9 |  | 1 | 115 |  | 115 |  | 2017-10-25 13:02 | 2017-11-17 | CENTRAL COAST ENERGY SERVICES INC | Retrofit | Soledad | Monterey | 93960 | Host Customer is System Owner | 4 |  | 30004214 | Alternate Energy Technologies | EAGLESUN | DBS-G2-60-40 | Indirect Forced Circulation (IF) | 41.35 |  | MSC-20 | Automatic Drainback |  | Solar Storage and Auxiliary Tanks are separate | 60 | 1 | 1 | 55 | Z03 | [18 empty] | City of Soledad | FALSE | 37.59 |  | 2017-08-30 | 2017-11-08 |  |  | 2017-10-25 | 2017-11-17 | 2523 | 4323.29 | Up-front Payment
SCG-008987 | Commercial/Multifamily Residential | Domestic Hot Water | Gas | Southern California Gas Company | Incentive:Paid | 31880 | 20.19 |  | 1 | 1579 |  | 1579 |  | 2017-09-08 12:16 | 2017-09-11 | EVOLUTION ENERGY SOLUTIONS L L C | Retrofit | Los Angeles | Los Angeles | 90029 | Host Customer is System Owner | [7 empty] | 450.45 | 40.95 |  | Drainback | Drainback (Water) | Solar Storage and Auxiliary Tanks are separate |  | 1 | 1 | 840 | Z09 | 21 | Units | Apartments/Condos | TRB-40 | 11 | 1 | 800 | 1 | 100 | 1 | 270000 | TRUE | 140 | 140 |  |  |  |  | Los Angeles | FALSE | 20.19 |  | 2017-08-31 |  | 2017-09-08 | 2017-09-11 | 2017-11-13 | 2017-11-14 | 2533 | 31880 | Up-front Payment
SCG-008988 | Low Income Single Family Residential | Domestic Hot Water | Gas | Southern California Gas Company | Incentive:Paid | 4723 | 36.9 |  | 1 | 128 |  | 128 |  | 2017-09-08 10:57 | 2018-01-24 | TITANIUM POWER INC | Retrofit | Pacoima | Los Angeles | 91331 | Host Customer is System Owner | 6 |  | 30004079 | GREENoneTEC Solarindustrie GmbH | Solpal Plus | Solpal Plus L-GT | Direct Integral Collector Storage (DI) | 25.66 |  | Solpal Plus L |  |  | Solar Storage with Tankless Auxiliary Water Heater | 51 | 1 | 1 | 75 | Z09 | [18 empty] | Los Angeles | FALSE | 37.18 |  | 2011-06-01: 2017-08-31; 2011-08-03: 2017-09-08; 2011-09-20: 2018-01-24 | 2461 | 4759 | Up-front Payment
SCG-008989 | Low Income Single Family Residential | Domestic Hot Water | Gas | Southern California Gas Company | Incentive:Paid | 4723 | 36.9 |  | 1 | 128 |  | 128 |  | 2017-09-08 10:01 | 2018-01-09 | TITANIUM POWER INC | Retrofit | Pacoima | Los Angeles | 91331 | Host Customer is System Owner | 6 |  | 30004079 | GREENoneTEC Solarindustrie GmbH | Solpal Plus | Solpal Plus L-GT | Direct Integral Collector Storage (DI) | 25.66 |  | Solpal Plus L |  |  | Solar Storage with Tankless Auxiliary Water Heater | 51 | 1 | 1 | 75 | Z09 | [18 empty] | Los Angeles | FALSE | 37.18 |  | 2011-06-01: 2017-08-31; 2011-08-03: 2017-09-08; 2011-09-20: 2018-01-09 | 2474 | 4759 | Up-front Payment
SCG-008990 | Low Income Single Family Residential | Domestic Hot Water | Gas | Southern California Gas Company | Incentive:Paid | 4723 | 36.9 |  | 1 | 128 |  | 128 |  | 2017-09-08 10:44 | 2018-01-09 | TITANIUM POWER INC | Retrofit | Pacoima | Los Angeles | 91331 | Host Customer is System Owner | 7 |  | 30004079 | GREENoneTEC Solarindustrie GmbH | Solpal Plus | Solpal Plus L-GT | Direct Integral Collector Storage (DI) | 25.66 |  | Solpal Plus L |  |  | Solar Storage with Tankless Auxiliary Water Heater | 51 | 1 | 1 | 85 | Z09 | [18 empty] | Los Angeles | FALSE | 37.18 |  | 2011-06-01: 2017-08-31; 2011-08-03: 2017-09-08; 2011-09-20: 2018-01-09 | 2474 | 4759 | Up-front Payment
SCG-008991 | Low Income Single Family Residential | Domestic Hot Water | Gas | Southern California Gas Company | Incentive:Paid | 4723 | 36.9 |  | 1 | 128 |  | 128 |  | 2017-09-08 10:28 | 2018-01-09 | TITANIUM POWER INC | Retrofit | Pacoima | Los Angeles | 91331 | Host Customer is System Owner | 6 |  | 30004079 | GREENoneTEC Solarindustrie GmbH | Solpal Plus | Solpal Plus L-GT | Direct Integral Collector Storage (DI) | 25.66 |  | Solpal Plus L |  |  | Solar Storage with Tankless Auxiliary Water Heater | 51 | 1 | 1 | 75 | Z09 | [18 empty] | Los Angeles | FALSE | 37.18 |  | 2011-06-01: 2017-08-31; 2011-08-03: 2017-09-08; 2011-09-20: 2018-01-09 | 2474 | 4759 | Up-front Payment
SCG-008992 | Low Income Single Family Residential | Domestic Hot Water | Gas | Southern California Gas Company | Incentive:Paid | 4723 | 36.9 |  | 1 | 128 |  | 128 |  | 2017-09-06 16:54 | 2017-12-27 | TITANIUM POWER INC | Retrofit | San Fernando | Los Angeles | 91340 | Host Customer is System Owner | 6 |  | 30004079 | GREENoneTEC Solarindustrie GmbH | Solpal Plus | Solpal Plus L-GT | Direct Integral Collector Storage (DI) | 25.66 |  | Solpal Plus L |  |  | Solar Storage with Tankless Auxiliary Water Heater | 51 | 1 | 1 | 75 | Z09 | [18 empty] | Los Angeles | FALSE | 37.18 |  | 2011-06-01: 2017-08-31; 2011-08-03: 2017-09-06; 2011-09-20: 2017-12-27 | 2468 | 4759 | Up-front Payment
SCG-008993 | Low Income Single Family Residential | Domestic Hot Water | Gas | Southern California Gas Company | Incentive:Paid | 4723 | 36.9 |  | 1 | 128 |  | 128 |  | 2017-09-08 10:00 | 2018-01-09 | TITANIUM POWER INC | Retrofit | Pacoima | Los Angeles | 91331 | Host Customer is System Owner | 7 |  | 30004079 | GREENoneTEC Solarindustrie GmbH | Solpal Plus | Solpal Plus L-GT | Direct Integral Collector Storage (DI) | 25.66 |  | Solpal Plus L |  |  | Solar Storage with Tankless Auxiliary Water Heater | 51 | 1 | 1 | 85 | Z09 | [18 empty] | Los Angeles | FALSE | 37.18 |  | 2011-06-01: 2017-08-31; 2011-08-03: 2017-09-08; 2011-09-20: 2018-01-09 | 2473 | 4759 | Up-front Payment
SCG-008994 | Low Income Single Family Residential | Domestic Hot Water | Gas | Southern California Gas Company | Incentive:Paid | 4723 | 36.9 |  | 1 | 128 |  | 128 |  | 2017-09-08 10:42 | 2018-01-09 | TITANIUM POWER INC | Retrofit | San Fernando | Los Angeles | 91340 | Host Customer is System Owner | 6 |  | 30004079 | GREENoneTEC Solarindustrie GmbH | Solpal Plus | Solpal Plus L-GT | Direct Integral Collector Storage (DI) | 25.66 |  | Solpal Plus L |  |  | Solar Storage with Tankless Auxiliary Water Heater | 51 | 1 | 1 | 75 | Z09 | [18 empty] | Los Angeles | FALSE | 37.18 |  | 2011-06-01: 2017-08-31; 2011-08-03: 2017-09-08; 2011-09-20: 2018-01-09 | 2473 | 4759 | Up-front Payment
SCG-008995 | Low Income Single Family Residential | Domestic Hot Water | Gas | Southern California Gas Company | Incentive:Canceled | 4723 | 36.9 |  | 1 | 128 |  | 128 |  | 2017-09-06 16:59 |  | TITANIUM POWER INC | Retrofit | Pacoima | Los Angeles | 91331 | Host Customer is System Owner | 7 |  | 30004079 | GREENoneTEC Solarindustrie GmbH | Solpal Plus | Solpal Plus L-GT | Direct Integral Collector Storage (DI) | 25.66 |  | Solpal Plus L |  |  | Solar Storage with Tankless Auxiliary Water Heater | 51 | 1 | 1 | 85 | Z09 | [18 empty] | Los Angeles | FALSE | 37.18 |  | 2011-06-01: 2017-08-31; 2011-06-21: 2017-12-04; 2011-08-03: 2017-09-06 | 2452 | 4759 | Up-front Payment
SCG-008996 | Low Income Single Family Residential | Domestic Hot Water | Gas | Southern California Gas Company | Incentive:Paid | 4015 | 36.9 |  | 1 | 128 |  | 109 |  | 2017-09-08 10:02 | 2018-02-20 | TITANIUM POWER INC | Retrofit | Pacoima | Los Angeles | 91331 | Host Customer is System Owner | 7 |  | 30004079 | GREENoneTEC Solarindustrie GmbH | Solpal Plus | Solpal Plus L-GT | Direct Integral Collector Storage (DI) | 25.66 |  | Solpal Plus L |  |  | Solar Storage with Tankless Auxiliary Water Heater | 51 | 1 | 0.85 | 85 | Z09 | [18 empty] | Los Angeles | FALSE | 37.18 |  | 2011-06-01: 2017-08-31; 2011-08-03: 2017-09-08; 2011-09-20: 2018-02-20 | 2434 | 4759 | Up-front Payment
SCG-008997 | Low Income Single Family Residential | Domestic Hot Water | Gas | Southern California Gas Company | Incentive:Paid | 4723 | 36.9 |  | 1 | 128 |  | 128 |  | 2017-09-06 16:59 | 2018-01-10 | TITANIUM POWER INC | Retrofit | Pacoima | Los Angeles | 91331 | Host Customer is System Owner | 7 |  | 30004079 | GREENoneTEC Solarindustrie GmbH | Solpal Plus | Solpal Plus L-GT | Direct Integral Collector Storage (DI) | 25.66 |  | Solpal Plus L |  |  | Solar Storage with Tankless Auxiliary Water Heater | 51 | 1 | 1 | 85 | Z09 | [18 empty] | Los Angeles | FALSE | 37.18 |  | 2011-06-01: 2017-08-31; 2011-08-03: 2017-09-06; 2011-09-20: 2018-01-10 | 2473 | 4759 | Up-front Payment
SCG-008998 | Low Income Single Family Residential | Domestic Hot Water | Gas | Southern California Gas Company | Incentive:Paid | 4723 | 36.9 |  | 1 | 128 |  | 128 |  | 2017-09-06 17:01 | 2018-01-11 | TITANIUM POWER INC | Retrofit | San Fernando | Los Angeles | 91340 | Host Customer is System Owner | 4 |  | 30004079 | GREENoneTEC Solarindustrie GmbH | Solpal Plus | Solpal Plus L-GT | Direct Integral Collector Storage (DI) | 25.66 |  | Solpal Plus L |  |  | Solar Storage with Tankless Auxiliary Water Heater | 51 | 1 | 1 | 55 | Z09 | [18 empty] | Los Angeles | FALSE | 37.18 |  | 2011-06-01: 2017-08-31; 2011-08-03: 2017-09-06; 2011-09-20: 2018-01-11 | 2473 | 4759 | Up-front Payment
SCG-008999 | Low Income Single Family Residential | Domestic Hot Water | Gas | Southern California Gas Company | Incentive:Paid | 4723 | 36.9 |  | 1 | 128 |  | 128 |  | 2017-09-08 10:55 | 2018-01-11 | TITANIUM POWER INC | Retrofit | Pacoima | Los Angeles | 91331 | Host Customer is System Owner | 7 |  | 30004079 | GREENoneTEC Solarindustrie GmbH | Solpal Plus | Solpal Plus L-GT | Direct Integral Collector Storage (DI) | 25.66 |  | Solpal Plus L |  |  | Solar Storage with Tankless Auxiliary Water Heater | 51 | 1 | 1 | 85 | Z09 | [18 empty] | Los Angeles | FALSE | 37.18 |  | 2011-06-01: 2017-08-31; 2011-08-03: 2017-09-08; 2011-09-20: 2018-01-11 | 2473 | 4759 | Up-front Payment
SCG-009000 | Low Income Single Family Residential | Domestic Hot Water | Gas | Southern California Gas Company | Incentive:Paid | 4723 | 36.9 |  | 1 | 128 |  | 128 |  | 2017-09-06 16:45 | 2018-01-11 | TITANIUM POWER INC | Retrofit | San Fernando | Los Angeles | 91340 | Host Customer is System Owner | 4 |  | 30004079 | GREENoneTEC Solarindustrie GmbH | Solpal Plus | Solpal Plus L-GT | Direct Integral Collector Storage (DI) | 25.66 |  | Solpal Plus L |  |  | Solar Storage with Tankless Auxiliary Water Heater | 51 | 1 | 1 | 55 | Z09 | [18 empty] | Los Angeles | FALSE | 37.18 |  | 2011-06-01: 2017-08-31; 2011-08-03: 2017-09-06; 2011-09-20: 2018-01-11 | 2473 | 4759 | Up-front Payment
SCG-009001 | Low Income Single Family Residential | Domestic Hot Water | Gas | Southern California Gas Company | Incentive:Paid | 4723 | 36.9 |  | 1 | 128 |  | 128 |  | 2017-09-08 09:59 | 2018-01-11 | TITANIUM POWER INC | Retrofit | Pacoima | Los Angeles | 91331 | Host Customer is System Owner | 7 |  | 30004079 | GREENoneTEC Solarindustrie GmbH | Solpal Plus | Solpal Plus L-GT | Direct Integral Collector Storage (DI) | 25.66 |  | Solpal Plus L |  |  | Solar Storage with Tankless Auxiliary Water Heater | 51 | 1 | 1 | 85 | Z09 | [18 empty] | Los Angeles | FALSE | 37.18 |  | 2011-06-01: 2017-08-31; 2011-08-03: 2017-09-08; 2011-09-20: 2018-01-11 | 2473 | 4759 | Up-front Payment
SCG-009002 | Low Income Single Family Residential | Domestic Hot Water | Gas | Southern California Gas Company | Incentive:Paid | 4723 | 36.9 |  | 1 | 128 |  | 128 |  | 2017-09-06 16:47 | 2018-01-25 | TITANIUM POWER INC | Retrofit | Pacoima | Los Angeles | 91331 | Host Customer is System Owner | 7 |  | 30004079 | GREENoneTEC Solarindustrie GmbH | Solpal Plus | Solpal Plus L-GT | Direct Integral Collector Storage (DI) | 25.66 |  | Solpal Plus L |  |  | Solar Storage with Tankless Auxiliary Water Heater | 51 | 1 | 1 | 85 | Z09 | [18 empty] | Los Angeles | FALSE | 37.18 |  | 2011-06-01: 2017-08-31; 2011-08-03: 2017-09-06; 2011-09-20: 2018-01-25 | 2461 | 4759 | Up-front Payment
SCG-009003 | Low Income Single Family Residential | Domestic Hot Water | Gas | Southern California Gas Company | Incentive:Paid | 4723 | 36.9 |  | 1 | 128 |  | 128 |  | 2017-09-12 14:37 | 2018-05-23 | TITANIUM POWER INC | Retrofit | Pacoima | Los Angeles | 91331 | Host Customer is System Owner | 7 |  | 30004079 | GREENoneTEC Solarindustrie GmbH | Solpal Plus | Solpal Plus L-GT | Direct Integral Collector Storage (DI) | 25.66 |  | Solpal Plus L |  |  | Solar Storage with Tankless Auxiliary Water Heater | 51 | 1 | 1 | 85 | Z09 | [18 empty] | Los Angeles | FALSE | 37.18 |  | 2017-08-31 | 2017-12-04 |  |  | 2017-09-12 | 2018-05-23 | 2343 | 4759 | Up-front Payment
SCG-009004 | Low Income Single Family Residential | Domestic Hot Water | Gas | Southern California Gas Company | Incentive:Canceled | 4723 | 36.9 |  | 1 | 128 |  | 128 |  |  |  | TITANIUM POWER INC | New Construction | Pacoima | Los Angeles | 91331 | Host Customer is System Owner | 8 |  | 30004079 | GREENoneTEC Solarindustrie GmbH | Solpal Plus | Solpal Plus L-GT | Direct Integral Collector Storage (DI) | 25.66 |  | Solpal Plus L |  |  | Solar Storage with Tankless Auxiliary Water Heater | 51 | 1 | 1 | 95 | Z09 | [18 empty] | Los Angeles | FALSE | 37.18 |  | 2011-06-01: 2017-08-31 | 2613 | 4759 | Up-front Payment
SCG-009005 | Low Income Single Family Residential | Domestic Hot Water | Gas | Southern California Gas Company | Incentive:Paid | 4723 | 36.9 |  | 1 | 128 |  | 128 |  | 2017-09-06 16:49 | 2018-01-11 | TITANIUM POWER INC | New Construction | Pacoima | Los Angeles | 91331 | Host Customer is System Owner | 8 |  | 30004079 | GREENoneTEC Solarindustrie GmbH | Solpal Plus | Solpal Plus L-GT | Direct Integral Collector Storage (DI) | 25.66 |  | Solpal Plus L |  |  | Solar Storage with Tankless Auxiliary Water Heater | 51 | 1 | 1 | 95 | Z09 | [18 empty] | Los Angeles | FALSE | 37.18 |  | 2011-06-01: 2017-08-31; 2011-08-03: 2017-09-06; 2011-09-20: 2018-01-11 | 2473 | 4759 | Up-front Payment
SCG-009006 | Low Income Single Family Residential | Domestic Hot Water | Gas | Southern California Gas Company | Incentive:Paid | 4487 | 36.9 |  | 1 | 128 |  | 122 |  | 2017-09-08 10:51 | 2018-01-11 | TITANIUM POWER INC | Retrofit | San Fernando | Los Angeles | 91340 | Host Customer is System Owner | 7 |  | 30004079 | GREENoneTEC Solarindustrie GmbH | Solpal Plus | Solpal Plus L-GT | Direct Integral Collector Storage (DI) | 25.66 |  | Solpal Plus L |  |  | Solar Storage with Tankless Auxiliary Water Heater | 51 | 1 | 0.95 | 85 | Z09 | [18 empty] | Los Angeles | FALSE | 35.23 |  | 2011-06-01: 2017-08-31; 2011-08-03: 2017-09-08; 2011-09-20: 2018-01-11 | 2469 | 4509 | Up-front Payment
SCG-009007 | Low Income Single Family Residential | Domestic Hot Water | Gas | Southern California Gas Company | Incentive:Paid | 4487 | 36.9 |  | 1 | 128 |  | 122 |  | 2017-09-08 10:32 | 2018-01-26 | TITANIUM POWER INC | Retrofit | Pacoima | Los Angeles | 91331 | Host Customer is System Owner | 7 |  | 30004079 | GREENoneTEC Solarindustrie GmbH | Solpal Plus | Solpal Plus L-GT | Direct Integral Collector Storage (DI) | 25.66 |  | Solpal Plus L |  |  | Solar Storage with Tankless Auxiliary Water Heater | 51 | 1 | 0.95 | 85 | Z09 | [18 empty] | Los Angeles | FALSE | 37.18 |  | 2011-06-01: 2017-08-31; 2011-08-03: 2017-09-08; 2011-09-20: 2018-01-26 | 2461 | 4759 | Up-front Payment
SCG-009008 | Low Income Single Family Residential | Domestic Hot Water | Gas | Southern California Gas Company | Incentive:Paid | 4723 | 36.9 |  | 1 | 128 |  | 128 |  | 2017-09-06 17:05 | 2018-01-09 | TITANIUM POWER INC | Retrofit | Pacoima | Los Angeles | 91331 | Host Customer is System Owner | 6 |  | 30004079 | GREENoneTEC Solarindustrie GmbH | Solpal Plus | Solpal Plus L-GT | Direct Integral Collector Storage (DI) | 25.66 |  | Solpal Plus L |  |  | Solar Storage with Tankless Auxiliary Water Heater | 51 | 1 | 1 | 75 | Z09 | [18 empty] | Los Angeles | FALSE | 37.18 |  | 2011-06-01: 2017-08-31; 2011-08-03: 2017-09-06; 2011-09-20: 2018-01-09 | 2467 | 4759 | Up-front Payment
PGE-009009 | Low Income Single Family Residential | Domestic Hot Water | Gas | Pacific Gas and Electric | Incentive:Paid | 4465 | 36.9 |  | 1 | 121 |  | 121 |  | 2017-09-15 10:19 | 2017-11-10 | MERCED COUNTY COMMUNITY ACTION BOARD | Retrofit | MERCED | Merced | 95341 | Host Customer is System Owner | 4 |  | 30004214 | Alternate Energy Technologies | EAGLESUN | DBS-G2-60-40 | Indirect Forced Circulation (IF) | 41.35 |  | MSC-20 | Automatic Drainback |  | Solar Storage and Auxiliary Tanks are separate | 60 | 1 | 1 | 55 | Z12 | [18 empty] | CITY OF MERCED | FALSE | 47.78 |  | 2017-08-31 | 2017-09-21 |  |  | 2017-09-15 | 2017-11-10 | 2523 | 5781.47 | Up-front Payment
SCG-009010 | Low Income Single Family Residential | Domestic Hot Water | Gas | Southern California Gas Company | Incentive:Paid | 4723 | 36.9 |  | 1 | 128 |  | 128 |  | 2017-09-08 10:29 | 2018-01-09 | TITANIUM POWER INC | Retrofit | San Fernando | Los Angeles | 91340 | Host Customer is System Owner | 6 |  | 30004079 | GREENoneTEC Solarindustrie GmbH | Solpal Plus | Solpal Plus L-GT | Direct Integral Collector Storage (DI) | 25.66 |  | Solpal Plus L |  |  | Solar Storage with Tankless Auxiliary Water Heater | 51 | 1 | 1 | 75 | Z09 | [18 empty] | Los Angeles | FALSE | 37.18 |  | 2011-06-01: 2017-08-31; 2011-08-03: 2017-09-08; 2011-09-20: 2018-01-09 | 2467 | 4759 | Up-front Payment
SCG-009011 | Low Income Single Family Residential | Domestic Hot Water | Gas | Southern California Gas Company | Incentive:Paid | 4723 | 36.9 |  | 1 | 128 |  | 128 |  | 2017-09-08 10:31 | 2018-01-10 | TITANIUM POWER INC | Retrofit | Pacoima | Los Angeles | 91331 | Host Customer is System Owner | 8 |  | 30004079 | GREENoneTEC Solarindustrie GmbH | Solpal Plus | Solpal Plus L-GT | Direct Integral Collector Storage (DI) | 25.66 |  | Solpal Plus L |  |  | Solar Storage with Tankless Auxiliary Water Heater | 51 | 1 | 1 | 95 | Z09 | [18 empty] | Los Angeles | FALSE | 37.18 |  | 2011-06-01: 2017-08-31; 2011-08-03: 2017-09-08; 2011-09-20: 2018-01-10 | 2467 | 4759 | Up-front Payment
PGE-009012 | Low Income Single Family Residential | Domestic Hot Water | Gas | Pacific Gas and Electric | Incentive:Paid | 3719 | 36.9 |  | 1 | 121 |  | 101 |  | 2017-09-15 10:21 | 2017-09-21 | MERCED COUNTY COMMUNITY ACTION BOARD | Retrofit | DELHI | Merced | 95315 | Host Customer is System Owner | 2 |  | 30004214 | Alternate Energy Technologies | EAGLESUN | DBS-G2-60-40 | Indirect Forced Circulation (IF) | 41.35 |  | MSC-20 | Automatic Drainback |  | Solar Storage and Auxiliary Tanks are separate | 60 | 0.98 | 0.85 | 35 | Z12 | [18 empty] | COUNTY OF MERCED | FALSE | 46.95 |  | 2011-06-01: 2017-08-31; 2011-08-03: 2017-09-15; 2011-09-20: 2017-09-21 | 2581 | 5680.78 | Up-front Payment
SCG-009013 | Low Income Single Family Residential | Domestic Hot Water | Gas | Southern California Gas Company | Incentive:Paid | 4487 | 36.9 |  | 1 | 128 |  | 122 |  | 2017-09-15 15:00 | 2018-01-31 | TITANIUM POWER INC | Retrofit | North Hollywood | Los Angeles | 91606 | Host Customer is System Owner | 6 |  | 30004079 | GREENoneTEC Solarindustrie GmbH | Solpal Plus | Solpal Plus L-GT | Direct Integral Collector Storage (DI) | 25.66 |  | Solpal Plus L |  |  | Solar Storage with Tankless Auxiliary Water Heater | 51 | 1 | 0.95 | 75 | Z09 | [18 empty] | Los Angeles | FALSE | 35.23 |  | 2011-06-01: 2017-08-31; 2011-08-03: 2017-09-15; 2011-09-20: 2018-01-31 | 2458 | 4509 | Up-front Payment
SCG-009014 | Low Income Single Family Residential | Domestic Hot Water | Gas | Southern California Gas Company | Incentive:Canceled | 4723 | 36.9 |  | 1 | 128 |  | 128 |  | 2017-09-13 14:29 |  | TITANIUM POWER INC | Retrofit | Pacoima | Los Angeles | 91331 | Host Customer is System Owner | 7 |  | 30004079 | GREENoneTEC Solarindustrie GmbH | Solpal Plus | Solpal Plus L-GT | Direct Integral Collector Storage (DI) | 25.66 |  | Solpal Plus L |  |  | Solar Storage with Tankless Auxiliary Water Heater | 51 | 1 | 1 | 85 | Z09 | [18 empty] | Los Angeles | FALSE | 37.18 |  | 2011-06-01: 2017-08-31; 2011-06-21: 2017-12-04; 2011-08-03: 2017-09-13 | 2452 | 4759 | Up-front Payment
SCG-009015 | Commercial/Multifamily Residential | Domestic Hot Water | Gas | Southern California Gas Company | Incentive:Paid | 27438 | 20.19 |  | 1 | 1455 |  | 1455 |  | 2017-10-19 11:01 | 2017-10-19 | EVOLUTION ENERGY SOLUTIONS L L C | Retrofit | Los Angeles | Los Angeles | 90035 | Host Customer is System Owner | [7 empty] | 409.5 | 40.95 |  | Drainback | Drainback (Water) | Solar Storage and Auxiliary Tanks are separate |  | 1 | 1 | 756 | Z09 | 18 | Units | Apartments/Condos | TRB-40 | 10 | 1 | 800 | 1 | 100 | 1 | 275000 | TRUE | 140 | 140 |  |  |  |  | Los Angeles | FALSE | 18.86 |  | 2017-10-16 |  | 2017-10-19 | 2017-10-19 | 2018-01-22 | 2018-02-28 | 2423 | 27438 | Up-front Payment
PGE-009016 | Low Income Single Family Residential | Domestic Hot Water | Gas | Pacific Gas and Electric | Incentive:Paid | 4420 | 36.9 |  | 1 | 121 |  | 120 |  | 2017-09-15 10:24 | 2017-09-21 | MERCED COUNTY COMMUNITY ACTION BOARD | Retrofit | PLANADA | Merced | 95365 | Host Customer is System Owner | 8 |  | 30004214 | Alternate Energy Technologies | EAGLESUN | DBS-G2-60-40 | Indirect Forced Circulation (IF) | 41.35 |  | MSC-20 | Automatic Drainback |  | Solar Storage and Auxiliary Tanks are separate | 60 | 0.99 | 1 | 95 | Z12 | [18 empty] | COUNTY OF MERCED | FALSE | 46.34 |  | 2011-06-01: 2017-08-31; 2011-08-03: 2017-09-15; 2011-09-20: 2017-09-21 | 2581 | 5607.67 | Up-front Payment
SCG-009017 | Low Income Single Family Residential | Domestic Hot Water | Gas | Southern California Gas Company | Incentive:Paid | 4723 | 36.9 |  | 1 | 128 |  | 128 |  | 2017-09-08 10:53 | 2018-01-10 | TITANIUM POWER INC | Retrofit | San Fernando | Los Angeles | 91340 | Host Customer is System Owner | 4 |  | 30004079 | GREENoneTEC Solarindustrie GmbH | Solpal Plus | Solpal Plus L-GT | Direct Integral Collector Storage (DI) | 25.66 |  | Solpal Plus L |  |  | Solar Storage with Tankless Auxiliary Water Heater | 51 | 1 | 1 | 55 | Z09 | [18 empty] | Los Angeles | FALSE | 37.18 |  | 2011-06-01: 2017-09-01; 2011-08-03: 2017-09-08; 2011-09-20: 2018-01-10 | 2467 | 4759 | Up-front Payment
PGE-009018 | Low Income Single Family Residential | Domestic Hot Water | Gas | Pacific Gas and Electric | Incentive:Paid | 5207 | 36.9 |  | 1 | 147 |  | 141 |  | 2017-09-15 10:17 | 2017-10-16 | MERCED COUNTY COMMUNITY ACTION BOARD | Retrofit | PLANADA | Merced | 95365 | Host Customer is System Owner | 4 |  | 2010017C | Alternate Energy Technologies | EAGLESUN | DBS-G2-80-64 | Indirect Forced Circulation (IF) | 65.34 |  | MSC-32 | Automatic Drainback |  | Solar Storage and Auxiliary Tanks are separate | 80 | 0.96 | 1 | 55 | Z12 | [18 empty] | COUNTY OF MERCED | FALSE | 41.31 |  | 2017-09-01 | 2017-09-21 |  |  | 2017-09-15 | 2017-10-16 | 2559 | 6072.87 | Up-front Payment
SCG-009019 | Low Income Single Family Residential | Domestic Hot Water | Gas | Southern California Gas Company | Incentive:Paid | 4723 | 36.9 |  | 1 | 128 |  | 128 |  | 2017-09-08 10:52 | 2018-01-10 | TITANIUM POWER INC | Retrofit | Arleta | Los Angeles | 91331 | Host Customer is System Owner | 7 |  | 30004079 | GREENoneTEC Solarindustrie GmbH | Solpal Plus | Solpal Plus L-GT | Direct Integral Collector Storage (DI) | 25.66 |  | Solpal Plus L |  |  | Solar Storage with Tankless Auxiliary Water Heater | 51 | 1 | 1 | 85 | Z09 | [18 empty] | Los Angeles | FALSE | 37.18 |  | 2011-06-01: 2017-09-01; 2011-08-03: 2017-09-08; 2011-09-20: 2018-01-10 | 2467 | 4759 | Up-front Payment
SCG-009020 | Commercial/Multifamily Residential | Domestic Hot Water | Gas | Southern California Gas Company | Incentive:Paid | 16758 | 20.19 |  | 1 | 830 |  | 830 |  | 2017-09-20 09:42 | 2017-09-21 | ENVIRONMENTAL SOLAR DESIGN INC | Retrofit | Valley Village | Los Angeles | 91607 | Host Customer is System Owner | [7 empty] | 327.6 | 40.95 |  | Glycol | Advanced Controller with a Vacation or Holiday Mode | Solar Storage and Auxiliary Tanks are separate |  | 1 | 1 | 420 | Z09 | 10 | Units | Apartments/Condos | TRB-40 | 8 | 1 | 360 | 3 | 100 | 1 | 199000 | TRUE | 125 | 145 |  |  |  |  | City of Los Angeles | FALSE | 44.41 |  | 2017-09-01 |  | 2017-09-20 | 2017-09-21 | 2017-10-31 | 2017-11-06 | 2544 | 36860 | Up-front Payment
PGE-009021 | Commercial Pools | Pool Heating | Gas | Pacific Gas and Electric | Incentive:Paid | 8431 | 5 |  | 1 | 1775 |  | 1686 |  | 2017-10-05 07:59 | 2017-11-02 | E C O SOLAR | Retrofit | PLEASANT HILL | Contra Costa | 94523 | Host Customer is System Owner | [7 empty] | 825.09 | 39.29 |  | Manual Drainback |  |  |  | 0.95 | 1 |  | Z12 |  |  |  | 16040-10 | 21 | 2 | [5 empty] | FALSE |  |  |  | SETR0603mcU + VFS 20-400 |  | SETR0603mcU + VFS 20-400 | Pleasant Hill | FALSE | 11.83 |  | 2017-09-01 | 2017-10-10 | 2017-10-05 | 2017-11-02 | 2018-03-15 | 2018-05-16 | 2327 | 21000 | Up-front Payment
SCG-009022 | Low Income Single Family Residential | Domestic Hot Water | Gas | Southern California Gas Company | Incentive:Paid | 4723 | 36.9 |  | 1 | 128 |  | 128 |  | 2017-09-08 10:36 | 2018-01-24 | TITANIUM POWER INC | Retrofit | San Fernando | Los Angeles | 91340 | Host Customer is System Owner | 5 |  | 30004079 | GREENoneTEC Solarindustrie GmbH | Solpal Plus | Solpal Plus L-GT | Direct Integral Collector Storage (DI) | 25.66 |  | Solpal Plus L |  |  | Solar Storage with Tankless Auxiliary Water Heater | 51 | 1 | 1 | 65 | Z09 | [18 empty] | Los Angeles | FALSE | 37.18 |  | 2011-06-01: 2017-09-01; 2011-08-03: 2017-09-08; 2011-09-20: 2018-01-24 | 2461 | 4759 | Up-front Payment
SCG-009023 | Low Income Single Family Residential | Domestic Hot Water | Gas | Southern California Gas Company | Incentive:Paid | 4723 | 36.9 |  | 1 | 128 |  | 128 |  | 2017-09-08 09:58 | 2018-01-10 | TITANIUM POWER INC | Retrofit | Pacoima | Los Angeles | 91331 | Host Customer is System Owner | 4 |  | 30004079 | GREENoneTEC Solarindustrie GmbH | Solpal Plus | Solpal Plus L-GT | Direct Integral Collector Storage (DI) | 25.66 |  | Solpal Plus L |  |  | Solar Storage with Tankless Auxiliary Water Heater | 51 | 1 | 1 | 55 | Z09 | [18 empty] | Los Angeles | FALSE | 37.18 |  | 2011-06-01: 2017-09-01; 2011-08-03: 2017-09-08; 2011-09-20: 2018-01-10 | 2467 | 4759 | Up-front Payment
SCG-009024 | Low Income Single Family Residential | Domestic Hot Water | Gas | Southern California Gas Company | Incentive:Paid | 4723 | 36.9 |  | 1 | 128 |  | 128 |  | 2017-09-08 10:46 | 2018-01-18 | TITANIUM POWER INC | Retrofit | Pacoima | Los Angeles | 91331 | Host Customer is System Owner | 7 |  | 30004079 | GREENoneTEC Solarindustrie GmbH | Solpal Plus | Solpal Plus L-GT | Direct Integral Collector Storage (DI) | 25.66 |  | Solpal Plus L |  |  | Solar Storage with Tankless Auxiliary Water Heater | 51 | 1 | 1 | 85 | Z09 | [18 empty] | Los Angeles | FALSE | 37.18 |  | 2011-06-01: 2017-09-01; 2011-08-03: 2017-09-08; 2011-09-20: 2018-01-18 | 2467 | 4759 | Up-front Payment
SCG-009026 | Low Income Single Family Residential | Domestic Hot Water | Gas | Southern California Gas Company | Incentive:Paid | 4723 | 36.9 |  | 1 | 128 |  | 128 |  | 2017-09-08 10:56 | 2018-01-10 | TITANIUM POWER INC | Retrofit | Pacoima | Los Angeles | 91331 | Host Customer is System Owner | 7 |  | 30004079 | GREENoneTEC Solarindustrie GmbH | Solpal Plus | Solpal Plus L-GT | Direct Integral Collector Storage (DI) | 25.66 |  | Solpal Plus L |  |  | Solar Storage with Tankless Auxiliary Water Heater | 51 | 1 | 1 | 85 | Z09 | [18 empty] | Los Angeles | FALSE | 37.18 |  | 2011-06-01: 2017-09-01; 2011-08-03: 2017-09-08; 2011-09-20: 2018-01-10 | 2466 | 4759 | Up-front Payment
SCG-009027 | Low Income Single Family Residential | Domestic Hot Water | Gas | Southern California Gas Company | Incentive:Paid | 4487 | 36.9 |  | 1 | 128 |  | 122 |  | 2017-09-08 10:49 | 2018-01-10 | TITANIUM POWER INC | Retrofit | Pacoima | Los Angeles | 91331 | Host Customer is System Owner | 6 |  | 30004079 | GREENoneTEC Solarindustrie GmbH | Solpal Plus | Solpal Plus L-GT | Direct Integral Collector Storage (DI) | 25.66 |  | Solpal Plus L |  |  | Solar Storage with Tankless Auxiliary Water Heater | 51 | 1 | 0.95 | 75 | Z09 | [18 empty] | Los Angeles | FALSE | 35.23 |  | 2011-06-01: 2017-09-05; 2011-08-03: 2017-09-08; 2011-09-20: 2018-01-10 | 2467 | 4509 | Up-front Payment
SCG-009028 | Low Income Single Family Residential | Domestic Hot Water | Gas | Southern California Gas Company | Incentive:Paid | 4723 | 36.9 |  | 1 | 128 |  | 128 |  | 2017-09-08 10:50 | 2017-12-27 | TITANIUM POWER INC | Retrofit | San Fernando | Los Angeles | 91340 | Host Customer is System Owner | 4 |  | 30004079 | GREENoneTEC Solarindustrie GmbH | Solpal Plus | Solpal Plus L-GT | Direct Integral Collector Storage (DI) | 25.66 |  | Solpal Plus L |  |  | Solar Storage with Tankless Auxiliary Water Heater | 51 | 1 | 1 | 55 | Z09 | [18 empty] | Los Angeles | FALSE | 37.18 |  | 2011-06-01: 2017-09-05; 2011-08-03: 2017-09-08; 2011-09-20: 2017-12-27 | 2466 | 4759 | Up-front Payment
SCG-009029 | Low Income Single Family Residential | Domestic Hot Water | Gas | Southern California Gas Company | Incentive:Paid | 4723 | 36.9 |  | 1 | 128 |  | 128 |  | 2017-09-08 10:35 | 2018-01-10 | TITANIUM POWER INC | New Construction | Pacoima | Los Angeles | 91331 | Host Customer is System Owner | 91331 |  | 30004079 | GREENoneTEC Solarindustrie GmbH | Solpal Plus | Solpal Plus L-GT | Direct Integral Collector Storage (DI) | 25.66 |  | Solpal Plus L |  |  | Solar Storage with Tankless Auxiliary Water Heater | 51 | 1 | 1 | 913325 | Z09 | [18 empty] | Los Angeles | FALSE | 37.18 |  | 2011-06-01: 2017-09-05; 2011-08-03: 2017-09-08; 2011-09-20: 2018-01-10 | 2467 | 4759 | Up-front Payment
SCG-009030 | Low Income Single Family Residential | Domestic Hot Water | Gas | Southern California Gas Company | Incentive:Paid | 4723 | 36.9 |  | 1 | 128 |  | 128 |  | 2017-09-08 10:46 | 2018-01-10 | TITANIUM POWER INC | Retrofit | Pacoima | Los Angeles | 91331 | Host Customer is System Owner | 7 |  | 30004079 | GREENoneTEC Solarindustrie GmbH | Solpal Plus | Solpal Plus L-GT | Direct Integral Collector Storage (DI) | 25.66 |  | Solpal Plus L |  |  | Solar Storage with Tankless Auxiliary Water Heater | 51 | 1 | 1 | 85 | Z09 | [18 empty] | Los Angeles | FALSE | 37.18 |  | 2011-06-01: 2017-09-05; 2011-08-03: 2017-09-08; 2011-09-20: 2018-01-10 | 2467 | 4759 | Up-front Payment
SCG-009031 | Low Income Single Family Residential | Domestic Hot Water | Gas | Southern California Gas Company | Incentive:Paid | 4723 | 36.9 |  | 1 | 128 |  | 128 |  | 2017-09-08 10:33 | 2018-01-11 | TITANIUM POWER INC | Retrofit | Pacoima | Los Angeles | 91331 | Host Customer is System Owner | 7 |  | 30004079 | GREENoneTEC Solarindustrie GmbH | Solpal Plus | Solpal Plus L-GT | Direct Integral Collector Storage (DI) | 25.66 |  | Solpal Plus L |  |  | Solar Storage with Tankless Auxiliary Water Heater | 51 | 1 | 1 | 85 | Z09 | [18 empty] | Los Angeles | FALSE | 37.18 |  | 2011-06-01: 2017-09-05; 2011-08-03: 2017-09-08; 2011-09-20: 2018-01-11 | 2467 | 4759 | Up-front Payment
SCG-009032 | Low Income Single Family Residential | Domestic Hot Water | Gas | Southern California Gas Company | Incentive:Paid | 4723 | 36.9 |  | 1 | 128 |  | 128 |  | 2017-09-08 14:57 | 2018-01-31 | TITANIUM POWER INC | Retrofit | Pacoima | Los Angeles | 91331 | Host Customer is System Owner | 8 |  | 30004079 | GREENoneTEC Solarindustrie GmbH | Solpal Plus | Solpal Plus L-GT | Direct Integral Collector Storage (DI) | 25.66 |  | Solpal Plus L |  |  | Solar Storage with Tankless Auxiliary Water Heater | 51 | 1 | 1 | 95 | Z09 | [18 empty] | Los Angeles | FALSE | 37.18 |  | 2011-06-01: 2017-09-05; 2011-08-03: 2017-09-08; 2011-09-20: 2018-01-31 | 2458 | 4759 | Up-front Payment
SCG-009033 | Low Income Single Family Residential | Domestic Hot Water | Gas | Southern California Gas Company | Incentive:Paid | 4723 | 36.9 |  | 1 | 128 |  | 128 |  | 2017-09-08 10:28 | 2018-01-11 | TITANIUM POWER INC | Retrofit | Pacoima | Los Angeles | 91331 | Host Customer is System Owner | 8 |  | 30004079 | GREENoneTEC Solarindustrie GmbH | Solpal Plus | Solpal Plus L-GT | Direct Integral Collector Storage (DI) | 25.66 |  | Solpal Plus L |  |  | Solar Storage with Tankless Auxiliary Water Heater | 51 | 1 | 1 | 95 | Z09 | [18 empty] | Los Angeles | FALSE | 37.18 |  | 2011-06-01: 2017-09-05; 2011-08-03: 2017-09-08; 2011-09-20: 2018-01-11 | 2467 | 4759 | Up-front Payment
SCG-009034 | Low Income Single Family Residential | Domestic Hot Water | Gas | Southern California Gas Company | Incentive:Paid | 4487 | 36.9 |  | 1 | 128 |  | 122 |  | 2017-09-08 10:05 | 2018-01-11 | TITANIUM POWER INC | New Construction | San Fernando | Los Angeles | 91340 | Host Customer is System Owner | 5 |  | 30004079 | GREENoneTEC Solarindustrie GmbH | Solpal Plus | Solpal Plus L-GT | Direct Integral Collector Storage (DI) | 25.66 |  | Solpal Plus L |  |  | Solar Storage with Tankless Auxiliary Water Heater | 51 | 1 | 0.95 | 65 | Z09 | [18 empty] | Los Angeles | FALSE | 35.23 |  | 2011-06-01: 2017-09-05; 2011-08-03: 2017-09-08; 2011-09-20: 2018-01-11 | 2467 | 4509 | Up-front Payment
SCG-009035 | Low Income Single Family Residential | Domestic Hot Water | Gas | Southern California Gas Company | Incentive:Paid | 4723 | 36.9 |  | 1 | 128 |  | 128 |  | 2017-09-08 10:45 | 2018-01-11 | TITANIUM POWER INC | Retrofit | San Fernando | Los Angeles | 91340 | Host Customer is System Owner | 6 |  | 30004079 | GREENoneTEC Solarindustrie GmbH | Solpal Plus | Solpal Plus L-GT | Direct Integral Collector Storage (DI) | 25.66 |  | Solpal Plus L |  |  | Solar Storage with Tankless Auxiliary Water Heater | 51 | 1 | 1 | 75 | Z09 | [18 empty] | Los Angeles | FALSE | 37.18 |  | 2011-06-01: 2017-09-05; 2011-08-03: 2017-09-08; 2011-09-20: 2018-01-11 | 2466 | 4759 | Up-front Payment
SCG-009036 | Low Income Single Family Residential | Domestic Hot Water | Gas | Southern California Gas Company | Incentive:Paid | 4723 | 36.9 |  | 1 | 128 |  | 128 |  | 2017-09-15 13:00 | 2018-01-11 | TITANIUM POWER INC | Retrofit | Pacoima | Los Angeles | 91331 | Host Customer is System Owner | 7 |  | 30004079 | GREENoneTEC Solarindustrie GmbH | Solpal Plus | Solpal Plus L-GT | Direct Integral Collector Storage (DI) | 25.66 |  | Solpal Plus L |  |  | Solar Storage with Tankless Auxiliary Water Heater | 51 | 1 | 1 | 85 | Z09 | [18 empty] | Los Angeles | FALSE | 37.18 |  | 2011-06-01: 2017-09-05; 2011-08-03: 2017-09-15; 2011-09-20: 2018-01-11 | 2467 | 4759 | Up-front Payment
SCG-009037 | Low Income Single Family Residential | Domestic Hot Water | Gas | Southern California Gas Company | Incentive:Paid | 4723 | 36.9 |  | 1 | 128 |  | 128 |  | 2017-09-12 14:27 | 2018-01-19 | TITANIUM POWER INC | Retrofit | Pacoima | Los Angeles | 91331 | Host Customer is System Owner | 7 |  | 30004079 | GREENoneTEC Solarindustrie GmbH | Solpal Plus | Solpal Plus L-GT | Direct Integral Collector Storage (DI) | 25.66 |  | Solpal Plus L |  |  | Solar Storage with Tankless Auxiliary Water Heater | 51 | 1 | 1 | 85 | Z09 | [18 empty] | Los Angeles | FALSE | 37.18 |  | 2011-06-01: 2017-09-05; 2011-08-03: 2017-09-12; 2011-09-20: 2018-01-19 | 2466 | 4759 | Up-front Payment
SCG-009038 | Low Income Single Family Residential | Domestic Hot Water | Gas | Southern California Gas Company | Incentive:Paid | 4723 | 36.9 |  | 1 | 128 |  | 128 |  | 2017-09-08 10:05 | 2018-01-11 | TITANIUM POWER INC | Retrofit | Sylmar | Los Angeles | 91342 | Host Customer is System Owner | 5 |  | 30004079 | GREENoneTEC Solarindustrie GmbH | Solpal Plus | Solpal Plus L-GT | Direct Integral Collector Storage (DI) | 25.66 |  | Solpal Plus L |  |  | Solar Storage with Tankless Auxiliary Water Heater | 51 | 1 | 1 | 65 | Z09 | [18 empty] | Los Angeles | FALSE | 37.18 |  | 2011-06-01: 2017-09-05; 2011-08-03: 2017-09-08; 2011-09-20: 2018-01-11 | 2467 | 4759 | Up-front Payment
SCG-009039 | Low Income Single Family Residential | Domestic Hot Water | Gas | Southern California Gas Company | Incentive:Paid | 4723 | 36.9 |  | 1 | 128 |  | 128 |  | 2017-09-08 09:58 | 2018-01-18 | TITANIUM POWER INC | Retrofit | Pacoima | Los Angeles | 91331 | Host Customer is System Owner | 5 |  | 30004079 | GREENoneTEC Solarindustrie GmbH | Solpal Plus | Solpal Plus L-GT | Direct Integral Collector Storage (DI) | 25.66 |  | Solpal Plus L |  |  | Solar Storage with Tankless Auxiliary Water Heater | 51 | 1 | 1 | 65 | Z09 | [18 empty] | Los Angeles | FALSE | 37.18 |  | 2011-06-01: 2017-09-05; 2011-08-03: 2017-09-08; 2011-09-20: 2018-01-18 | 2467 | 4759 | Up-front Payment
SCG-009040 | Low Income Single Family Residential | Domestic Hot Water | Gas | Southern California Gas Company | Incentive:Paid | 4723 | 36.9 |  | 1 | 128 |  | 128 |  | 2017-09-12 14:26 | 2018-01-11 | TITANIUM POWER INC | Retrofit | Pacoima | Los Angeles | 91331 | Host Customer is System Owner | 5 |  | 30004079 | GREENoneTEC Solarindustrie GmbH | Solpal Plus | Solpal Plus L-GT | Direct Integral Collector Storage (DI) | 25.66 |  | Solpal Plus L |  |  | Solar Storage with Tankless Auxiliary Water Heater | 51 | 1 | 1 | 65 | Z09 | [18 empty] | Los Angeles | FALSE | 37.18 |  | 2011-06-01: 2017-09-05; 2011-08-03: 2017-09-12; 2011-09-20: 2018-01-11 | 2467 | 4759 | Up-front Payment
SCG-009041 | Low Income Single Family Residential | Domestic Hot Water | Gas | Southern California Gas Company | Incentive:Paid | 4723 | 36.9 |  | 1 | 128 |  | 128 |  | 2017-09-08 11:10 | 2018-01-11 | TITANIUM POWER INC | Retrofit | Pacoima | Los Angeles | 91331 | Host Customer is System Owner | 7 |  | 30004079 | GREENoneTEC Solarindustrie GmbH | Solpal Plus | Solpal Plus L-GT | Direct Integral Collector Storage (DI) | 25.66 |  | Solpal Plus L |  |  | Solar Storage with Tankless Auxiliary Water Heater | 51 | 1 | 1 | 85 | Z09 | [18 empty] | Los Angeles | FALSE | 37.18 |  | 2011-06-01: 2017-09-06; 2011-08-03: 2017-09-08; 2011-09-20: 2018-01-11 | 2467 | 4759 | Up-front Payment
SCG-009042 | Low Income Single Family Residential | Domestic Hot Water | Gas | Southern California Gas Company | Incentive:Canceled | 4723 | 36.9 |  | 1 | 128 |  | 128 |  | 2017-10-19 15:01 |  | TITANIUM POWER INC | Retrofit | San Fernando | Los Angeles | 91340 | Host Customer is System Owner | 8 |  | 30004079 | GREENoneTEC Solarindustrie GmbH | Solpal Plus | Solpal Plus L-GT | Direct Integral Collector Storage (DI) | 25.66 |  | Solpal Plus L |  |  | Solar Storage with Tankless Auxiliary Water Heater | 51 | 1 | 1 | 95 | Z09 | [18 empty] | Los Angeles | FALSE | 37.18 |  | 2011-06-01: 2017-09-06; 2011-06-21: 2018-02-06; 2011-08-03: 2017-10-19 | 2451 | 4759 | Up-front Payment
SCG-009043 | Low Income Single Family Residential | Domestic Hot Water | Gas | Southern California Gas Company | Incentive:Paid | 4487 | 36.9 |  | 1 | 128 |  | 122 |  | 2017-09-08 10:59 | 2018-01-26 | TITANIUM POWER INC | Retrofit | San Fernando | Los Angeles | 91340 | Host Customer is System Owner | 7 |  | 30004079 | GREENoneTEC Solarindustrie GmbH | Solpal Plus | Solpal Plus L-GT | Direct Integral Collector Storage (DI) | 25.66 |  | Solpal Plus L |  |  | Solar Storage with Tankless Auxiliary Water Heater | 51 | 1 | 0.95 | 85 | Z09 | [18 empty] | Los Angeles | FALSE | 37.18 |  | 2011-06-01: 2017-09-06; 2011-08-03: 2017-09-08; 2011-09-20: 2018-01-26 | 2461 | 4759 | Up-front Payment
SCG-009044 | Low Income Single Family Residential | Domestic Hot Water | Gas | Southern California Gas Company | Incentive:Paid | 4723 | 36.9 |  | 1 | 128 |  | 128 |  | 2017-09-12 14:24 | 2018-01-11 | TITANIUM POWER INC | Retrofit | San Fernando | Los Angeles | 91340 | Host Customer is System Owner | 7 |  | 30004079 | GREENoneTEC Solarindustrie GmbH | Solpal Plus | Solpal Plus L-GT | Direct Integral Collector Storage (DI) | 25.66 |  | Solpal Plus L |  |  | Solar Storage with Tankless Auxiliary Water Heater | 51 | 1 | 1 | 85 | Z09 | [18 empty] | Los Angeles | FALSE | 37.18 |  | 2011-06-01: 2017-09-06; 2011-08-03: 2017-09-12; 2011-09-20: 2018-01-11 | 2467 | 4759 | Up-front Payment
SCG-009045 | Low Income Single Family Residential | Domestic Hot Water | Gas | Southern California Gas Company | Incentive:Paid | 4723 | 36.9 |  | 1 | 128 |  | 128 |  | 2017-09-08 11:01 | 2018-01-24 | TITANIUM POWER INC | Retrofit | San Fernando | Los Angeles | 91340 | Host Customer is System Owner | 6 |  | 30004079 | GREENoneTEC Solarindustrie GmbH | Solpal Plus | Solpal Plus L-GT | Direct Integral Collector Storage (DI) | 25.66 |  | Solpal Plus L |  |  | Solar Storage with Tankless Auxiliary Water Heater | 51 | 1 | 1 | 75 | Z09 | [18 empty] | Los Angeles | FALSE | 37.18 |  | 2011-06-01: 2017-09-06; 2011-08-03: 2017-09-08; 2011-09-20: 2018-01-24 | 2461 | 4759 | Up-front Payment
SCG-009047 | Low Income Single Family Residential | Domestic Hot Water | Gas | Southern California Gas Company | Incentive:Paid | 4723 | 36.9 |  | 1 | 128 |  | 128 |  | 2017-09-08 11:02 | 2018-01-11 | TITANIUM POWER INC | Retrofit | Pacoima | Los Angeles | 91331 | Host Customer is System Owner | 7 |  | 30004079 | GREENoneTEC Solarindustrie GmbH | Solpal Plus | Solpal Plus L-GT | Direct Integral Collector Storage (DI) | 25.66 |  | Solpal Plus L |  |  | Solar Storage with Tankless Auxiliary Water Heater | 51 | 1 | 1 | 85 | Z09 | [18 empty] | Los Angeles | FALSE | 37.18 |  | 2011-06-01: 2017-09-06; 2011-08-03: 2017-09-08; 2011-09-20: 2018-01-11 | 2467 | 4759 | Up-front Payment
SCG-009048 | Low Income Single Family Residential | Domestic Hot Water | Gas | Southern California Gas Company | Incentive:Paid | 4723 | 36.9 |  | 1 | 128 |  | 128 |  | 2017-09-08 11:03 | 2018-01-09 | TITANIUM POWER INC | Retrofit | Pacoima | Los Angeles | 91331 | Host Customer is System Owner | 7 |  | 30004079 | GREENoneTEC Solarindustrie GmbH | Solpal Plus | Solpal Plus L-GT | Direct Integral Collector Storage (DI) | 25.66 |  | Solpal Plus L |  |  | Solar Storage with Tankless Auxiliary Water Heater | 51 | 1 | 1 | 85 | Z09 | [18 empty] | Los Angeles | FALSE | 37.18 |  | 2011-06-01: 2017-09-06; 2011-08-03: 2017-09-08; 2011-09-20: 2018-01-09 | 2472 | 4759 | Up-front Payment
SCG-009049 | Low Income Single Family Residential | Domestic Hot Water | Gas | Southern California Gas Company | Incentive:Paid | 4723 | 36.9 |  | 1 | 128 |  | 128 |  | 2017-09-08 11:04 | 2018-01-09 | TITANIUM POWER INC | Retrofit | Pacoima | Los Angeles | 91331 | Host Customer is System Owner | 7 |  | 30004079 | GREENoneTEC Solarindustrie GmbH | Solpal Plus | Solpal Plus L-GT | Direct Integral Collector Storage (DI) | 25.66 |  | Solpal Plus L |  |  | Solar Storage with Tankless Auxiliary Water Heater | 51 | 1 | 1 | 85 | Z09 | [18 empty] | Los Angeles | FALSE | 37.18 |  | 2011-06-01: 2017-09-06; 2011-08-03: 2017-09-08; 2011-09-20: 2018-01-09 | 2472 | 4759 | Up-front Payment
SCG-009050 | Low Income Single Family Residential | Domestic Hot Water | Gas | Southern California Gas Company | Incentive:Paid | 4723 | 36.9 |  | 1 | 128 |  | 128 |  | 2017-09-08 11:05 | 2018-01-09 | TITANIUM POWER INC | Retrofit | Pacoima | Los Angeles | 91331 | Host Customer is System Owner | 7 |  | 30004079 | GREENoneTEC Solarindustrie GmbH | Solpal Plus | Solpal Plus L-GT | Direct Integral Collector Storage (DI) | 25.66 |  | Solpal Plus L |  |  | Solar Storage with Tankless Auxiliary Water Heater | 51 | 1 | 1 | 85 | Z09 | [18 empty] | Los Angeles | FALSE | 37.18 |  | 2011-06-01: 2017-09-06; 2011-08-03: 2017-09-08; 2011-09-20: 2018-01-09 | 2469 | 4759 | Up-front Payment
SCG-009051 | Low Income Single Family Residential | Domestic Hot Water | Gas | Southern California Gas Company | Incentive:Paid | 4723 | 36.9 |  | 1 | 128 |  | 128 |  | 2017-09-12 14:24 | 2018-01-09 | TITANIUM POWER INC | Retrofit | San Fernando | Los Angeles | 91340 | Host Customer is System Owner | 8 |  | 30004079 | GREENoneTEC Solarindustrie GmbH | Solpal Plus | Solpal Plus L-GT | Direct Integral Collector Storage (DI) | 25.66 |  | Solpal Plus L |  |  | Solar Storage with Tankless Auxiliary Water Heater | 51 | 1 | 1 | 95 | Z09 | [18 empty] | Los Angeles | FALSE | 37.18 |  | 2011-06-01: 2017-09-06; 2011-08-03: 2017-09-12; 2011-09-20: 2018-01-09 | 2469 | 4759 | Up-front Payment
SCG-009052 | Low Income Single Family Residential | Domestic Hot Water | Gas | Southern California Gas Company | Incentive:Paid | 4723 | 36.9 |  | 1 | 128 |  | 128 |  | 2017-09-12 14:22 | 2018-01-09 | TITANIUM POWER INC | Retrofit | San Fernando | Los Angeles | 91342 | Host Customer is System Owner | 4 |  | 30004079 | GREENoneTEC Solarindustrie GmbH | Solpal Plus | Solpal Plus L-GT | Direct Integral Collector Storage (DI) | 25.66 |  | Solpal Plus L |  |  | Solar Storage with Tankless Auxiliary Water Heater | 51 | 1 | 1 | 55 | Z09 | [18 empty] | Los Angeles | FALSE | 37.18 |  | 2011-06-01: 2017-09-06; 2011-08-03: 2017-09-12; 2011-09-20: 2018-01-09 | 2469 | 4759 | Up-front Payment
SCG-009053 | Low Income Single Family Residential | Domestic Hot Water | Gas | Southern California Gas Company | Incentive:Paid | 4723 | 36.9 |  | 1 | 128 |  | 128 |  | 2017-09-12 14:25 | 2018-01-09 | TITANIUM POWER INC | Retrofit | Pacoima | Los Angeles | 91331 | Host Customer is System Owner | 8 |  | 30004079 | GREENoneTEC Solarindustrie GmbH | Solpal Plus | Solpal Plus L-GT | Direct Integral Collector Storage (DI) | 25.66 |  | Solpal Plus L |  |  | Solar Storage with Tankless Auxiliary Water Heater | 51 | 1 | 1 | 95 | Z09 | [18 empty] | Los Angeles | FALSE | 37.18 |  | 2011-06-01: 2017-09-06; 2011-08-03: 2017-09-12; 2011-09-20: 2018-01-09 | 2469 | 4759 | Up-front Payment
SCG-009054 | Low Income Single Family Residential | Domestic Hot Water | Gas | Southern California Gas Company | Incentive:Paid | 4723 | 36.9 |  | 1 | 128 |  | 128 |  | 2017-09-08 11:07 | 2018-01-09 | TITANIUM POWER INC | Retrofit | Pacoima | Los Angeles | 91331 | Host Customer is System Owner | 7 |  | 30004079 | GREENoneTEC Solarindustrie GmbH | Solpal Plus | Solpal Plus L-GT | Direct Integral Collector Storage (DI) | 25.66 |  | Solpal Plus L |  |  | Solar Storage with Tankless Auxiliary Water Heater | 51 | 1 | 1 | 85 | Z09 | [18 empty] | Los Angeles | FALSE | 37.18 |  | 2011-06-01: 2017-09-06; 2011-08-03: 2017-09-08; 2011-09-20: 2018-01-09 | 2469 | 4759 | Up-front Payment
SCG-009055 | Low Income Multifamily Residential | Domestic Hot Water | Gas | Southern California Gas Company | Reservation:Canceled | 17597 | 24.89 |  | 1 | 707 |  | 707 |  |  |  | PROMISE ENERGY INC | Retrofit | Los Angeles | Los Angeles | 90021 | Host Customer is System Owner | [7 empty] | 160.68 | 40.17 |  | Glycol | Steam Back | Solar Storage and Auxiliary Tanks are separate |  | 1 | 1 | 2204 | Z09 | 58 | Units | Apartments/Condos | 2010115A | 4 | 1 | 300 | 1 | 350 | 3 | 400000 | TRUE | 120 | 140 | [5 empty] | FALSE | 148.32 |  | 2011-06-01: 2017-09-06 | 2599 | 104860 | Up-front Payment
SCG-009056 | Low Income Single Family Residential | Domestic Hot Water | Gas | Southern California Gas Company | Incentive:Paid | 4723 | 36.9 |  | 1 | 128 |  | 128 |  | 2017-09-08 11:07 | 2018-01-09 | TITANIUM POWER INC | Retrofit | Pacoima | Los Angeles | 91331 | Host Customer is System Owner | 8 |  | 30004079 | GREENoneTEC Solarindustrie GmbH | Solpal Plus | Solpal Plus L-GT | Direct Integral Collector Storage (DI) | 25.66 |  | Solpal Plus L |  |  | Solar Storage with Tankless Auxiliary Water Heater | 51 | 1 | 1 | 95 | Z09 | [18 empty] | Los Angeles | FALSE | 37.18 |  | 2011-06-01: 2017-09-06; 2011-08-03: 2017-09-08; 2011-09-20: 2018-01-09 | 2469 | 4759 | Up-front Payment
SCG-009057 | Low Income Multifamily Residential | Domestic Hot Water | Gas | Southern California Gas Company | Reservation:Canceled | 33054 | 24.89 |  | 1 | 1328 |  | 1328 |  |  |  | PROMISE ENERGY INC | Retrofit | Los Angeles | Los Angeles | 90021 | Host Customer is System Owner | [7 empty] | 361.53 | 40.17 |  | Glycol | Steam Back | Solar Storage and Auxiliary Tanks are separate |  | 1 | 1 | 2090 | Z09 | 55 | Units | Apartments/Condos | 2010115A | 9 | 1 | 600 | 1 | 350 | 3 | 400000 | TRUE | 120 | 140 | [5 empty] | FALSE | 62.95 |  | 2011-06-01: 2017-09-06 | 2599 | 83604 | Up-front Payment
SCG-009058 | Low Income Single Family Residential | Domestic Hot Water | Gas | Southern California Gas Company | Incentive:Canceled | 4723 | 36.9 |  | 1 | 128 |  | 128 |  | 2017-09-12 14:26 |  | TITANIUM POWER INC | Retrofit | Pacoima | Los Angeles | 91331 | Host Customer is System Owner | 7 |  | 30004079 | GREENoneTEC Solarindustrie GmbH | Solpal Plus | Solpal Plus L-GT | Direct Integral Collector Storage (DI) | 25.66 |  | Solpal Plus L |  |  | Solar Storage with Tankless Auxiliary Water Heater | 51 | 1 | 1 | 85 | Z09 | [18 empty] | Los Angeles | FALSE | 37.18 |  | 2011-06-01: 2017-09-06; 2011-06-21: 2018-02-06; 2011-08-03: 2017-09-12 | 2410 | 4759 | Up-front Payment
SCG-009059 | Low Income Single Family Residential | Domestic Hot Water | Gas | Southern California Gas Company | Incentive:Paid | 4723 | 36.9 |  | 1 | 128 |  | 128 |  | 2017-09-12 14:37 | 2018-01-09 | TITANIUM POWER INC | Retrofit | Arleta | Los Angeles | 91331 | Host Customer is System Owner | 7 |  | 30004079 | GREENoneTEC Solarindustrie GmbH | Solpal Plus | Solpal Plus L-GT | Direct Integral Collector Storage (DI) | 25.66 |  | Solpal Plus L |  |  | Solar Storage with Tankless Auxiliary Water Heater | 51 | 1 | 1 | 85 | Z09 | [18 empty] | Los Angeles | FALSE | 37.18 |  | 2011-06-01: 2017-09-06; 2011-08-03: 2017-09-12; 2011-09-20: 2018-01-09 | 2469 | 4759 | Up-front Payment
SCG-009060 | Low Income Single Family Residential | Domestic Hot Water | Gas | Southern California Gas Company | Incentive:Paid | 4723 | 36.9 |  | 1 | 128 |  | 128 |  | 2017-09-08 11:06 | 2018-01-09 | TITANIUM POWER INC | Retrofit | Pacoima | Los Angeles | 91331 | Host Customer is System Owner | 5 |  | 30004079 | GREENoneTEC Solarindustrie GmbH | Solpal Plus | Solpal Plus L-GT | Direct Integral Collector Storage (DI) | 25.66 |  | Solpal Plus L |  |  | Solar Storage with Tankless Auxiliary Water Heater | 51 | 1 | 1 | 65 | Z09 | [18 empty] | Los Angeles | FALSE | 37.18 |  | 2011-06-01: 2017-09-06; 2011-08-03: 2017-09-08; 2011-09-20: 2018-01-09 | 2469 | 4759 | Up-front Payment
PGE-009061 | Single Family Residential | Domestic Hot Water | Gas | Pacific Gas and Electric | Incentive:Paid | 4366 | 29.85 |  | 1 | 193 |  | 193 |  | 2017-09-18 09:44 | 2017-10-06 | BONNEY INC | Retrofit | San Francisco | San Francisco | 94114 | Host Customer is System Owner | 4 |  | 2007023B | HTP Comfort Solutions LLC | SOLAR SKIES | PR-119-64-GB | Indirect Forced Circulation (IF) | 63.87 |  | SS-32-FP | Glycol | Advanced Controller with a Vacation or Holiday Mode | Solar and Auxiliary Storage are the same Tank | 119 | 1 | 1 | 55 | Z03 | [18 empty] | San Francisco | FALSE | 148.7 |  | 2017-09-07 | 2017-09-21 |  |  | 2017-09-18 | 2017-10-06 | 2559 | 28700 | Up-front Payment
SCG-009062 | Commercial/Multifamily Residential | Domestic Hot Water | Gas | Southern California Gas Company | Incentive:Paid | 12376 | 20.19 |  | 1 | 613 |  | 613 |  | 2017-09-15 14:51 | 2017-09-18 | ALL VALLEY SOLAR INC | Retrofit | Los Angeles | Los Angeles | 90025 | Host Customer is System Owner | [7 empty] | 163.8 | 40.95 |  | Drainback |  | Solar Storage and Auxiliary Tanks are separate |  | 1 | 1 | 420 | Z06 | 10 | Units | Apartments/Condos | TRB-40 | 4 | 1 | 251 | 2 | 98 | 1 | 75100 | TRUE | 135 | 140 |  |  |  |  | LADBS | FALSE | 30.2 |  | 2017-09-07 |  | 2017-09-15 | 2017-09-18 | 2017-11-07 | 2017-11-08 | 2533 | 18514 | Up-front Payment
PGE-009063 | Single Family Residential | Domestic Hot Water | Gas | Pacific Gas and Electric | Incentive:Paid | 3701 | 29.85 |  | 1 | 124 |  | 124 |  | 2017-09-14 11:19 | 2017-10-13 | SIERRA PACIFIC HOME & COMFORT INC | Retrofit | Oakdale | Stanislaus | 95631 | Host Customer is System Owner | 2 |  | 2010143A | Solene | AURORA/AO SMITH | SLAR40DC-80HE-XG | Indirect Forced Circulation (IF) | 40 |  | SLAR-40 | Glycol | Advanced Controller with a Vacation or Holiday Mode | Solar Storage and Auxiliary Tanks are separate | 80 | 1 | 1 | 35 | Z16 | [18 empty] | Stanislaus County | FALSE | 68.29 |  | 2017-09-07 | 2017-09-21 |  |  | 2017-09-14 | 2017-10-13 | 2559 | 8468 | Up-front Payment
PGE-009064 | Low Income Single Family Residential | Domestic Hot Water | Gas | Pacific Gas and Electric | Incentive:Canceled | 3860 | 36.9 |  | 1 | 121 |  | 105 |  | 2017-09-15 10:19 | 2017-09-21 | MERCED COUNTY COMMUNITY ACTION BOARD | Retrofit | DELHI | Merced | 95315 | Host Customer is System Owner | 5 |  | 30004214 | Alternate Energy Technologies | EAGLESUN | DBS-G2-60-40 | Indirect Forced Circulation (IF) | 41.35 |  | MSC-20 | Automatic Drainback |  | Solar Storage and Auxiliary Tanks are separate | 60 | 0.91 | 0.95 | 65 | Z12 | [18 empty] | COUNTY OF MERCED | FALSE | 47.76 |  | 2017-09-07 | 2017-09-28 |  |  | 2017-09-15 | 2017-09-21 | 2580 | 5779.23 | Up-front Payment
SCG-009065 | Single Family Residential | Domestic Hot Water | Gas | Southern California Gas Company | Incentive:Paid | 3680 | 29.85 |  | 1 | 134 |  | 123 |  | 2017-09-14 10:09 | 2017-10-03 | ALTADENA ENERGY & SOLAR INC | Retrofit | Altadena | Los Angeles | 91001 | Host Customer is System Owner | 3 |  | 2011077A | Apricus Inc. | APSS_CLOSED_AP30_FTB-1 STD-G | APSS_CLOSED_AP30_FTB-1 STD-G | Indirect Forced Circulation (IF) | 44.76 |  | AP-30 | Glycol | Advanced Controller with a Thermal Cycling Function | Solar Storage and Auxiliary Tanks are separate | 120 | 0.92 | 1 | 45 | Z09 | [18 empty] | Los Angeles County | FALSE | 78.93 |  | 2011-06-01: 2017-09-07; 2011-08-03: 2017-09-14; 2011-09-20: 2017-10-03 | 2572 | 10576 | Up-front Payment
SCG-009066 | Low Income Single Family Residential | Domestic Hot Water | Gas | Southern California Gas Company | Incentive:Paid | 4723 | 36.9 |  | 1 | 128 |  | 128 |  | 2017-09-15 15:12 | 2018-01-09 | TITANIUM POWER INC | Retrofit | San Fernando | Los Angeles | 91340 | Host Customer is System Owner | 6 |  | 30004079 | GREENoneTEC Solarindustrie GmbH | Solpal Plus | Solpal Plus L-GT | Direct Integral Collector Storage (DI) | 25.66 |  | Solpal Plus L |  |  | Solar Storage with Tankless Auxiliary Water Heater | 51 | 1 | 1 | 75 | Z09 | [18 empty] | Los Angeles | FALSE | 37.18 |  | 2011-06-01: 2017-09-07; 2011-08-03: 2017-09-15; 2011-09-20: 2018-01-09 | 2469 | 4759 | Up-front Payment
SCG-009067 | Low Income Single Family Residential | Domestic Hot Water | Gas | Southern California Gas Company | Incentive:Paid | 4723 | 36.9 |  | 1 | 128 |  | 128 |  | 2017-09-15 15:11 | 2018-01-10 | TITANIUM POWER INC | Retrofit | Pacoima | Los Angeles | 91331 | Host Customer is System Owner | 4 |  | 30004079 | GREENoneTEC Solarindustrie GmbH | Solpal Plus | Solpal Plus L-GT | Direct Integral Collector Storage (DI) | 25.66 |  | Solpal Plus L |  |  | Solar Storage with Tankless Auxiliary Water Heater | 51 | 1 | 1 | 55 | Z09 | [18 empty] | Los Angeles | FALSE | 37.18 |  | 2011-06-01: 2017-09-07; 2011-08-03: 2017-09-15; 2011-09-20: 2018-01-10 | 2469 | 4759 | Up-front Payment
SCG-009068 | Low Income Single Family Residential | Domestic Hot Water | Gas | Southern California Gas Company | Incentive:Paid | 4487 | 36.9 |  | 1 | 128 |  | 128 |  | 2017-09-15 15:10 | 2018-01-10 | TITANIUM POWER INC | Retrofit | Pacoima | Los Angeles | 91331 | Host Customer is System Owner | 7 |  | 30004079 | GREENoneTEC Solarindustrie GmbH | Solpal Plus | Solpal Plus L-GT | Direct Integral Collector Storage (DI) | 25.66 |  | Solpal Plus L |  |  | Solar Storage with Tankless Auxiliary Water Heater | 51 | 1 | 1 | 85 | Z09 | [18 empty] | Los Angeles | FALSE | 37.18 |  | 2011-06-01: 2017-09-07; 2011-08-03: 2017-09-15; 2011-09-20: 2018-01-10 | 2469 | 4759 | Up-front Payment
SCG-009069 | Low Income Single Family Residential | Domestic Hot Water | Gas | Southern California Gas Company | Incentive:Paid | 4723 | 36.9 |  | 1 | 128 |  | 128 |  | 2017-09-15 15:09 | 2018-01-16 | TITANIUM POWER INC | Retrofit | Pacoima | Los Angeles | 91331 | Host Customer is System Owner | 5 |  | 30004079 | GREENoneTEC Solarindustrie GmbH | Solpal Plus | Solpal Plus L-GT | Direct Integral Collector Storage (DI) | 25.66 |  | Solpal Plus L |  |  | Solar Storage with Tankless Auxiliary Water Heater | 51 | 1 | 1 | 65 | Z09 | [18 empty] | Los Angeles | FALSE | 37.18 |  | 2011-06-01: 2017-09-07; 2011-08-03: 2017-09-15; 2011-09-20: 2018-01-16 | 2469 | 4759 | Up-front Payment
SCG-009070 | Commercial/Multifamily Residential | Domestic Hot Water | Gas | Southern California Gas Company | Incentive:Paid | 49930 | 20.19 |  | 1 | 2473 |  | 2473 |  | 2017-10-16 12:30 | 2017-10-23 | EVOLUTION ENERGY SOLUTIONS L L C | Retrofit | Los Angeles | Los Angeles | 90006 | Host Customer is System Owner | [7 empty] | 655.2 | 40.95 |  | Drainback | Drainback (Water) | Solar Storage and Auxiliary Tanks are separate |  | 1 | 1 | 1400 | Z09 | 35 | Units | Apartments/Condos | TRB-40 | 16 | 1 | 1300 | 1 | 100 | 1 | 270000 | TRUE | 140 | 140 |  | SunEarth - SETR A503 TTR U + VFS 10-200 |  | SunEarth - SETR A503 TTR U + VFS 10-200 | Los Angeles | FALSE | 20.19 |  | 2017-10-12 |  | 2017-10-16 | 2017-10-23 | 2017-12-28 | 2017-12-29 | 2482 | 49930 | Up-front Payment
SCG-009072 | Low Income Single Family Residential | Domestic Hot Water | Gas | Southern California Gas Company | Incentive:Canceled | 4723 | 36.9 |  | 1 | 128 |  | 128 |  |  |  | TITANIUM POWER INC | Retrofit | Pacoima | Los Angeles | 91331 | Host Customer is System Owner | 4 |  | 30004079 | GREENoneTEC Solarindustrie GmbH | Solpal Plus | Solpal Plus L-GT | Direct Integral Collector Storage (DI) | 25.66 |  | Solpal Plus L |  |  | Solar Storage with Tankless Auxiliary Water Heater | 51 | 1 | 1 | 55 | Z09 | [18 empty] | Los Angeles | FALSE | 37.18 |  | 2011-06-01: 2017-09-08 | 2606 | 4759 | Up-front Payment
SCG-009073 | Low Income Single Family Residential | Domestic Hot Water | Gas | Southern California Gas Company | Incentive:Paid | 4723 | 36.9 |  | 1 | 128 |  | 128 |  | 2017-09-25 10:40 | 2017-12-27 | TITANIUM POWER INC | Retrofit | Pacoima | Los Angeles | 91331 | Host Customer is System Owner | 4 |  | 30004079 | GREENoneTEC Solarindustrie GmbH | Solpal Plus | Solpal Plus L-GT | Direct Integral Collector Storage (DI) | 25.66 |  | Solpal Plus L |  |  | Solar Storage with Tankless Auxiliary Water Heater | 51 | 1 | 1 | 55 | Z09 | [18 empty] | Los Angeles | FALSE | 37.18 |  | 2011-06-01: 2017-09-08; 2011-08-03: 2017-09-25; 2011-09-20: 2017-12-27 | 2467 | 4759 | Up-front Payment
SCG-009074 | Low Income Single Family Residential | Domestic Hot Water | Gas | Southern California Gas Company | Incentive:Paid | 4487 | 36.9 |  | 1 | 128 |  | 122 |  | 2017-09-15 15:04 | 2018-01-10 | TITANIUM POWER INC | Retrofit | Pacoima | Los Angeles | 91331 | Host Customer is System Owner | 8 |  | 30004079 | GREENoneTEC Solarindustrie GmbH | Solpal Plus | Solpal Plus L-GT | Direct Integral Collector Storage (DI) | 25.66 |  | Solpal Plus L |  |  | Solar Storage with Tankless Auxiliary Water Heater | 51 | 1 | 0.95 | 95 | Z09 | [18 empty] | Los Angeles | FALSE | 35.23 |  | 2011-06-01: 2017-09-08; 2011-08-03: 2017-09-15; 2011-09-20: 2018-01-10 | 2469 | 4509 | Up-front Payment
SCG-009075 | Low Income Single Family Residential | Domestic Hot Water | Gas | Southern California Gas Company | Incentive:Paid | 4723 | 36.9 |  | 1 | 128 |  | 128 |  | 2017-09-15 15:07 | 2018-01-10 | TITANIUM POWER INC | Retrofit | Pacoima | Los Angeles | 91331 | Host Customer is System Owner | 8 |  | 30004079 | GREENoneTEC Solarindustrie GmbH | Solpal Plus | Solpal Plus L-GT | Direct Integral Collector Storage (DI) | 25.66 |  | Solpal Plus L |  |  | Solar Storage with Tankless Auxiliary Water Heater | 51 | 1 | 1 | 95 | Z09 | [18 empty] | Los Angeles | FALSE | 37.18 |  | 2011-06-01: 2017-09-08; 2011-08-03: 2017-09-15; 2011-09-20: 2018-01-10 | 2469 | 4759 | Up-front Payment
SCG-009076 | Low Income Single Family Residential | Domestic Hot Water | Gas | Southern California Gas Company | Incentive:Paid | 4723 | 36.9 |  | 1 | 128 |  | 128 |  | 2017-09-15 15:06 | 2017-12-27 | TITANIUM POWER INC | Retrofit | Pacoima | Los Angeles | 91331 | Host Customer is System Owner | 8 |  | 30004079 | GREENoneTEC Solarindustrie GmbH | Solpal Plus | Solpal Plus L-GT | Direct Integral Collector Storage (DI) | 25.66 |  | Solpal Plus L |  |  | Solar Storage with Tankless Auxiliary Water Heater | 51 | 1 | 1 | 95 | Z09 | [18 empty] | Los Angeles | FALSE | 37.18 |  | 2011-06-01: 2017-09-08; 2011-08-03: 2017-09-15; 2011-09-20: 2017-12-27 | 2466 | 4759 | Up-front Payment
SCG-009077 | Low Income Single Family Residential | Domestic Hot Water | Gas | Southern California Gas Company | Incentive:Paid | 4723 | 36.9 |  | 1 | 128 |  | 128 |  | 2017-09-15 15:06 | 2018-01-10 | TITANIUM POWER INC | Retrofit | Pacoima | Los Angeles | 91331 | Host Customer is System Owner | 7 |  | 30004079 | GREENoneTEC Solarindustrie GmbH | Solpal Plus | Solpal Plus L-GT | Direct Integral Collector Storage (DI) | 25.66 |  | Solpal Plus L |  |  | Solar Storage with Tankless Auxiliary Water Heater | 51 | 1 | 1 | 85 | Z09 | [18 empty] | Los Angeles | FALSE | 37.18 |  | 2011-06-01: 2017-09-08; 2011-08-03: 2017-09-15; 2011-09-20: 2018-01-10 | 2469 | 4759 | Up-front Payment
SCG-009078 | Low Income Single Family Residential | Domestic Hot Water | Gas | Southern California Gas Company | Incentive:Paid | 4487 | 36.9 |  | 1 | 128 |  | 122 |  | 2017-09-15 15:03 | 2018-01-10 | TITANIUM POWER INC | Retrofit | Pacoima | Los Angeles | 91331 | Host Customer is System Owner | 7 |  | 30004079 | GREENoneTEC Solarindustrie GmbH | Solpal Plus | Solpal Plus L-GT | Direct Integral Collector Storage (DI) | 25.66 |  | Solpal Plus L |  |  | Solar Storage with Tankless Auxiliary Water Heater | 51 | 1 | 0.95 | 85 | Z09 | [18 empty] | Los Angeles | FALSE | 35.23 |  | 2011-06-01: 2017-09-08; 2011-08-03: 2017-09-15; 2011-09-20: 2018-01-10 | 2469 | 4509 | Up-front Payment
SCG-009079 | Low Income Single Family Residential | Domestic Hot Water | Gas | Southern California Gas Company | Incentive:Paid | 4723 | 36.9 |  | 1 | 128 |  | 128 |  | 2017-09-15 15:03 | 2018-01-10 | TITANIUM POWER INC | Retrofit | Pacoima | Los Angeles | 91331 | Host Customer is System Owner | 6 |  | 30004079 | GREENoneTEC Solarindustrie GmbH | Solpal Plus | Solpal Plus L-GT | Direct Integral Collector Storage (DI) | 25.66 |  | Solpal Plus L |  |  | Solar Storage with Tankless Auxiliary Water Heater | 51 | 1 | 1 | 75 | Z09 | [18 empty] | Los Angeles | FALSE | 37.18 |  | 2011-06-01: 2017-09-08; 2011-08-03: 2017-09-15; 2011-09-20: 2018-01-10 | 2469 | 4759 | Up-front Payment
PGE-009080 | Low Income Single Family Residential | Domestic Hot Water | Gas | Pacific Gas and Electric | Incentive:Paid | 5045 | 36.9 |  | 1 | 147 |  | 137 |  | 2017-09-15 10:25 | 2017-10-13 | MERCED COUNTY COMMUNITY ACTION BOARD | Retrofit | MERCED | Merced | 95348 | Host Customer is System Owner | 6 |  | 2010017C | Alternate Energy Technologies | EAGLESUN | DBS-G2-80-64 | Indirect Forced Circulation (IF) | 65.34 |  | MSC-32 | Automatic Drainback |  | Solar Storage and Auxiliary Tanks are separate | 80 | 0.93 | 1 | 75 | Z12 | [18 empty] | COUNTY OF MERCED | FALSE | 41.4 |  | 2011-06-01: 2017-09-08; 2011-08-03: 2017-09-15; 2011-09-20: 2017-10-13 | 2559 | 6085.25 | Up-front Payment
SCG-009081 | Low Income Single Family Residential | Domestic Hot Water | Gas | Southern California Gas Company | Incentive:Paid | 4723 | 36.9 |  | 1 | 128 |  | 128 |  | 2017-09-15 15:02 | 2018-01-10 | TITANIUM POWER INC | Retrofit | Pacoima | Los Angeles | 91331 | Host Customer is System Owner | 7 |  | 30004079 | GREENoneTEC Solarindustrie GmbH | Solpal Plus | Solpal Plus L-GT | Direct Integral Collector Storage (DI) | 25.66 |  | Solpal Plus L |  |  | Solar Storage with Tankless Auxiliary Water Heater | 51 | 1 | 1 | 85 | Z09 | [18 empty] | Los Angeles | FALSE | 37.18 |  | 2011-06-01: 2017-09-08; 2011-08-03: 2017-09-15; 2011-09-20: 2018-01-10 | 2469 | 4759 | Up-front Payment
SCG-009082 | Commercial/Multifamily Residential | Domestic Hot Water | Gas | Southern California Gas Company | Incentive:Paid | 41551 | 20.19 |  | 1 | 2058 |  | 2058 |  | 2017-09-26 13:50 | 2017-10-04 | ALL VALLEY SOLAR INC | Retrofit | Ventura | Ventura | 93001 | Host Customer is System Owner | [7 empty] | 573.3 | 40.95 |  | Drainback |  | Solar Storage and Auxiliary Tanks are separate |  | 1 | 1 | 960 | Z06 | 24 | Units | Apartments/Condos | TRB-40 | 14 | 2 | 1100 | 1 | 100 | 1 | 29900 | TRUE | 135 | 140 |  | SunEarth - SETR A503 TTR U + VFS 10-200 |  | SunEarth - SETR A503 TTR U + VFS 10-200 | Ventura | FALSE | 30.67 |  | 2017-09-08 |  | 2017-09-26 | 2017-10-04 | 2018-01-12 | 2018-02-07 | 2446 | 63129 | Up-front Payment
SCG-009083 | Low Income Single Family Residential | Domestic Hot Water | Gas | Southern California Gas Company | Incentive:Paid | 4723 | 36.9 |  | 1 | 128 |  | 128 |  | 2017-09-15 15:01 | 2018-01-10 | TITANIUM POWER INC | Retrofit | Pacoima | Los Angeles | 91331 | Host Customer is System Owner | 4 |  | 30004079 | GREENoneTEC Solarindustrie GmbH | Solpal Plus | Solpal Plus L-GT | Direct Integral Collector Storage (DI) | 25.66 |  | Solpal Plus L |  |  | Solar Storage with Tankless Auxiliary Water Heater | 51 | 1 | 1 | 55 | Z09 | [18 empty] | Los Angeles | FALSE | 37.18 |  | 2011-06-01: 2017-09-08; 2011-08-03: 2017-09-15; 2011-09-20: 2018-01-10 | 2469 | 4759 | Up-front Payment
SCG-009084 | Low Income Single Family Residential | Domestic Hot Water | Gas | Southern California Gas Company | Incentive:Paid | 4723 | 36.9 |  | 1 | 128 |  | 128 |  | 2017-09-12 14:36 | 2018-01-10 | TITANIUM POWER INC | Retrofit | Sun Valley | Los Angeles | 91352 | Host Customer is System Owner | 8 |  | 30004079 | GREENoneTEC Solarindustrie GmbH | Solpal Plus | Solpal Plus L-GT | Direct Integral Collector Storage (DI) | 25.66 |  | Solpal Plus L |  |  | Solar Storage with Tankless Auxiliary Water Heater | 51 | 1 | 1 | 95 | Z09 | [18 empty] | Los Angeles | FALSE | 37.18 |  | 2011-06-01: 2017-09-08; 2011-08-03: 2017-09-12; 2011-09-20: 2018-01-10 | 2469 | 4759 | Up-front Payment
SCG-009085 | Low Income Single Family Residential | Domestic Hot Water | Gas | Southern California Gas Company | Incentive:Paid | 4723 | 36.9 |  | 1 | 128 |  | 128 |  | 2017-09-21 13:16 | 2018-01-10 | TITANIUM POWER INC | Retrofit | Pacoima | Los Angeles | 91331 | Host Customer is System Owner | 7 |  | 30004079 | GREENoneTEC Solarindustrie GmbH | Solpal Plus | Solpal Plus L-GT | Direct Integral Collector Storage (DI) | 25.66 |  | Solpal Plus L |  |  | Solar Storage with Tankless Auxiliary Water Heater | 51 | 1 | 1 | 85 | Z09 | [18 empty] | Los Angeles | FALSE | 37.18 |  | 2011-06-01: 2017-09-08; 2011-08-03: 2017-09-21; 2011-09-20: 2018-01-10 | 2469 | 4759 | Up-front Payment
SCG-009086 | Low Income Single Family Residential | Domestic Hot Water | Gas | Southern California Gas Company | Incentive:Paid | 4723 | 36.9 |  | 1 | 128 |  | 128 |  | 2017-09-12 14:36 | 2018-01-23 | TITANIUM POWER INC | Retrofit | Pacoima | Los Angeles | 91331 | Host Customer is System Owner | 4 |  | 30004079 | GREENoneTEC Solarindustrie GmbH | Solpal Plus | Solpal Plus L-GT | Direct Integral Collector Storage (DI) | 25.66 |  | Solpal Plus L |  |  | Solar Storage with Tankless Auxiliary Water Heater | 51 | 1 | 1 | 55 | Z09 | [18 empty] | Los Angeles | FALSE | 37.18 |  | 2011-06-01: 2017-09-08; 2011-08-03: 2017-09-12; 2011-09-20: 2018-01-23 | 2461 | 4759 | Up-front Payment
SCG-009087 | Low Income Single Family Residential | Domestic Hot Water | Gas | Southern California Gas Company | Incentive:Paid | 4723 | 36.9 |  | 1 | 128 |  | 128 |  | 2017-09-12 14:30 | 2018-01-10 | TITANIUM POWER INC | Retrofit | San Fernando | Los Angeles | 91340 | Host Customer is System Owner | 6 |  | 30004079 | GREENoneTEC Solarindustrie GmbH | Solpal Plus | Solpal Plus L-GT | Direct Integral Collector Storage (DI) | 25.66 |  | Solpal Plus L |  |  | Solar Storage with Tankless Auxiliary Water Heater | 51 | 1 | 1 | 75 | Z09 | [18 empty] | Los Angeles | FALSE | 37.18 |  | 2011-06-01: 2017-09-08; 2011-08-03: 2017-09-12; 2011-09-20: 2018-01-10 | 2469 | 4759 | Up-front Payment
SCG-009088 | Low Income Single Family Residential | Domestic Hot Water | Gas | Southern California Gas Company | Incentive:Paid | 4723 | 36.9 |  | 1 | 128 |  | 128 |  | 2017-09-12 14:31 | 2018-01-11 | TITANIUM POWER INC | Retrofit | Pacoima | Los Angeles | 91331 | Host Customer is System Owner | 4 |  | 30004079 | GREENoneTEC Solarindustrie GmbH | Solpal Plus | Solpal Plus L-GT | Direct Integral Collector Storage (DI) | 25.66 |  | Solpal Plus L |  |  | Solar Storage with Tankless Auxiliary Water Heater | 51 | 1 | 1 | 55 | Z09 | [18 empty] | Los Angeles | FALSE | 37.18 |  | 2011-06-01: 2017-09-08; 2011-08-03: 2017-09-12; 2011-09-20: 2018-01-11 | 2469 | 4759 | Up-front Payment
SCG-009089 | Commercial/Multifamily Residential | Domestic Hot Water | Gas | Southern California Gas Company | Incentive:Paid | 55038 | 20.19 |  | 1 | 2726 |  | 2726 |  | 2017-09-27 15:17 | 2017-10-23 | ELECTRO-THERMAL EQUIPMENT CORP | Retrofit | Chino Hills | San Bernardino | 91709 | Host Customer is System Owner | 94 | [6 empty] | 840.84 | 40.04 |  | Drainback | Advanced Controller with a Thermal Cycling Function | Solar Storage and Auxiliary Tanks are separate |  | 1 | 1 | 1692 | Z10 | 94 | Units | Apartments/Condos | 10002008 | 21 | 1 | 1100 | 1 | 300 | 3 | 1200000 | TRUE | 130 | 118 |  | SunEarth - SETR0603mcU + VFS 5-100 |  | SunEarth - SETR0603mcU + VFS 5-100 | City of Chino Hills | FALSE | 31.22 |  | 2017-09-25 |  | 2017-09-27 | 2017-10-23 | 2018-11-05 | 2018-11-16 | 2167 | 85108 | Up-front Payment
SCG-009090 | Low Income Single Family Residential | Domestic Hot Water | Gas | Southern California Gas Company | Incentive:Paid | 4723 | 36.9 |  | 1 | 128 |  | 128 |  | 2017-09-12 14:32 | 2018-01-11 | TITANIUM POWER INC | Retrofit | San Fernando | Los Angeles | 91340 | Host Customer is System Owner | 6 |  | 30004079 | GREENoneTEC Solarindustrie GmbH | Solpal Plus | Solpal Plus L-GT | Direct Integral Collector Storage (DI) | 25.66 |  | Solpal Plus L |  |  | Solar Storage with Tankless Auxiliary Water Heater | 51 | 1 | 1 | 75 | Z09 | [18 empty] | Los Angeles | FALSE | 37.18 |  | 2011-06-01: 2017-09-08; 2011-08-03: 2017-09-12; 2011-09-20: 2018-01-11 | 2469 | 4759 | Up-front Payment
SCG-009091 | Low Income Single Family Residential | Domestic Hot Water | Gas | Southern California Gas Company | Incentive:Paid | 4723 | 36.9 |  | 1 | 128 |  | 128 |  | 2017-09-12 14:32 | 2018-01-11 | TITANIUM POWER INC | Retrofit | Pacoima | Los Angeles | 91331 | Host Customer is System Owner | 7 |  | 30004079 | GREENoneTEC Solarindustrie GmbH | Solpal Plus | Solpal Plus L-GT | Direct Integral Collector Storage (DI) | 25.66 |  | Solpal Plus L |  |  | Solar Storage with Tankless Auxiliary Water Heater | 51 | 1 | 1 | 85 | Z09 | [18 empty] | Los Angeles | FALSE | 37.18 |  | 2011-06-01: 2017-09-08; 2011-08-03: 2017-09-12; 2011-09-20: 2018-01-11 | 2469 | 4759 | Up-front Payment
SCG-009092 | Low Income Single Family Residential | Domestic Hot Water | Gas | Southern California Gas Company | Incentive:Paid | 4723 | 36.9 |  | 1 | 128 |  | 128 |  | 2017-09-12 14:33 | 2018-01-12 | TITANIUM POWER INC | Retrofit | Pacoima | Los Angeles | 91331 | Host Customer is System Owner | 5 |  | 30004079 | GREENoneTEC Solarindustrie GmbH | Solpal Plus | Solpal Plus L-GT | Direct Integral Collector Storage (DI) | 25.66 |  | Solpal Plus L |  |  | Solar Storage with Tankless Auxiliary Water Heater | 51 | 1 | 1 | 65 | Z09 | [18 empty] | Los Angeles | FALSE | 37.18 |  | 2011-06-01: 2017-09-08; 2011-08-03: 2017-09-12; 2011-09-20: 2018-01-12 | 2473 | 4759 | Up-front Payment
SCG-009093 | Low Income Single Family Residential | Domestic Hot Water | Gas | Southern California Gas Company | Incentive:Paid | 4723 | 36.9 |  | 1 | 128 |  | 128 |  | 2017-09-12 14:34 | 2017-12-27 | TITANIUM POWER INC | Retrofit | Pacoima | Los Angeles | 91331 | Host Customer is System Owner | 6 |  | 30004079 | GREENoneTEC Solarindustrie GmbH | Solpal Plus | Solpal Plus L-GT | Direct Integral Collector Storage (DI) | 25.66 |  | Solpal Plus L |  |  | Solar Storage with Tankless Auxiliary Water Heater | 51 | 1 | 1 | 75 | Z09 | [18 empty] | Los Angeles | FALSE | 37.18 |  | 2011-06-01: 2017-09-08; 2011-08-03: 2017-09-12; 2011-09-20: 2017-12-27 | 2466 | 4759 | Up-front Payment
SCG-009094 | Single Family Residential | Domestic Hot Water | Gas | Southern California Gas Company | Incentive:Paid | 4269 | 29.85 |  | 1 | 143 |  | 143 |  | 2017-10-04 20:04 | 2017-11-03 | SUNTREK INDUSTRIES INC | Retrofit | Palm Springs | Riverside | 92262 | Host Customer is System Owner | 4 |  | 2011141B | Heliodyne, Inc. | HELIOPAK | HPAK 016 1 410 G 80 ACD Z | Indirect Forced Circulation (IF) | 40.17 |  | 410 001 | Glycol | Advanced Controller with a Vacation or Holiday Mode | Solar Storage and Auxiliary Tanks are separate | 80 | 1 | 1 | 55 | Z15 | [18 empty] | Palm Springs | FALSE | 136.36 |  | 2011-06-01: 2017-09-08; 2011-08-03: 2017-10-04; 2011-09-20: 2017-11-03 | 2532 | 19500 | Up-front Payment
SCG-009095 | Low Income Single Family Residential | Domestic Hot Water | Gas | Southern California Gas Company | Incentive:Paid | 4723 | 36.9 |  | 1 | 128 |  | 128 |  | 2017-09-12 14:34 | 2018-01-12 | TITANIUM POWER INC | Retrofit | Pacoima | Los Angeles | 91331 | Host Customer is System Owner | 7 |  | 30004079 | GREENoneTEC Solarindustrie GmbH | Solpal Plus | Solpal Plus L-GT | Direct Integral Collector Storage (DI) | 25.66 |  | Solpal Plus L |  |  | Solar Storage with Tankless Auxiliary Water Heater | 51 | 1 | 1 | 85 | Z09 | [18 empty] | Los Angeles | FALSE | 37.18 |  | 2011-06-01: 2017-09-08; 2011-08-03: 2017-09-12; 2011-09-20: 2018-01-12 | 2473 | 4759 | Up-front Payment
SCG-009096 | Low Income Single Family Residential | Domestic Hot Water | Gas | Southern California Gas Company | Incentive:Paid | 4723 | 36.9 |  | 1 | 128 |  | 128 |  | 2017-09-12 14:35 | 2018-01-12 | TITANIUM POWER INC | Retrofit | Pacoima | Los Angeles | 91331 | Host Customer is System Owner | 7 |  | 30004079 | GREENoneTEC Solarindustrie GmbH | Solpal Plus | Solpal Plus L-GT | Direct Integral Collector Storage (DI) | 25.66 |  | Solpal Plus L |  |  | Solar Storage with Tankless Auxiliary Water Heater | 51 | 1 | 1 | 85 | Z09 | [18 empty] | Los Angeles | FALSE | 37.18 |  | 2011-06-01: 2017-09-08; 2011-08-03: 2017-09-12; 2011-09-20: 2018-01-12 | 2473 | 4759 | Up-front Payment
SCG-009097 | Low Income Single Family Residential | Domestic Hot Water | Gas | Southern California Gas Company | Incentive:Paid | 4723 | 36.9 |  | 1 | 128 |  | 128 |  | 2017-09-15 15:05 | 2018-01-12 | TITANIUM POWER INC | Retrofit | Arleta | Los Angeles | 91331 | Host Customer is System Owner | 4 |  | 30004079 | GREENoneTEC Solarindustrie GmbH | Solpal Plus | Solpal Plus L-GT | Direct Integral Collector Storage (DI) | 25.66 |  | Solpal Plus L |  |  | Solar Storage with Tankless Auxiliary Water Heater | 51 | 1 | 1 | 55 | Z09 | [18 empty] | Los Angeles | FALSE | 37.18 |  | 2011-06-01: 2017-09-11; 2011-08-03: 2017-09-15; 2011-09-20: 2018-01-12 | 2469 | 4759 | Up-front Payment
SCG-009098 | Low Income Single Family Residential | Domestic Hot Water | Gas | Southern California Gas Company | Incentive:Paid | 4487 | 36.9 |  | 1 | 128 |  | 122 |  | 2017-09-15 15:51 | 2018-01-12 | TITANIUM POWER INC | Retrofit | Panorama City | Los Angeles | 91402 | Host Customer is System Owner | 8 |  | 30004079 | GREENoneTEC Solarindustrie GmbH | Solpal Plus | Solpal Plus L-GT | Direct Integral Collector Storage (DI) | 25.66 |  | Solpal Plus L |  |  | Solar Storage with Tankless Auxiliary Water Heater | 51 | 1 | 0.95 | 95 | Z09 | [18 empty] | Los Angeles | FALSE | 35.23 |  | 2011-06-01: 2017-09-11; 2011-08-03: 2017-09-15; 2011-09-20: 2018-01-12 | 2473 | 4509 | Up-front Payment
SCG-009099 | Commercial Pools | Pool Heating | Gas | Southern California Gas Company | Incentive:Paid | 7450 | 5 |  | 1 | 1490 |  | 1490 |  | 2017-11-10 12:39 | 2017-11-13 | ALL VALLEY SOLAR INC | Retrofit | Orange | Orange | 92869 | Host Customer is System Owner | [7 empty] | 608.32 | 38.02 |  | Drainback |  |  |  | 1 | 1 |  | Z08 |  |  |  | OP-40 | 16 | 1 | [5 empty] | FALSE |  |  |  | Grundfos UPC |  | Grundfos UPC | City of Orange | FALSE | 10.19 |  | 2017-09-11 |  | 2017-11-10 | 2017-11-13 | 2018-06-18 | 2018-06-21 | 2314 | 15185 | Up-front Payment
SCG-009100 | Low Income Single Family Residential | Domestic Hot Water | Gas | Southern California Gas Company | Incentive:Paid | 4723 | 36.9 |  | 1 | 128 |  | 128 |  | 2017-09-15 15:12 | 2018-01-12 | TITANIUM POWER INC | Retrofit | Pacoima | Los Angeles | 91331 | Host Customer is System Owner | 5 |  | 30004079 | GREENoneTEC Solarindustrie GmbH | Solpal Plus | Solpal Plus L-GT | Direct Integral Collector Storage (DI) | 25.66 |  | Solpal Plus L |  |  | Solar Storage with Tankless Auxiliary Water Heater | 51 | 1 | 1 | 65 | Z09 | [18 empty] | Los Angeles | FALSE | 37.18 |  | 2011-06-01: 2017-09-11; 2011-08-03: 2017-09-15; 2011-09-20: 2018-01-12 | 2469 | 4759 | Up-front Payment
SCG-009101 | Low Income Single Family Residential | Domestic Hot Water | Gas | Southern California Gas Company | Incentive:Paid | 4487 | 36.9 |  | 1 | 128 |  | 122 |  | 2017-09-15 15:44 | 2018-01-12 | TITANIUM POWER INC | Retrofit | North Hollywood | Los Angeles | 91606 | Host Customer is System Owner | 4 |  | 30004079 | GREENoneTEC Solarindustrie GmbH | Solpal Plus | Solpal Plus L-GT | Direct Integral Collector Storage (DI) | 25.66 |  | Solpal Plus L |  |  | Solar Storage with Tankless Auxiliary Water Heater | 51 | 1 | 0.95 | 55 | Z09 | [18 empty] | Los Angeles | FALSE | 35.23 |  | 2011-06-01: 2017-09-11; 2011-08-03: 2017-09-15; 2011-09-20: 2018-01-12 | 2469 | 4509 | Up-front Payment
SCG-009102 | Low Income Single Family Residential | Domestic Hot Water | Gas | Southern California Gas Company | Incentive:Paid | 4723 | 36.9 |  | 1 | 128 |  | 128 |  | 2017-09-15 15:47 | 2018-01-12 | TITANIUM POWER INC | Retrofit | Pacoima | Los Angeles | 91331 | Host Customer is System Owner | 8 |  | 30004079 | GREENoneTEC Solarindustrie GmbH | Solpal Plus | Solpal Plus L-GT | Direct Integral Collector Storage (DI) | 25.66 |  | Solpal Plus L |  |  | Solar Storage with Tankless Auxiliary Water Heater | 51 | 1 | 1 | 95 | Z09 | [18 empty] | Los Angeles | FALSE | 37.18 |  | 2011-06-01: 2017-09-11; 2011-08-03: 2017-09-15; 2011-09-20: 2018-01-12 | 2469 | 4759 | Up-front Payment
SCG-009103 | Low Income Single Family Residential | Domestic Hot Water | Gas | Southern California Gas Company | Incentive:Paid | 4723 | 36.9 |  | 1 | 128 |  | 128 |  | 2017-09-15 15:47 | 2018-01-12 | TITANIUM POWER INC | Retrofit | Pacoima | Los Angeles | 91331 | Host Customer is System Owner | 7 |  | 30004079 | GREENoneTEC Solarindustrie GmbH | Solpal Plus | Solpal Plus L-GT | Direct Integral Collector Storage (DI) | 25.66 |  | Solpal Plus L |  |  | Solar Storage with Tankless Auxiliary Water Heater | 51 | 1 | 1 | 85 | Z09 | [18 empty] | Los Angeles | FALSE | 37.18 |  | 2011-06-01: 2017-09-11; 2011-08-03: 2017-09-15; 2011-09-20: 2018-01-12 | 2469 | 4759 | Up-front Payment
SCG-009104 | Low Income Single Family Residential | Domestic Hot Water | Gas | Southern California Gas Company | Incentive:Paid | 4723 | 36.9 |  | 1 | 128 |  | 128 |  | 2017-09-15 15:45 | 2018-01-12 | TITANIUM POWER INC | Retrofit | Pacoima | Los Angeles | 91331 | Host Customer is System Owner | 6 |  | 30004079 | GREENoneTEC Solarindustrie GmbH | Solpal Plus | Solpal Plus L-GT | Direct Integral Collector Storage (DI) | 25.66 |  | Solpal Plus L |  |  | Solar Storage with Tankless Auxiliary Water Heater | 51 | 1 | 1 | 75 | Z09 | [18 empty] | Los Angeles | FALSE | 37.18 |  | 2011-06-01: 2017-09-11; 2011-08-03: 2017-09-15; 2011-09-20: 2018-01-12 | 2469 | 4759 | Up-front Payment
SCG-009105 | Low Income Single Family Residential | Domestic Hot Water | Gas | Southern California Gas Company | Incentive:Paid | 4723 | 36.9 |  | 1 | 128 |  | 128 |  | 2017-09-15 14:54 | 2018-01-16 | TITANIUM POWER INC | Retrofit | Pacoima | Los Angeles | 91331 | Host Customer is System Owner | 7 |  | 30004079 | GREENoneTEC Solarindustrie GmbH | Solpal Plus | Solpal Plus L-GT | Direct Integral Collector Storage (DI) | 25.66 |  | Solpal Plus L |  |  | Solar Storage with Tankless Auxiliary Water Heater | 51 | 1 | 1 | 85 | Z09 | [18 empty] | Los Angeles | FALSE | 37.18 |  | 2011-06-01: 2017-09-11; 2011-08-03: 2017-09-15; 2011-09-20: 2018-01-16 | 2468 | 4759 | Up-front Payment
SCG-009106 | Low Income Single Family Residential | Domestic Hot Water | Gas | Southern California Gas Company | Incentive:Paid | 4723 | 36.9 |  | 1 | 128 |  | 128 |  | 2017-09-15 15:46 | 2018-01-16 | TITANIUM POWER INC | Retrofit | Pacoima | Los Angeles | 91331 | Host Customer is System Owner | 4 |  | 30004079 | GREENoneTEC Solarindustrie GmbH | Solpal Plus | Solpal Plus L-GT | Direct Integral Collector Storage (DI) | 25.66 |  | Solpal Plus L |  |  | Solar Storage with Tankless Auxiliary Water Heater | 51 | 1 | 1 | 55 | Z09 | [18 empty] | Los Angeles | FALSE | 37.18 |  | 2011-06-01: 2017-09-11; 2011-08-03: 2017-09-15; 2011-09-20: 2018-01-16 | 2468 | 4759 | Up-front Payment
SCG-009107 | Single Family Residential | Domestic Hot Water | Gas | Southern California Gas Company | Incentive:Paid | 4366 | 29.85 |  | 1 | 156 |  | 154 |  | 2017-09-14 11:44 | 2017-09-28 | COMMUNITY ACTION PARTNERSHIP OF ORANGE COUNTY | Retrofit | COSTA MESA | Orange | 92626 | Host Customer is System Owner | 2 |  | 2010017C | Alternate Energy Technologies | EAGLESUN | DBS-G2-80-64 | Indirect Forced Circulation (IF) | 65.34 |  | MSC-32 | Automatic Drainback | Drainback (Water) | Solar Storage and Auxiliary Tanks are separate | 80 | 0.99 | 1 | 35 | Z06 | [18 empty] | COSTA MESA, ORANGE COUNTY, CA | FALSE | 56.29 |  | 2011-06-01: 2017-09-11; 2011-08-03: 2017-09-14; 2011-09-20: 2017-09-28 | 2572 | 8782.01 | Up-front Payment
SCG-009109 | Low Income Single Family Residential | Domestic Hot Water | Gas | Southern California Gas Company | Incentive:Paid | 4723 | 36.9 |  | 1 | 128 |  | 128 |  | 2017-09-15 15:49 | 2018-01-16 | TITANIUM POWER INC | Retrofit | Pacoima | Los Angeles | 91331 | Host Customer is System Owner | 6 |  | 30004079 | GREENoneTEC Solarindustrie GmbH | Solpal Plus | Solpal Plus L-GT | Direct Integral Collector Storage (DI) | 25.66 |  | Solpal Plus L |  |  | Solar Storage with Tankless Auxiliary Water Heater | 51 | 1 | 1 | 75 | Z09 | [18 empty] | Los Angeles | FALSE | 37.18 |  | 2011-06-01: 2017-09-12; 2011-08-03: 2017-09-15; 2011-09-20: 2018-01-16 | 2468 | 4759 | Up-front Payment
SCG-009110 | Low Income Single Family Residential | Domestic Hot Water | Gas | Southern California Gas Company | Incentive:Paid | 4723 | 36.9 |  | 1 | 128 |  | 128 |  | 2017-09-15 15:50 | 2018-01-16 | TITANIUM POWER INC | Retrofit | Sylmar | Los Angeles | 91340 | Host Customer is System Owner | 9 |  | 30004079 | GREENoneTEC Solarindustrie GmbH | Solpal Plus | Solpal Plus L-GT | Direct Integral Collector Storage (DI) | 25.66 |  | Solpal Plus L |  |  | Solar Storage with Tankless Auxiliary Water Heater | 51 | 1 | 1 | 105 | Z09 | [18 empty] | Los Angeles | FALSE | 37.18 |  | 2011-06-01: 2017-09-12; 2011-08-03: 2017-09-15; 2011-09-20: 2018-01-16 | 2468 | 4759 | Up-front Payment
SCG-009111 | Low Income Single Family Residential | Domestic Hot Water | Gas | Southern California Gas Company | Incentive:Paid | 4487 | 36.9 |  | 1 | 128 |  | 122 |  | 2017-09-15 15:49 | 2018-01-16 | TITANIUM POWER INC | Retrofit | Sylmar | Los Angeles | 91340 | Host Customer is System Owner | 6 |  | 30004079 | GREENoneTEC Solarindustrie GmbH | Solpal Plus | Solpal Plus L-GT | Direct Integral Collector Storage (DI) | 25.66 |  | Solpal Plus L |  |  | Solar Storage with Tankless Auxiliary Water Heater | 51 | 1 | 0.95 | 75 | Z09 | [18 empty] | Los Angeles | FALSE | 35.23 |  | 2011-06-01: 2017-09-12; 2011-08-03: 2017-09-15; 2011-09-20: 2018-01-16 | 2469 | 4509 | Up-front Payment
SCG-009112 | Low Income Single Family Residential | Domestic Hot Water | Gas | Southern California Gas Company | Incentive:Paid | 4723 | 36.9 |  | 1 | 128 |  | 128 |  | 2017-09-15 15:48 | 2018-01-16 | TITANIUM POWER INC | Retrofit | Sylmar | Los Angeles | 91340 | Host Customer is System Owner | 7 |  | 30004079 | GREENoneTEC Solarindustrie GmbH | Solpal Plus | Solpal Plus L-GT | Direct Integral Collector Storage (DI) | 25.66 |  | Solpal Plus L |  |  | Solar Storage with Tankless Auxiliary Water Heater | 51 | 1 | 1 | 85 | Z09 | [18 empty] | Los Angeles | FALSE | 37.18 |  | 2011-06-01: 2017-09-12; 2011-08-03: 2017-09-15; 2011-09-20: 2018-01-16 | 2468 | 4759 | Up-front Payment
SCG-009113 | Low Income Single Family Residential | Domestic Hot Water | Gas | Southern California Gas Company | Incentive:Paid | 4487 | 36.9 |  | 1 | 128 |  | 122 |  | 2017-09-15 15:48 | 2018-01-16 | TITANIUM POWER INC | Retrofit | Sylmar | Los Angeles | 91340 | Host Customer is System Owner | 8 |  | 30004079 | GREENoneTEC Solarindustrie GmbH | Solpal Plus | Solpal Plus L-GT | Direct Integral Collector Storage (DI) | 25.66 |  | Solpal Plus L |  |  | Solar Storage with Tankless Auxiliary Water Heater | 51 | 1 | 0.95 | 95 | Z09 | [18 empty] | Los Angeles | FALSE | 35.23 |  | 2011-06-01: 2017-09-12; 2011-08-03: 2017-09-15; 2011-09-20: 2018-01-16 | 2468 | 4509 | Up-front Payment
SCG-009114 | Low Income Single Family Residential | Domestic Hot Water | Gas | Southern California Gas Company | Incentive:Paid | 4723 | 36.9 |  | 1 | 128 |  | 128 |  | 2017-09-15 16:04 | 2018-01-16 | TITANIUM POWER INC | Retrofit | Pacoima | Los Angeles | 91331 | Host Customer is System Owner | 7 |  | 30004079 | GREENoneTEC Solarindustrie GmbH | Solpal Plus | Solpal Plus L-GT | Direct Integral Collector Storage (DI) | 25.66 |  | Solpal Plus L |  |  | Solar Storage with Tankless Auxiliary Water Heater | 51 | 1 | 1 | 85 | Z09 | [18 empty] | Los Angeles | FALSE | 37.18 |  | 2011-06-01: 2017-09-12; 2011-08-03: 2017-09-15; 2011-09-20: 2018-01-16 | 2468 | 4759 | Up-front Payment
SCG-009115 | Low Income Single Family Residential | Domestic Hot Water | Gas | Southern California Gas Company | Incentive:Paid | 4723 | 36.9 |  | 1 | 128 |  | 128 |  | 2017-09-15 14:55 | 2018-01-16 | TITANIUM POWER INC | Retrofit | Pacoima | Los Angeles | 91331 | Host Customer is System Owner | 7 |  | 30004079 | GREENoneTEC Solarindustrie GmbH | Solpal Plus | Solpal Plus L-GT | Direct Integral Collector Storage (DI) | 25.66 |  | Solpal Plus L |  |  | Solar Storage with Tankless Auxiliary Water Heater | 51 | 1 | 1 | 85 | Z09 | [18 empty] | Los Angeles | FALSE | 37.18 |  | 2011-06-01: 2017-09-12; 2011-08-03: 2017-09-15; 2011-09-20: 2018-01-16 | 2469 | 4759 | Up-front Payment
SCG-009116 | Low Income Single Family Residential | Domestic Hot Water | Gas | Southern California Gas Company | Incentive:Paid | 4723 | 36.9 |  | 1 | 128 |  | 128 |  | 2017-09-15 15:52 | 2018-01-17 | TITANIUM POWER INC | Retrofit | Pacoima | Los Angeles | 91331 | Host Customer is System Owner | 7 |  | 30004079 | GREENoneTEC Solarindustrie GmbH | Solpal Plus | Solpal Plus L-GT | Direct Integral Collector Storage (DI) | 25.66 |  | Solpal Plus L |  |  | Solar Storage with Tankless Auxiliary Water Heater | 51 | 1 | 1 | 85 | Z09 | [18 empty] | Los Angeles | FALSE | 37.18 |  | 2011-06-01: 2017-09-12; 2011-08-03: 2017-09-15; 2011-09-20: 2018-01-17 | 2469 | 4759 | Up-front Payment
SCG-009117 | Low Income Single Family Residential | Domestic Hot Water | Gas | Southern California Gas Company | Incentive:Paid | 4723 | 36.9 |  | 1 | 128 |  | 128 |  | 2017-09-15 14:56 | 2018-01-16 | TITANIUM POWER INC | Retrofit | Arleta | Los Angeles | 91331 | Host Customer is System Owner | 5 |  | 30004079 | GREENoneTEC Solarindustrie GmbH | Solpal Plus | Solpal Plus L-GT | Direct Integral Collector Storage (DI) | 25.66 |  | Solpal Plus L |  |  | Solar Storage with Tankless Auxiliary Water Heater | 51 | 1 | 1 | 65 | Z09 | [18 empty] | Los Angeles | FALSE | 37.18 |  | 2011-06-01: 2017-09-12; 2011-08-03: 2017-09-15; 2011-09-20: 2018-01-16 | 2469 | 4759 | Up-front Payment
SCG-009118 | Low Income Single Family Residential | Domestic Hot Water | Gas | Southern California Gas Company | Incentive:Paid | 4723 | 36.9 |  | 1 | 128 |  | 128 |  | 2017-09-15 14:57 | 2018-01-16 | TITANIUM POWER INC | Retrofit | Arleta | Los Angeles | 91331 | Host Customer is System Owner | 7 |  | 30004079 | GREENoneTEC Solarindustrie GmbH | Solpal Plus | Solpal Plus L-GT | Direct Integral Collector Storage (DI) | 25.66 |  | Solpal Plus L |  |  | Solar Storage with Tankless Auxiliary Water Heater | 51 | 1 | 1 | 85 | Z09 | [18 empty] | Los Angeles | FALSE | 37.18 |  | 2011-06-01: 2017-09-12; 2011-08-03: 2017-09-15; 2011-09-20: 2018-01-16 | 2469 | 4759 | Up-front Payment
SCG-009119 | Low Income Single Family Residential | Domestic Hot Water | Gas | Southern California Gas Company | Incentive:Paid | 4723 | 36.9 |  | 1 | 128 |  | 128 |  | 2017-09-15 15:52 | 2017-12-27 | TITANIUM POWER INC | Retrofit | Pacoima | Los Angeles | 91331 | Host Customer is System Owner | 6 |  | 30004079 | GREENoneTEC Solarindustrie GmbH | Solpal Plus | Solpal Plus L-GT | Direct Integral Collector Storage (DI) | 25.66 |  | Solpal Plus L |  |  | Solar Storage with Tankless Auxiliary Water Heater | 51 | 1 | 1 | 75 | Z09 | [18 empty] | Los Angeles | FALSE | 37.18 |  | 2011-06-01: 2017-09-12; 2011-08-03: 2017-09-15; 2011-09-20: 2017-12-27 | 2466 | 4759 | Up-front Payment
SCG-009120 | Single Family Residential - Disadvantaged Community | Domestic Hot Water | Gas | Southern California Gas Company | Incentive:Paid | 2994 | 29.85 |  | 1 | 118 |  | 100 |  | 2017-10-23 13:35 | 2018-03-09 | INTELLIGENT GREEN SOLUTIONS CA | Retrofit | Visalia | Tulare | 93291 | Host Customer is System Owner | 4 |  | 30004236 | SunMaxx Solar LLC | ThermoPower | VTS30-HP-G | Indirect Thermosyphon (IT) | 47.9 |  | TZ58/1800-30C | Automatic Drainback |  | Solar Storage and Auxiliary Tanks are separate | 40 | 1 | 0.85 | 55 | Z13 | [18 empty] | City of Visalia | FALSE | 52.88 |  | 2017-09-12 | 2017-11-14 |  |  | 2017-10-23 | 2018-03-09 | 2418 | 6240 | Up-front Payment
SCG-009121 | Low Income Single Family Residential | Domestic Hot Water | Gas | Southern California Gas Company | Incentive:Paid | 4723 | 36.9 |  | 1 | 128 |  | 128 |  | 2017-09-15 15:53 | 2018-01-16 | TITANIUM POWER INC | Retrofit | Pacoima | Los Angeles | 91331 | Host Customer is System Owner | 7 |  | 30004079 | GREENoneTEC Solarindustrie GmbH | Solpal Plus | Solpal Plus L-GT | Direct Integral Collector Storage (DI) | 25.66 |  | Solpal Plus L |  |  | Solar Storage with Tankless Auxiliary Water Heater | 51 | 1 | 1 | 85 | Z09 | [18 empty] | Los Angeles | FALSE | 37.18 |  | 2011-06-01: 2017-09-12; 2011-08-03: 2017-09-15; 2011-09-20: 2018-01-16 | 2469 | 4759 | Up-front Payment
SCG-009122 | Low Income Single Family Residential | Domestic Hot Water | Gas | Southern California Gas Company | Incentive:Paid | 4723 | 36.9 |  | 1 | 128 |  | 128 |  | 2017-09-15 15:58 | 2018-01-16 | TITANIUM POWER INC | Retrofit | Pacoima | Los Angeles | 91331 | Host Customer is System Owner | 6 |  | 30004079 | GREENoneTEC Solarindustrie GmbH | Solpal Plus | Solpal Plus L-GT | Direct Integral Collector Storage (DI) | 25.66 |  | Solpal Plus L |  |  | Solar Storage with Tankless Auxiliary Water Heater | 51 | 1 | 1 | 75 | Z09 | [18 empty] | Los Angeles | FALSE | 37.18 |  | 2011-06-01: 2017-09-12; 2011-08-03: 2017-09-15; 2011-09-20: 2018-01-16 | 2469 | 4759 | Up-front Payment
SCG-009123 | Low Income Single Family Residential | Domestic Hot Water | Gas | Southern California Gas Company | Incentive:Paid | 4723 | 36.9 |  | 1 | 128 |  | 128 |  | 2017-09-15 15:53 | 2017-12-27 | TITANIUM POWER INC | Retrofit | Pacoima | Los Angeles | 91331 | Host Customer is System Owner | 7 |  | 30004079 | GREENoneTEC Solarindustrie GmbH | Solpal Plus | Solpal Plus L-GT | Direct Integral Collector Storage (DI) | 25.66 |  | Solpal Plus L |  |  | Solar Storage with Tankless Auxiliary Water Heater | 51 | 1 | 1 | 85 | Z09 | [18 empty] | Los Angeles | FALSE | 37.18 |  | 2011-06-01: 2017-09-12; 2011-08-03: 2017-09-15; 2011-09-20: 2017-12-27 | 2466 | 4759 | Up-front Payment
SCG-009124 | Low Income Single Family Residential | Domestic Hot Water | Gas | Southern California Gas Company | Incentive:Paid | 4723 | 36.9 |  | 1 | 128 |  | 128 |  | 2017-09-15 14:59 | 2018-01-16 | TITANIUM POWER INC | Retrofit | Arleta | Los Angeles | 91331 | Host Customer is System Owner | 4 |  | 30004079 | GREENoneTEC Solarindustrie GmbH | Solpal Plus | Solpal Plus L-GT | Direct Integral Collector Storage (DI) | 25.66 |  | Solpal Plus L |  |  | Solar Storage with Tankless Auxiliary Water Heater | 51 | 1 | 1 | 55 | Z09 | [18 empty] | Los Angeles | FALSE | 37.18 |  | 2011-06-01: 2017-09-12; 2011-08-03: 2017-09-15; 2011-09-20: 2018-01-16 | 2469 | 4759 | Up-front Payment
SCG-009125 | Low Income Single Family Residential | Domestic Hot Water | Gas | Southern California Gas Company | Incentive:Canceled | 4487 | 36.9 |  | 1 | 128 |  | 122 |  |  |  | TITANIUM POWER INC | Retrofit | Pacoima | Los Angeles | 91331 | Host Customer is System Owner | 6 |  | 30004079 | GREENoneTEC Solarindustrie GmbH | Solpal Plus | Solpal Plus L-GT | Direct Integral Collector Storage (DI) | 25.66 |  | Solpal Plus L |  |  | Solar Storage with Tankless Auxiliary Water Heater | 51 | 1 | 0.95 | 75 | Z09 | [18 empty] | Los Angeles | FALSE | 35.23 |  | 2011-06-01: 2017-09-12 | 2601 | 4509 | Up-front Payment
SCG-009126 | Low Income Single Family Residential | Domestic Hot Water | Gas | Southern California Gas Company | Incentive:Paid | 4487 | 36.9 |  | 1 | 128 |  | 122 |  | 2017-09-15 15:54 | 2018-01-16 | TITANIUM POWER INC | Retrofit | Pacoima | Los Angeles | 91340 | Host Customer is System Owner | 6 |  | 30004079 | GREENoneTEC Solarindustrie GmbH | Solpal Plus | Solpal Plus L-GT | Direct Integral Collector Storage (DI) | 25.66 |  | Solpal Plus L |  |  | Solar Storage with Tankless Auxiliary Water Heater | 51 | 1 | 0.95 | 75 | Z09 | [18 empty] | Los Angeles | FALSE | 35.23 |  | 2011-06-01: 2017-09-12; 2011-08-03: 2017-09-15; 2011-09-20: 2018-01-16 | 2469 | 4509 | Up-front Payment
SCG-009127 | Low Income Single Family Residential | Domestic Hot Water | Gas | Southern California Gas Company | Incentive:Paid | 4723 | 36.9 |  | 1 | 128 |  | 128 |  | 2017-09-15 14:58 | 2018-01-16 | TITANIUM POWER INC | Retrofit | North Hollywood | Los Angeles | 91606 | Host Customer is System Owner | 7 |  | 30004079 | GREENoneTEC Solarindustrie GmbH | Solpal Plus | Solpal Plus L-GT | Direct Integral Collector Storage (DI) | 25.66 |  | Solpal Plus L |  |  | Solar Storage with Tankless Auxiliary Water Heater | 51 | 1 | 1 | 85 | Z09 | [18 empty] | Los Angeles | FALSE | 37.18 |  | 2011-06-01: 2017-09-12; 2011-08-03: 2017-09-15; 2011-09-20: 2018-01-16 | 2469 | 4759 | Up-front Payment
SCG-009128 | Low Income Single Family Residential | Domestic Hot Water | Gas | Southern California Gas Company | Incentive:Paid | 4723 | 36.9 |  | 1 | 128 |  | 128 |  | 2017-09-15 15:55 | 2018-01-11 | TITANIUM POWER INC | Retrofit | San Fernando | Los Angeles | 91340 | Host Customer is System Owner | 4 |  | 30004079 | GREENoneTEC Solarindustrie GmbH | Solpal Plus | Solpal Plus L-GT | Direct Integral Collector Storage (DI) | 25.66 |  | Solpal Plus L |  |  | Solar Storage with Tankless Auxiliary Water Heater | 51 | 1 | 1 | 55 | Z09 | [18 empty] | Los Angeles | FALSE | 37.18 |  | 2011-06-01: 2017-09-12; 2011-08-03: 2017-09-15; 2011-09-20: 2018-01-11 | 2466 | 4759 | Up-front Payment
SCG-009129 | Low Income Single Family Residential | Domestic Hot Water | Gas | Southern California Gas Company | Incentive:Paid | 4723 | 36.9 |  | 1 | 128 |  | 128 |  | 2017-09-15 14:58 | 2018-01-11 | TITANIUM POWER INC | Retrofit | Pacoima | Los Angeles | 91331 | Host Customer is System Owner | 6 |  | 30004079 | GREENoneTEC Solarindustrie GmbH | Solpal Plus | Solpal Plus L-GT | Direct Integral Collector Storage (DI) | 25.66 |  | Solpal Plus L |  |  | Solar Storage with Tankless Auxiliary Water Heater | 51 | 1 | 1 | 75 | Z09 | [18 empty] | Los Angeles | FALSE | 37.18 |  | 2011-06-01: 2017-09-12; 2011-08-03: 2017-09-15; 2011-09-20: 2018-01-11 | 2466 | 4759 | Up-front Payment
SCG-009130 | Low Income Single Family Residential | Domestic Hot Water | Gas | Southern California Gas Company | Incentive:Paid | 4723 | 36.9 |  | 1 | 128 |  | 128 |  | 2017-09-15 15:55 | 2018-01-19 | TITANIUM POWER INC | Retrofit | Pacoima | Los Angeles | 91331 | Host Customer is System Owner | 6 |  | 30004079 | GREENoneTEC Solarindustrie GmbH | Solpal Plus | Solpal Plus L-GT | Direct Integral Collector Storage (DI) | 25.66 |  | Solpal Plus L |  |  | Solar Storage with Tankless Auxiliary Water Heater | 51 | 1 | 1 | 75 | Z09 | [18 empty] | Los Angeles | FALSE | 37.18 |  | 2011-06-01: 2017-09-12; 2011-08-03: 2017-09-15; 2011-09-20: 2018-01-19 | 2466 | 4759 | Up-front Payment
SCG-009131 | Low Income Single Family Residential | Domestic Hot Water | Gas | Southern California Gas Company | Incentive:Paid | 4487 | 36.9 |  | 1 | 128 |  | 122 |  | 2017-09-15 15:57 | 2018-01-26 | TITANIUM POWER INC | Retrofit | Sylmar | Los Angeles | 91340 | Host Customer is System Owner | 5 |  | 30004079 | GREENoneTEC Solarindustrie GmbH | Solpal Plus | Solpal Plus L-GT | Direct Integral Collector Storage (DI) | 25.66 |  | Solpal Plus L |  |  | Solar Storage with Tankless Auxiliary Water Heater | 51 | 1 | 0.95 | 65 | Z09 | [18 empty] | Los Angeles | FALSE | 37.18 |  | 2011-06-01: 2017-09-12; 2011-08-03: 2017-09-15; 2011-09-20: 2018-01-26 | 2461 | 4759 | Up-front Payment
SCG-009132 | Low Income Single Family Residential | Domestic Hot Water | Gas | Southern California Gas Company | Incentive:Paid | 4723 | 36.9 |  | 1 | 128 |  | 128 |  | 2017-09-15 16:01 | 2018-01-11 | TITANIUM POWER INC | Retrofit | San Fernando | Los Angeles | 91342 | Host Customer is System Owner | 5 |  | 30004079 | GREENoneTEC Solarindustrie GmbH | Solpal Plus | Solpal Plus L-GT | Direct Integral Collector Storage (DI) | 25.66 |  | Solpal Plus L |  |  | Solar Storage with Tankless Auxiliary Water Heater | 51 | 1 | 1 | 65 | Z09 | [18 empty] | Los Angeles | FALSE | 37.18 |  | 2011-06-01: 2017-09-12; 2011-08-03: 2017-09-15; 2011-09-20: 2018-01-11 | 2466 | 4759 | Up-front Payment
SCG-009133 | Low Income Single Family Residential | Domestic Hot Water | Gas | Southern California Gas Company | Incentive:Paid | 4723 | 36.9 |  | 1 | 128 |  | 128 |  | 2017-09-15 16:05 | 2018-01-11 | TITANIUM POWER INC | Retrofit | Pacoima | Los Angeles | 91331 | Host Customer is System Owner | 6 |  | 30004079 | GREENoneTEC Solarindustrie GmbH | Solpal Plus | Solpal Plus L-GT | Direct Integral Collector Storage (DI) | 25.66 |  | Solpal Plus L |  |  | Solar Storage with Tankless Auxiliary Water Heater | 51 | 1 | 1 | 75 | Z09 | [18 empty] | Los Angeles | FALSE | 37.18 |  | 2011-06-01: 2017-09-12; 2011-08-03: 2017-09-15; 2011-09-20: 2018-01-11 | 2466 | 4759 | Up-front Payment
SCG-009134 | Low Income Single Family Residential | Domestic Hot Water | Gas | Southern California Gas Company | Incentive:Paid | 4723 | 36.9 |  | 1 | 128 |  | 128 |  | 2017-09-15 14:50 | 2018-01-12 | TITANIUM POWER INC | Retrofit | Pacoima | Los Angeles | 91331 | Host Customer is System Owner | 5 |  | 30004079 | GREENoneTEC Solarindustrie GmbH | Solpal Plus | Solpal Plus L-GT | Direct Integral Collector Storage (DI) | 25.66 |  | Solpal Plus L |  |  | Solar Storage with Tankless Auxiliary Water Heater | 51 | 1 | 1 | 65 | Z09 | [18 empty] | Los Angeles | FALSE | 37.18 |  | 2011-06-01: 2017-09-12; 2011-08-03: 2017-09-15; 2011-09-20: 2018-01-12 | 2466 | 4759 | Up-front Payment
SCG-009135 | Low Income Single Family Residential | Domestic Hot Water | Gas | Southern California Gas Company | Incentive:Canceled | 4723 | 36.9 |  | 1 | 128 |  | 128 |  | 2017-09-21 13:22 |  | TITANIUM POWER INC | Retrofit | Pacoima | Los Angeles | 91331 | Host Customer is System Owner | 5 |  | 30004079 | GREENoneTEC Solarindustrie GmbH | Solpal Plus | Solpal Plus L-GT | Direct Integral Collector Storage (DI) | 25.66 |  | Solpal Plus L |  |  | Solar Storage with Tankless Auxiliary Water Heater | 51 | 1 | 1 | 65 | Z09 | [18 empty] | Los Angeles | FALSE | 37.18 |  | 2011-06-01: 2017-09-12; 2011-06-21: 2018-02-06; 2011-08-03: 2017-09-21 | 2451 | 4759 | Up-front Payment
SCG-009136 | Low Income Single Family Residential | Domestic Hot Water | Gas | Southern California Gas Company | Incentive:Paid | 4723 | 36.9 |  | 1 | 128 |  | 128 |  | 2017-09-15 14:52 | 2018-01-24 | TITANIUM POWER INC | Retrofit | Pacoima | Los Angeles | 91331 | Host Customer is System Owner | 5 |  | 30004079 | GREENoneTEC Solarindustrie GmbH | Solpal Plus | Solpal Plus L-GT | Direct Integral Collector Storage (DI) | 25.66 |  | Solpal Plus L |  |  | Solar Storage with Tankless Auxiliary Water Heater | 51 | 1 | 1 | 65 | Z09 | [18 empty] | Los Angeles | FALSE | 37.18 |  | 2011-06-01: 2017-09-12; 2011-08-03: 2017-09-15; 2011-09-20: 2018-01-24 | 2461 | 4759 | Up-front Payment
SCG-009137 | Low Income Single Family Residential | Domestic Hot Water | Gas | Southern California Gas Company | Incentive:Paid | 4723 | 36.9 |  | 1 | 128 |  | 128 |  | 2017-09-15 16:10 | 2018-01-12 | TITANIUM POWER INC | Retrofit | Pacoima | Los Angeles | 91331 | Host Customer is System Owner | 4 |  | 30004079 | GREENoneTEC Solarindustrie GmbH | Solpal Plus | Solpal Plus L-GT | Direct Integral Collector Storage (DI) | 25.66 |  | Solpal Plus L |  |  | Solar Storage with Tankless Auxiliary Water Heater | 51 | 1 | 1 | 55 | Z09 | [18 empty] | Los Angeles | FALSE | 37.18 |  | 2011-06-01: 2017-09-13; 2011-08-03: 2017-09-15; 2011-09-20: 2018-01-12 | 2466 | 4759 | Up-front Payment
SCG-009138 | Low Income Single Family Residential | Domestic Hot Water | Gas | Southern California Gas Company | Incentive:Paid | 5166 | 36.9 |  | 1 | 140 |  | 140 |  | 2017-09-15 16:12 | 2018-01-12 | TITANIUM POWER INC | Retrofit | Pacoima | Los Angeles | 91331 | Host Customer is System Owner | 8 |  | 2011141B | Heliodyne, Inc. | HELIOPAK | HPAK 016 1 410 G 80 ACD Z | Indirect Forced Circulation (IF) | 40.17 |  | 410 001 | Glycol | Advanced Controller with a Vacation or Holiday Mode | Solar Storage and Auxiliary Tanks are separate | 80 | 1 | 1 | 95 | Z09 | [18 empty] | Los Angeles | FALSE | 37.27 |  | 2011-06-01: 2017-09-13; 2011-08-03: 2017-09-15; 2011-09-20: 2018-01-12 | 2466 | 5218 | Up-front Payment
SCG-009139 | Low Income Single Family Residential | Domestic Hot Water | Gas | Southern California Gas Company | Incentive:Paid | 5166 | 36.9 |  | 1 | 140 |  | 140 |  | 2017-09-15 14:53 | 2018-01-19 | TITANIUM POWER INC | Retrofit | Pacoima | Los Angeles | 91331 | Host Customer is System Owner | 7 |  | 2011141B | Heliodyne, Inc. | HELIOPAK | HPAK 016 1 410 G 80 ACD Z | Indirect Forced Circulation (IF) | 40.17 |  | 410 001 | Glycol | Advanced Controller with a Vacation or Holiday Mode | Solar Storage and Auxiliary Tanks are separate | 80 | 1 | 1 | 85 | Z09 | [18 empty] | Los Angeles | FALSE | 37.27 |  | 2011-06-01: 2017-09-13; 2011-08-03: 2017-09-15; 2011-09-20: 2018-01-19 | 2466 | 5218 | Up-front Payment
SCG-009140 | Low Income Single Family Residential | Domestic Hot Water | Gas | Southern California Gas Company | Incentive:Paid | 4723 | 36.9 |  | 1 | 128 |  | 128 |  | 2017-09-27 10:57 | 2018-01-12 | TITANIUM POWER INC | Retrofit | Pacoima | Los Angeles | 91331 | Host Customer is System Owner | 9 |  | 30004079 | GREENoneTEC Solarindustrie GmbH | Solpal Plus | Solpal Plus L-GT | Direct Integral Collector Storage (DI) | 25.66 |  | Solpal Plus L |  |  | Solar Storage with Tankless Auxiliary Water Heater | 51 | 1 | 1 | 105 | Z09 | [18 empty] | Los Angeles | FALSE | 37.18 |  | 2011-06-01: 2017-09-13; 2011-08-03: 2017-09-27; 2011-09-20: 2018-01-12 | 2466 | 4759 | Up-front Payment
SCG-009141 | Low Income Single Family Residential | Domestic Hot Water | Gas | Southern California Gas Company | Incentive:Paid | 4723 | 36.9 |  | 1 | 128 |  | 128 |  | 2017-09-15 15:44 | 2018-01-12 | TITANIUM POWER INC | Retrofit | Pacoima | Los Angeles | 91331 | Host Customer is System Owner | 10 |  | 30004079 | GREENoneTEC Solarindustrie GmbH | Solpal Plus | Solpal Plus L-GT | Direct Integral Collector Storage (DI) | 25.66 |  | Solpal Plus L |  |  | Solar Storage with Tankless Auxiliary Water Heater | 51 | 1 | 1 | 115 | Z09 | [18 empty] | Los Angeles | FALSE | 37.18 |  | 2011-06-01: 2017-09-13; 2011-08-03: 2017-09-15; 2011-09-20: 2018-01-12 | 2466 | 4759 | Up-front Payment
SCG-009142 | Low Income Single Family Residential | Domestic Hot Water | Gas | Southern California Gas Company | Incentive:Paid | 5166 | 36.9 |  | 1 | 140 |  | 140 |  | 2017-09-15 16:12 | 2018-01-12 | TITANIUM POWER INC | Retrofit | Pacoima | Los Angeles | 91331 | Host Customer is System Owner | 8 |  | 2011141B | Heliodyne, Inc. | HELIOPAK | HPAK 016 1 410 G 80 ACD Z | Indirect Forced Circulation (IF) | 40.17 |  | 410 001 | Glycol | Advanced Controller with a Vacation or Holiday Mode | Solar Storage and Auxiliary Tanks are separate | 80 | 1 | 1 | 95 | Z09 | [18 empty] | Los Angeles | FALSE | 37.27 |  | 2011-06-01: 2017-09-13; 2011-08-03: 2017-09-15; 2011-09-20: 2018-01-12 | 2466 | 5218 | Up-front Payment
SCG-009143 | Low Income Single Family Residential | Domestic Hot Water | Gas | Southern California Gas Company | Incentive:Paid | 5166 | 36.9 |  | 1 | 140 |  | 140 |  | 2017-09-21 14:20 | 2018-01-12 | TITANIUM POWER INC | Retrofit | Pacoima | Los Angeles | 91331 | Host Customer is System Owner | 5 |  | 2011141B | Heliodyne, Inc. | HELIOPAK | HPAK 016 1 410 G 80 ACD Z | Indirect Forced Circulation (IF) | 40.17 |  | 410 001 | Glycol | Advanced Controller with a Vacation or Holiday Mode | Solar Storage and Auxiliary Tanks are separate | 80 | 1 | 1 | 65 | Z09 | [18 empty] | Los Angeles | FALSE | 37.27 |  | 2011-06-01: 2017-09-13; 2011-08-03: 2017-09-21; 2011-09-20: 2018-01-12 | 2466 | 5218 | Up-front Payment
SCG-009144 | Low Income Single Family Residential | Domestic Hot Water | Gas | Southern California Gas Company | Incentive:Paid | 4723 | 36.9 |  | 1 | 128 |  | 128 |  | 2017-09-15 13:03 | 2018-01-30 | TITANIUM POWER INC | Retrofit | Pacoima | Los Angeles | 91331 | Host Customer is System Owner | 6 |  | 30004079 | GREENoneTEC Solarindustrie GmbH | Solpal Plus | Solpal Plus L-GT | Direct Integral Collector Storage (DI) | 25.66 |  | Solpal Plus L |  |  | Solar Storage with Tankless Auxiliary Water Heater | 51 | 1 | 1 | 75 | Z09 | [18 empty] | Los Angeles | FALSE | 37.18 |  | 2011-06-01: 2017-09-13; 2011-08-03: 2017-09-15; 2011-09-20: 2018-01-30 | 2458 | 4759 | Up-front Payment
SCG-009145 | Low Income Single Family Residential | Domestic Hot Water | Gas | Southern California Gas Company | Incentive:Paid | 3284 | 36.9 |  | 1 | 89 |  | 89 |  | 2017-09-15 16:11 | 2018-01-22 | TITANIUM POWER INC | Retrofit | Pacoima | Los Angeles | 91331 | Host Customer is System Owner | 6 |  | 30004078 | GREENoneTEC Solarindustrie GmbH | Solpal Plus | Solpal Plus L-G | Direct Integral Collector Storage (DI) | 25.66 |  | Solpal Plus L |  |  | Solar Storage and Auxiliary Tanks are separate | 51 | 1 | 1 | 75 | Z09 | [18 empty] | Los Angeles | FALSE | 37.74 |  | 2011-06-01: 2017-09-13; 2011-08-03: 2017-09-15; 2011-09-20: 2018-01-22 | 2461 | 3359 | Up-front Payment
SCG-009146 | Low Income Single Family Residential | Domestic Hot Water | Gas | Southern California Gas Company | Incentive:Paid | 5166 | 36.9 |  | 1 | 140 |  | 140 |  | 2017-09-21 13:14 | 2017-12-12 | TITANIUM POWER INC | Retrofit | Pacoima | Los Angeles | 91331 | Host Customer is System Owner | 10 |  | 2011141B | Heliodyne, Inc. | HELIOPAK | HPAK 016 1 410 G 80 ACD Z | Indirect Forced Circulation (IF) | 40.17 |  | 410 001 | Glycol | Advanced Controller with a Vacation or Holiday Mode | Solar Storage and Auxiliary Tanks are separate | 80 | 1 | 1 | 115 | Z09 | [18 empty] | Los Angeles | FALSE | 37.27 |  | 2011-06-01: 2017-09-13; 2011-08-03: 2017-09-21; 2011-09-20: 2017-12-12 | 2496 | 5218 | Up-front Payment
SCG-009147 | Low Income Single Family Residential | Domestic Hot Water | Gas | Southern California Gas Company | Incentive:Paid | 5166 | 36.9 |  | 1 | 140 |  | 140 |  | 2017-09-15 16:13 | 2018-01-12 | TITANIUM POWER INC | Retrofit | Pacoima | Los Angeles | 91331 | Host Customer is System Owner | 5 |  | 2011141B | Heliodyne, Inc. | HELIOPAK | HPAK 016 1 410 G 80 ACD Z | Indirect Forced Circulation (IF) | 40.17 |  | 410 001 | Glycol | Advanced Controller with a Vacation or Holiday Mode | Solar Storage and Auxiliary Tanks are separate | 80 | 1 | 1 | 65 | Z09 | [18 empty] | Los Angeles | FALSE | 37.27 |  | 2011-06-01: 2017-09-13; 2011-08-03: 2017-09-15; 2011-09-20: 2018-01-12 | 2466 | 5218 | Up-front Payment
SCG-009148 | Low Income Single Family Residential | Domestic Hot Water | Gas | Southern California Gas Company | Incentive:Paid | 5166 | 36.9 |  | 1 | 140 |  | 140 |  | 2017-09-21 14:19 | 2018-01-12 | TITANIUM POWER INC | Retrofit | Pacoima | Los Angeles | 91331 | Host Customer is System Owner | 5 |  | 2011141B | Heliodyne, Inc. | HELIOPAK | HPAK 016 1 410 G 80 ACD Z | Indirect Forced Circulation (IF) | 40.17 |  | 410 001 | Glycol | Advanced Controller with a Vacation or Holiday Mode | Solar Storage and Auxiliary Tanks are separate | 80 | 1 | 1 | 65 | Z09 | [18 empty] | Los Angeles | FALSE | 37.27 |  | 2011-06-01: 2017-09-13; 2011-08-03: 2017-09-21; 2011-09-20: 2018-01-12 | 2466 | 5218 | Up-front Payment
SDG-009149 | Commercial Pools | Pool Heating | Gas | San Diego Gas and Electric | Reservation:Canceled | 8105 | 5 |  | 1 | 1621 |  | 1621 |  | 2017-10-01 14:36 |  | SUNX SOLAR INC | Retrofit | San Diego | San Diego | 92124 | Host Customer is System Owner | [7 empty] | 900 | 50 |  | Drainback |  |  |  | 1 | 1 |  | Z07 |  |  |  | 10001884 | 18 | 1 | [5 empty] | FALSE | [7 empty] | FALSE | 10 |  | 2011-06-01: 2017-09-28; 2011-06-21: 2017-10-03 | 2453 | 16210 | Up-front Payment
SCG-009150 | Low Income Single Family Residential | Domestic Hot Water | Gas | Southern California Gas Company | Incentive:Paid | 4723 | 36.9 |  | 1 | 128 |  | 128 |  | 2017-09-15 16:04 | 2018-01-12 | TITANIUM POWER INC | Retrofit | Pacoima | Los Angeles | 91331 | Host Customer is System Owner | 6 |  | 30004079 | GREENoneTEC Solarindustrie GmbH | Solpal Plus | Solpal Plus L-GT | Direct Integral Collector Storage (DI) | 25.66 |  | Solpal Plus L |  |  | Solar Storage with Tankless Auxiliary Water Heater | 51 | 1 | 1 | 75 | Z09 | [18 empty] | Los Angeles | FALSE | 37.18 |  | 2011-06-01: 2017-09-13; 2011-08-03: 2017-09-15; 2011-09-20: 2018-01-12 | 2466 | 4759 | Up-front Payment
SCG-009151 | Low Income Single Family Residential | Domestic Hot Water | Gas | Southern California Gas Company | Incentive:Paid | 4723 | 36.9 |  | 1 | 128 |  | 128 |  | 2017-09-15 16:09 | 2018-01-12 | TITANIUM POWER INC | Retrofit | Pacoima | Los Angeles | 91331 | Host Customer is System Owner | 5 |  | 30004079 | GREENoneTEC Solarindustrie GmbH | Solpal Plus | Solpal Plus L-GT | Direct Integral Collector Storage (DI) | 25.66 |  | Solpal Plus L |  |  | Solar Storage with Tankless Auxiliary Water Heater | 51 | 1 | 1 | 65 | Z09 | [18 empty] | Los Angeles | FALSE | 37.18 |  | 2011-06-01: 2017-09-13; 2011-08-03: 2017-09-15; 2011-09-20: 2018-01-12 | 2466 | 4759 | Up-front Payment
SCG-009152 | Low Income Single Family Residential | Domestic Hot Water | Gas | Southern California Gas Company | Incentive:Paid | 5166 | 36.9 |  | 1 | 140 |  | 140 |  | 2017-09-15 16:15 | 2018-01-12 | TITANIUM POWER INC | Retrofit | Pacoima | Los Angeles | 91331 | Host Customer is System Owner | 7 |  | 2011141B | Heliodyne, Inc. | HELIOPAK | HPAK 016 1 410 G 80 ACD Z | Indirect Forced Circulation (IF) | 40.17 |  | 410 001 | Glycol | Advanced Controller with a Vacation or Holiday Mode | Solar Storage and Auxiliary Tanks are separate | 80 | 1 | 1 | 85 | Z09 | [18 empty] | Los Angeles | FALSE | 37.27 |  | 2011-06-01: 2017-09-13; 2011-08-03: 2017-09-15; 2011-09-20: 2018-01-12 | 2466 | 5218 | Up-front Payment
SCG-009153 | Low Income Single Family Residential | Domestic Hot Water | Gas | Southern California Gas Company | Incentive:Paid | 5166 | 36.9 |  | 1 | 140 |  | 140 |  | 2017-09-15 12:50 | 2018-01-12 | TITANIUM POWER INC | Retrofit | San Fernando | Los Angeles | 91342 | Host Customer is System Owner | 6 |  | 2011141B | Heliodyne, Inc. | HELIOPAK | HPAK 016 1 410 G 80 ACD Z | Indirect Forced Circulation (IF) | 40.17 |  | 410 001 | Glycol | Advanced Controller with a Vacation or Holiday Mode | Solar Storage and Auxiliary Tanks are separate | 80 | 1 | 1 | 75 | Z09 | [18 empty] | Los Angeles | FALSE | 37.49 |  | 2011-06-01: 2017-09-13; 2011-08-03: 2017-09-15; 2011-09-20: 2018-01-12 | 2466 | 5248 | Up-front Payment
SCG-009154 | Low Income Single Family Residential | Domestic Hot Water | Gas | Southern California Gas Company | Incentive:Paid | 4723 | 36.9 |  | 1 | 128 |  | 128 |  | 2017-09-15 16:03 | 2018-01-19 | TITANIUM POWER INC | Retrofit | Pacoima | Los Angeles | 91331 | Host Customer is System Owner | 5 |  | 30004079 | GREENoneTEC Solarindustrie GmbH | Solpal Plus | Solpal Plus L-GT | Direct Integral Collector Storage (DI) | 25.66 |  | Solpal Plus L |  |  | Solar Storage with Tankless Auxiliary Water Heater | 51 | 1 | 1 | 65 | Z09 | [18 empty] | Los Angeles | FALSE | 37.18 |  | 2011-06-01: 2017-09-13; 2011-08-03: 2017-09-15; 2011-09-20: 2018-01-19 | 2466 | 4759 | Up-front Payment
SCG-009155 | Low Income Single Family Residential | Domestic Hot Water | Gas | Southern California Gas Company | Incentive:Paid | 5166 | 36.9 |  | 1 | 140 |  | 140 |  | 2017-09-15 16:15 | 2018-01-12 | TITANIUM POWER INC | Retrofit | Pacoima | Los Angeles | 91331 | Host Customer is System Owner | 6 |  | 2011141B | Heliodyne, Inc. | HELIOPAK | HPAK 016 1 410 G 80 ACD Z | Indirect Forced Circulation (IF) | 40.17 |  | 410 001 | Glycol | Advanced Controller with a Vacation or Holiday Mode | Solar Storage and Auxiliary Tanks are separate | 80 | 1 | 1 | 75 | Z09 | [18 empty] | Los Angeles | FALSE | 37.27 |  | 2011-06-01: 2017-09-13; 2011-08-03: 2017-09-15; 2011-09-20: 2018-01-12 | 2466 | 5218 | Up-front Payment
SCG-009156 | Low Income Single Family Residential | Domestic Hot Water | Gas | Southern California Gas Company | Incentive:Canceled | 5166 | 36.9 |  | 1 | 140 |  | 140 |  | 2017-09-21 13:32 |  | TITANIUM POWER INC | Retrofit | Pacoima | Los Angeles | 91331 | Host Customer is System Owner | 8 |  | 2011141B | Heliodyne, Inc. | HELIOPAK | HPAK 016 1 410 G 80 ACD Z | Indirect Forced Circulation (IF) | 40.17 |  | 410 001 | Glycol | Advanced Controller with a Vacation or Holiday Mode | Solar Storage and Auxiliary Tanks are separate | 80 | 1 | 1 | 95 | Z09 | [18 empty] | Los Angeles | FALSE | 37.27 |  | 2011-06-01: 2017-09-13; 2011-06-21: 2018-02-06; 2011-08-03: 2017-09-21 | 2451 | 5218 | Up-front Payment
SCG-009157 | Low Income Single Family Residential | Domestic Hot Water | Gas | Southern California Gas Company | Incentive:Paid | 4391 | 36.9 |  | 1 | 140 |  | 119 |  | 2017-09-21 13:29 | 2018-01-12 | TITANIUM POWER INC | Retrofit | Pacoima | Los Angeles | 91331 | Host Customer is System Owner | 7 |  | 2011141B | Heliodyne, Inc. | HELIOPAK | HPAK 016 1 410 G 80 ACD Z | Indirect Forced Circulation (IF) | 40.17 |  | 410 001 | Glycol | Advanced Controller with a Vacation or Holiday Mode | Solar Storage and Auxiliary Tanks are separate | 80 | 1 | 0.85 | 85 | Z09 | [18 empty] | Los Angeles | FALSE | 37.27 |  | 2011-06-01: 2017-09-13; 2011-08-03: 2017-09-21; 2011-09-20: 2018-01-12 | 2466 | 5218 | Up-front Payment
SCG-009158 | Low Income Single Family Residential | Domestic Hot Water | Gas | Southern California Gas Company | Incentive:Paid | 4723 | 36.9 |  | 1 | 128 |  | 128 |  | 2017-09-21 14:22 | 2018-01-22 | TITANIUM POWER INC | Retrofit | Pacoima | Los Angeles | 91331 | Host Customer is System Owner | 7 |  | 30004079 | GREENoneTEC Solarindustrie GmbH | Solpal Plus | Solpal Plus L-GT | Direct Integral Collector Storage (DI) | 25.66 |  | Solpal Plus L |  |  | Solar Storage with Tankless Auxiliary Water Heater | 51 | 1 | 1 | 85 | Z09 | [18 empty] | Los Angeles | FALSE | 37.18 |  | 2011-06-01: 2017-09-13; 2011-08-03: 2017-09-21; 2011-09-20: 2018-01-22 | 2466 | 4759 | Up-front Payment
SCG-009159 | Low Income Single Family Residential | Domestic Hot Water | Gas | Southern California Gas Company | Incentive:Paid | 5166 | 36.9 |  | 1 | 140 |  | 140 |  | 2017-09-15 16:14 | 2017-12-12 | TITANIUM POWER INC | Retrofit | Pcoima | Los Angeles | 91331 | Host Customer is System Owner | 8 |  | 2011141B | Heliodyne, Inc. | HELIOPAK | HPAK 016 1 410 G 80 ACD Z | Indirect Forced Circulation (IF) | 40.17 |  | 410 001 | Glycol | Advanced Controller with a Vacation or Holiday Mode | Solar Storage and Auxiliary Tanks are separate | 80 | 1 | 1 | 95 | Z09 | [18 empty] | Los Angeles | FALSE | 37.27 |  | 2011-06-01: 2017-09-13; 2011-08-03: 2017-09-15; 2011-09-20: 2017-12-12 | 2496 | 5218 | Up-front Payment
SCG-009160 | Low Income Single Family Residential | Domestic Hot Water | Gas | Southern California Gas Company | Incentive:Paid | 5166 | 36.9 |  | 1 | 140 |  | 140 |  | 2017-09-21 14:17 | 2018-01-12 | TITANIUM POWER INC | Retrofit | Pacoima | Los Angeles | 91331 | Host Customer is System Owner | 5 |  | 2011141B | Heliodyne, Inc. | HELIOPAK | HPAK 016 1 410 G 80 ACD Z | Indirect Forced Circulation (IF) | 40.17 |  | 410 001 | Glycol | Advanced Controller with a Vacation or Holiday Mode | Solar Storage and Auxiliary Tanks are separate | 80 | 1 | 1 | 65 | Z09 | [18 empty] | Los Angeles | FALSE | 37.27 |  | 2011-06-01: 2017-09-13; 2011-08-03: 2017-09-21; 2011-09-20: 2018-01-12 | 2466 | 5218 | Up-front Payment
SCG-009161 | Low Income Single Family Residential | Domestic Hot Water | Gas | Southern California Gas Company | Incentive:Paid | 4487 | 36.9 |  | 1 | 128 |  | 122 |  | 2017-09-15 16:06 | 2018-01-11 | TITANIUM POWER INC | Retrofit | Pacoima | Los Angeles | 91331 | Host Customer is System Owner | 6 |  | 30004079 | GREENoneTEC Solarindustrie GmbH | Solpal Plus | Solpal Plus L-GT | Direct Integral Collector Storage (DI) | 25.66 |  | Solpal Plus L |  |  | Solar Storage with Tankless Auxiliary Water Heater | 51 | 1 | 0.95 | 75 | Z09 | [18 empty] | Los Angeles | FALSE | 37.18 |  | 2011-06-01: 2017-09-13; 2011-08-03: 2017-09-15; 2011-09-20: 2018-01-11 | 2469 | 4759 | Up-front Payment
SCG-009162 | Low Income Single Family Residential | Domestic Hot Water | Gas | Southern California Gas Company | Incentive:Paid | 4723 | 36.9 |  | 1 | 128 |  | 128 |  | 2017-09-15 16:06 | 2018-01-11 | TITANIUM POWER INC | Retrofit | Pacoima | Los Angeles | 91331 | Host Customer is System Owner | 9 |  | 30004079 | GREENoneTEC Solarindustrie GmbH | Solpal Plus | Solpal Plus L-GT | Direct Integral Collector Storage (DI) | 25.66 |  | Solpal Plus L |  |  | Solar Storage with Tankless Auxiliary Water Heater | 51 | 1 | 1 | 105 | Z09 | [18 empty] | Los Angeles | FALSE | 37.18 |  | 2011-06-01: 2017-09-13; 2011-08-03: 2017-09-15; 2011-09-20: 2018-01-11 | 2469 | 4759 | Up-front Payment
PGE-009163 | Single Family Residential | Domestic Hot Water | Gas | Pacific Gas and Electric | Incentive:Paid | 2994 | 29.85 |  | 1 | 118 |  | 100 |  | 2017-11-08 13:21 | 2017-11-22 | INTELLIGENT GREEN SOLUTIONS CA | Retrofit | Bakersfield | Kern | 93304 | Host Customer is System Owner | 5 |  | 30004236 | SunMaxx Solar LLC | ThermoPower | VTS30-HP-G | Indirect Thermosyphon (IT) | 47.9 |  | TZ58/1800-30C | Automatic Drainback |  | Solar Storage and Auxiliary Tanks are separate | 79 | 1 | 0.85 | 65 | Z13 | [18 empty] | Bakersfield | FALSE | 52.88 |  | 2017-09-13 | 2017-11-14 |  |  | 2017-11-08 | 2017-11-22 | 2494 | 6240 | Up-front Payment
PGE-009164 | Single Family Residential - Disadvantaged Community | Domestic Hot Water | Gas | Pacific Gas and Electric | Incentive:Paid | 3522 | 29.85 |  | 1 | 118 |  | 118 |  | 2018-01-24 16:29 | 2018-04-30 | INTELLIGENT GREEN SOLUTIONS CA | Retrofit | BAKERSFIELD | Kern | 93307 | Host Customer is System Owner | 4 |  | 30004236 | SunMaxx Solar LLC | ThermoPower | VTS30-HP-G | Indirect Thermosyphon (IT) | 47.9 |  | TZ58/1800-30C | Automatic Drainback |  | Solar Storage and Auxiliary Tanks are separate | 39 | 1 | 1 | 55 | Z13 | [18 empty] | County Of Kern | FALSE | 52.88 |  | 2017-09-13 | 2018-02-01 |  |  | 2018-01-24 | 2018-04-30 | 2349 | 6240 | Up-front Payment
SCG-009166 | Low Income Single Family Residential | Domestic Hot Water | Gas | Southern California Gas Company | Incentive:Paid | 4487 | 36.9 |  | 1 | 128 |  | 122 |  | 2017-09-21 14:37 | 2018-01-11 | TITANIUM POWER INC | Retrofit | Sun Valley | Los Angeles | 91352 | Host Customer is System Owner | 6 |  | 30004079 | GREENoneTEC Solarindustrie GmbH | Solpal Plus | Solpal Plus L-GT | Direct Integral Collector Storage (DI) | 25.66 |  | Solpal Plus L |  |  | Solar Storage with Tankless Auxiliary Water Heater | 51 | 1 | 0.95 | 75 | Z09 | [18 empty] | Los Angeles | FALSE | 35.23 |  | 2011-06-01: 2017-09-14; 2011-08-03: 2017-09-21; 2011-09-20: 2018-01-11 | 2469 | 4509 | Up-front Payment
PGE-009167 | Low Income Multifamily Residential | Domestic Hot Water | Gas | Pacific Gas and Electric | Incentive:Paid | 43732 | 24.89 |  | 1 | 1757 |  | 1757 |  | 2017-09-18 10:26 | 2017-11-08 | PROMISE ENERGY INC | Retrofit | Roseville | Placer | 95678 | Host Customer is System Owner | [7 empty] | 482.04 | 40.17 |  | Glycol | Steam Back | Solar Storage and Auxiliary Tanks are separate |  | 1 | 1 | 2204 | Z11 | 58 | Units | Apartments/Condos | 2010115A | 12 | 1 | 800 | 1 | 390 | 1 | 399000 | TRUE | 140 | 120 |  | SunEarth - SETR0603mcU + VFS 10-200 |  | SunEarth - SETR0603mcU + VFS 10-200 | Roseville | FALSE | 58.78 |  | 2017-09-14 | 2017-09-29 | 2017-09-18 | 2017-11-08 | 2019-12-02 | 2020-04-17 | 1636 | 103270 | Up-front Payment
SCG-009168 | Commercial/Multifamily Residential | Domestic Hot Water | Gas | Southern California Gas Company | Incentive:Paid | 60913 | 20.19 |  | 1 | 3017 |  | 3017 |  | 2017-10-16 13:40 | 2017-10-23 | EVOLUTION ENERGY SOLUTIONS L L C | Retrofit | Panorama City | Los Angeles | 91402 | Host Customer is System Owner | [7 empty] | 778.05 | 40.95 |  | Drainback |  | Solar Storage and Auxiliary Tanks are separate |  | 1 | 1 | 2204 | Z09 | 58 | Units | Apartments/Condos | TRB-40 | 19 | 1 | 1000 | 1 | 200 | 1 | 400000 | TRUE | 140 | 140 |  | SunEarth - SETR A503 TTR U + VFS 10-200 |  | SunEarth - SETR A503 TTR U + VFS 10-200 | Los Angeles | FALSE | 20.19 |  | 2017-09-14 |  | 2017-10-16 | 2017-10-23 | 2018-08-01 | 2018-08-03 | 2262 | 60913 | Up-front Payment
SCG-009169 | Low Income Single Family Residential | Domestic Hot Water | Gas | Southern California Gas Company | Incentive:Paid | 4723 | 36.9 |  | 1 | 128 |  | 128 |  | 2017-09-25 11:26 | 2018-01-11 | TITANIUM POWER INC | Retrofit | Pacoima | Los Angeles | 91331 | Host Customer is System Owner | 7 |  | 30004079 | GREENoneTEC Solarindustrie GmbH | Solpal Plus | Solpal Plus L-GT | Direct Integral Collector Storage (DI) | 25.66 |  | Solpal Plus L |  |  | Solar Storage with Tankless Auxiliary Water Heater | 51 | 1 | 1 | 85 | Z09 | [18 empty] | Los Angeles | FALSE | 37.18 |  | 2011-06-01: 2017-09-14; 2011-08-03: 2017-09-25; 2011-09-20: 2018-01-11 | 2469 | 4759 | Up-front Payment
SCG-009170 | Low Income Single Family Residential | Domestic Hot Water | Gas | Southern California Gas Company | Incentive:Paid | 4723 | 36.9 |  | 1 | 128 |  | 128 |  | 2017-09-21 13:36 | 2018-01-16 | TITANIUM POWER INC | Retrofit | Pacoima | Los Angeles | 91331 | Host Customer is System Owner | 5 |  | 30004079 | GREENoneTEC Solarindustrie GmbH | Solpal Plus | Solpal Plus L-GT | Direct Integral Collector Storage (DI) | 25.66 |  | Solpal Plus L |  |  | Solar Storage with Tankless Auxiliary Water Heater | 51 | 1 | 1 | 65 | Z09 | [18 empty] | Los Angeles | FALSE | 37.18 |  | 2011-06-01: 2017-09-14; 2011-08-03: 2017-09-21; 2011-09-20: 2018-01-16 | 2469 | 4759 | Up-front Payment
SCG-009171 | Low Income Single Family Residential | Domestic Hot Water | Gas | Southern California Gas Company | Incentive:Paid | 4723 | 36.9 |  | 1 | 128 |  | 128 |  | 2017-09-22 14:12 | 2018-01-16 | TITANIUM POWER INC | Retrofit | Pacoima | Los Angeles | 91331 | Host Customer is System Owner | 5 |  | 30004079 | GREENoneTEC Solarindustrie GmbH | Solpal Plus | Solpal Plus L-GT | Direct Integral Collector Storage (DI) | 25.66 |  | Solpal Plus L |  |  | Solar Storage with Tankless Auxiliary Water Heater | 51 | 1 | 1 | 65 | Z09 | [18 empty] | Los Angeles | FALSE | 37.18 |  | 2011-06-01: 2017-09-14; 2011-08-03: 2017-09-22; 2011-09-20: 2018-01-16 | 2469 | 4759 | Up-front Payment
SCG-009173 | Low Income Single Family Residential | Domestic Hot Water | Gas | Southern California Gas Company | Incentive:Paid | 4723 | 36.9 |  | 1 | 128 |  | 128 |  | 2017-09-21 14:40 | 2018-01-16 | TITANIUM POWER INC | Retrofit | North Hollywood | Los Angeles | 91605 | Owner/Tenant | 6 |  | 30004079 | GREENoneTEC Solarindustrie GmbH | Solpal Plus | Solpal Plus L-GT | Direct Integral Collector Storage (DI) | 25.66 |  | Solpal Plus L |  |  | Solar Storage with Tankless Auxiliary Water Heater | 51 | 1 | 1 | 75 | Z09 | [18 empty] | Los Angeles | FALSE | 37.18 |  | 2011-06-01: 2017-09-14; 2011-08-03: 2017-09-21; 2011-09-20: 2018-01-16 | 2469 | 4759 | Up-front Payment
SCG-009174 | Low Income Single Family Residential | Domestic Hot Water | Gas | Southern California Gas Company | Incentive:Paid | 5166 | 36.9 |  | 1 | 140 |  | 140 |  | 2017-09-21 14:35 | 2018-01-16 | TITANIUM POWER INC | Retrofit | Pacoima | Los Angeles | 91331 | Host Customer is System Owner | 6 |  | 2011141B | Heliodyne, Inc. | HELIOPAK | HPAK 016 1 410 G 80 ACD Z | Indirect Forced Circulation (IF) | 40.17 |  | 410 001 | Glycol | Advanced Controller with a Vacation or Holiday Mode | Solar Storage and Auxiliary Tanks are separate | 80 | 1 | 1 | 75 | Z09 | [18 empty] | Los Angeles | FALSE | 37.27 |  | 2011-06-01: 2017-09-14; 2011-08-03: 2017-09-21; 2011-09-20: 2018-01-16 | 2469 | 5218 | Up-front Payment
SCG-009175 | Low Income Single Family Residential | Domestic Hot Water | Gas | Southern California Gas Company | Incentive:Canceled | 5166 | 36.9 |  | 1 | 140 |  | 140 |  | 2017-09-22 14:05 |  | TITANIUM POWER INC | Retrofit | Pacoima | Los Angeles | 91331 | Host Customer is System Owner | 7 |  | 2011141B | Heliodyne, Inc. | HELIOPAK | HPAK 016 1 410 G 80 ACD Z | Indirect Forced Circulation (IF) | 40.17 |  | 410 001 | Glycol | Advanced Controller with a Vacation or Holiday Mode | Solar Storage and Auxiliary Tanks are separate | 80 | 1 | 1 | 85 | Z09 | [18 empty] | Los Angeles | FALSE | 37.27 |  | 2011-06-01: 2017-09-14; 2011-06-21: 2018-02-06; 2011-08-03: 2017-09-22 | 2451 | 5218 | Up-front Payment
SCG-009176 | Low Income Single Family Residential | Domestic Hot Water | Gas | Southern California Gas Company | Incentive:Paid | 4723 | 36.9 |  | 1 | 128 |  | 128 |  | 2017-09-21 14:39 | 2018-01-16 | TITANIUM POWER INC | Retrofit | Arleta | Los Angeles | 91331 | Owner/Tenant | 6 |  | 30004079 | GREENoneTEC Solarindustrie GmbH | Solpal Plus | Solpal Plus L-GT | Direct Integral Collector Storage (DI) | 25.66 |  | Solpal Plus L |  |  | Solar Storage with Tankless Auxiliary Water Heater | 51 | 1 | 1 | 75 | Z09 | [18 empty] | Los Angeles | FALSE | 37.18 |  | 2011-06-01: 2017-09-14; 2011-08-03: 2017-09-21; 2011-09-20: 2018-01-16 | 2469 | 4759 | Up-front Payment
SCG-009177 | Low Income Single Family Residential | Domestic Hot Water | Gas | Southern California Gas Company | Incentive:Canceled | 5166 | 36.9 |  | 1 | 140 |  | 140 |  |  |  | TITANIUM POWER INC | Retrofit | Pacoima | Los Angeles | 91331 | Host Customer is System Owner | 91331 |  | 2011141B | Heliodyne, Inc. | HELIOPAK | HPAK 016 1 410 G 80 ACD Z | Indirect Forced Circulation (IF) | 40.17 |  | 410 001 | Glycol | Advanced Controller with a Vacation or Holiday Mode | Solar Storage and Auxiliary Tanks are separate | 80 | 1 | 1 | 913325 | Z09 | [18 empty] | Los Angeles | FALSE | 37.27 |  | 2011-06-01: 2017-09-14; 2011-06-21: 2017-09-25 | 2589 | 5218 | Up-front Payment
SCG-009178 | Low Income Single Family Residential | Domestic Hot Water | Gas | Southern California Gas Company | Incentive:Paid | 4723 | 36.9 |  | 1 | 128 |  | 128 |  | 2017-09-21 14:33 | 2018-01-16 | TITANIUM POWER INC | Retrofit | Pacoima | Los Angeles | 91331 | Host Customer is System Owner | 8 |  | 30004079 | GREENoneTEC Solarindustrie GmbH | Solpal Plus | Solpal Plus L-GT | Direct Integral Collector Storage (DI) | 25.66 |  | Solpal Plus L |  |  | Solar Storage with Tankless Auxiliary Water Heater | 51 | 1 | 1 | 95 | Z09 | [18 empty] | Los Angeles | FALSE | 37.18 |  | 2011-06-01: 2017-09-14; 2011-08-03: 2017-09-21; 2011-09-20: 2018-01-16 | 2469 | 4759 | Up-front Payment
SCG-009179 | Low Income Single Family Residential | Domestic Hot Water | Gas | Southern California Gas Company | Incentive:Paid | 5166 | 36.9 |  | 1 | 140 |  | 140 |  | 2017-09-22 13:58 | 2018-01-16 | TITANIUM POWER INC | Retrofit | Pacoima | Los Angeles | 91331 | Host Customer is System Owner | 7 |  | 2011141B | Heliodyne, Inc. | HELIOPAK | HPAK 016 1 410 G 80 ACD Z | Indirect Forced Circulation (IF) | 40.17 |  | 410 001 | Glycol | Advanced Controller with a Vacation or Holiday Mode | Solar Storage and Auxiliary Tanks are separate | 80 | 1 | 1 | 85 | Z09 | [18 empty] | Los Angeles | FALSE | 37.27 |  | 2011-06-01: 2017-09-14; 2011-08-03: 2017-09-22; 2011-09-20: 2018-01-16 | 2469 | 5218 | Up-front Payment
SCG-009180 | Low Income Single Family Residential | Domestic Hot Water | Gas | Southern California Gas Company | Incentive:Canceled | 3284 | 36.9 |  | 1 | 89 |  | 89 |  |  |  | TITANIUM POWER INC | Retrofit | Pacoima | Los Angeles | 91331 | Host Customer is System Owner | 6 |  | 30004078 | GREENoneTEC Solarindustrie GmbH | Solpal Plus | Solpal Plus L-G | Direct Integral Collector Storage (DI) | 25.66 |  | Solpal Plus L |  |  | Solar Storage and Auxiliary Tanks are separate | 51 | 1 | 1 | 75 | Z09 | [18 empty] | Los Angeles | FALSE | 53.47 |  | 2011-06-01: 2017-09-14; 2011-06-21: 2017-09-25 | 2589 | 4759 | Up-front Payment
SCG-009181 | Single Family Residential | Domestic Hot Water | Gas | Southern California Gas Company | Incentive:Paid | 3970 | 29.85 |  | 1 | 140 |  | 133 |  | 2017-09-22 13:51 | 2017-10-03 | TITANIUM POWER INC | Retrofit | North Hollywood | Los Angeles | 91605 | Host Customer is System Owner | 4 |  | 2011141B | Heliodyne, Inc. | HELIOPAK | HPAK 016 1 410 G 80 ACD Z | Indirect Forced Circulation (IF) | 40.17 |  | 410 001 | Glycol | Advanced Controller with a Vacation or Holiday Mode | Solar Storage and Auxiliary Tanks are separate | 80 | 1 | 0.95 | 55 | Z09 | [18 empty] | Los Angeles | FALSE | 35.27 |  | 2011-06-01: 2017-09-14; 2011-08-03: 2017-09-22; 2011-09-20: 2017-10-03 | 2573 | 4938 | Up-front Payment
SCG-009182 | Single Family Residential | Domestic Hot Water | Gas | Southern California Gas Company | Incentive:Paid | 3243 | 29.85 |  | 1 | 140 |  | 109 |  | 2017-12-29 11:01 | 2018-01-22 | SOL RELIABLE INC | Retrofit | Valley Glen | Los Angeles | 91405 | Host Customer is System Owner | 4 |  | 2011141B | Heliodyne, Inc. | HELIOPAK | HPAK 016 1 410 G 80 ACD Z | Indirect Forced Circulation (IF) | 40.17 |  | 410 001 | Forced Circulation |  | Solar Storage with Tankless Auxiliary Water Heater | 80 | 0.97 | 0.8 | 55 | Z09 | [18 empty] | LADBS | FALSE | 50 |  | 2011-06-01: 2017-09-14; 2011-08-03: 2017-12-29; 2011-09-20: 2018-01-22 | 2466 | 7000 | Up-front Payment
SCG-009183 | Low Income Single Family Residential | Domestic Hot Water | Gas | Southern California Gas Company | Incentive:Paid | 5166 | 36.9 |  | 1 | 140 |  | 140 |  | 2017-09-21 15:01 | 2018-01-16 | TITANIUM POWER INC | Retrofit | Pacoima | Los Angeles | 91331 | Host Customer is System Owner | 6 |  | 2011141B | Heliodyne, Inc. | HELIOPAK | HPAK 016 1 410 G 80 ACD Z | Indirect Forced Circulation (IF) | 40.17 |  | 410 001 | Glycol | Advanced Controller with a Vacation or Holiday Mode | Solar Storage and Auxiliary Tanks are separate | 80 | 1 | 1 | 75 | Z09 | [18 empty] | Los Angeles | FALSE | 37.27 |  | 2011-06-01: 2017-09-15; 2011-08-03: 2017-09-21; 2011-09-20: 2018-01-16 | 2469 | 5218 | Up-front Payment
SCG-009184 | Low Income Single Family Residential | Domestic Hot Water | Gas | Southern California Gas Company | Incentive:Paid | 5166 | 36.9 |  | 1 | 140 |  | 140 |  | 2017-09-21 14:58 | 2018-01-16 | TITANIUM POWER INC | Retrofit | Pacoima | Los Angeles | 91331 | Host Customer is System Owner | 6 |  | 2011141B | Heliodyne, Inc. | HELIOPAK | HPAK 016 1 410 G 80 ACD Z | Indirect Forced Circulation (IF) | 40.17 |  | 410 001 | Glycol | Advanced Controller with a Vacation or Holiday Mode | Solar Storage and Auxiliary Tanks are separate | 81 | 1 | 1 | 75 | Z09 | [18 empty] | Los Angeles | FALSE | 37.99 |  | 2011-06-01: 2017-09-15; 2011-08-03: 2017-09-21; 2011-09-20: 2018-01-16 | 2469 | 5318 | Up-front Payment
SCG-009185 | Low Income Single Family Residential | Domestic Hot Water | Gas | Southern California Gas Company | Incentive:Paid | 4487 | 36.9 |  | 1 | 128 |  | 122 |  | 2017-09-21 14:31 | 2018-01-26 | TITANIUM POWER INC | Retrofit | North Hollywood | Los Angeles | 91605 | Host Customer is System Owner | 7 |  | 30004079 | GREENoneTEC Solarindustrie GmbH | Solpal Plus | Solpal Plus L-GT | Direct Integral Collector Storage (DI) | 25.66 |  | Solpal Plus L |  |  | Solar Storage with Tankless Auxiliary Water Heater | 51 | 1 | 0.95 | 85 | Z09 | [18 empty] | Los Angeles | FALSE | 37.18 |  | 2011-06-01: 2017-09-15; 2011-08-03: 2017-09-21; 2011-09-20: 2018-01-26 | 2458 | 4759 | Up-front Payment
SCG-009186 | Low Income Single Family Residential | Domestic Hot Water | Gas | Southern California Gas Company | Incentive:Paid | 4723 | 36.9 |  | 1 | 128 |  | 128 |  | 2017-09-25 10:36 | 2018-01-16 | TITANIUM POWER INC | Retrofit | Pacoima | Los Angeles | 91331 | Host Customer is System Owner | 4 |  | 30004079 | GREENoneTEC Solarindustrie GmbH | Solpal Plus | Solpal Plus L-GT | Direct Integral Collector Storage (DI) | 25.66 |  | Solpal Plus L |  |  | Solar Storage with Tankless Auxiliary Water Heater | 51 | 1 | 1 | 55 | Z09 | [18 empty] | Los Angeles | FALSE | 37.18 |  | 2011-06-01: 2017-09-15; 2011-08-03: 2017-09-25; 2011-09-20: 2018-01-16 | 2469 | 4759 | Up-front Payment
SCG-009187 | Low Income Single Family Residential | Domestic Hot Water | Gas | Southern California Gas Company | Incentive:Canceled | 4723 | 36.9 |  | 1 | 128 |  | 128 |  |  |  | TITANIUM POWER INC | Retrofit | Sun Valley | Los Angeles | 91352 | Host Customer is System Owner | 5 |  | 30004079 | GREENoneTEC Solarindustrie GmbH | Solpal Plus | Solpal Plus L-GT | Direct Integral Collector Storage (DI) | 25.66 |  | Solpal Plus L |  |  | Solar Storage with Tankless Auxiliary Water Heater | 51 | 1 | 1 | 65 | Z09 | [18 empty] | Los Angeles | FALSE | 37.18 |  | 2011-06-01: 2017-09-15; 2011-06-21: 2017-10-25 | 2558 | 4759 | Up-front Payment
SCG-009188 | Low Income Single Family Residential | Domestic Hot Water | Gas | Southern California Gas Company | Incentive:Canceled | 3284 | 36.9 |  | 1 | 89 |  | 89 |  |  |  | TITANIUM POWER INC | Retrofit | Pacoima | Los Angeles | 91331 | Host Customer is System Owner | 6 |  | 30004078 | GREENoneTEC Solarindustrie GmbH | Solpal Plus | Solpal Plus L-G | Direct Integral Collector Storage (DI) | 25.66 |  | Solpal Plus L |  |  | Solar Storage with Tankless Auxiliary Water Heater | 51 | 1 | 1 | 75 | Z09 | [18 empty] | Los Angeles | FALSE | 53.47 |  | 2011-06-01: 2017-09-15; 2011-06-21: 2017-10-02 | 2581 | 4759 | Up-front Payment
SCG-009189 | Low Income Single Family Residential | Domestic Hot Water | Gas | Southern California Gas Company | Incentive:Paid | 5166 | 36.9 |  | 1 | 140 |  | 140 |  | 2017-09-21 14:04 | 2018-01-16 | TITANIUM POWER INC | Retrofit | Pacoima | Los Angeles | 91331 | Host Customer is System Owner | 7 |  | 2011141B | Heliodyne, Inc. | HELIOPAK | HPAK 016 1 410 G 80 ACD Z | Indirect Forced Circulation (IF) | 40.17 |  | 410 001 | Glycol | Advanced Controller with a Vacation or Holiday Mode | Solar Storage and Auxiliary Tanks are separate | 80 | 1 | 1 | 85 | Z09 | [18 empty] | Los Angeles | FALSE | 37.27 |  | 2011-06-01: 2017-09-15; 2011-08-03: 2017-09-21; 2011-09-20: 2018-01-16 | 2469 | 5218 | Up-front Payment
SCG-009190 | Low Income Single Family Residential | Domestic Hot Water | Gas | Southern California Gas Company | Incentive:Paid | 4723 | 36.9 |  | 1 | 128 |  | 128 |  | 2017-09-27 10:53 | 2018-01-17 | TITANIUM POWER INC | Retrofit | Pacoima | Los Angeles | 91331 | Host Customer is System Owner | 5 |  | 30004079 | GREENoneTEC Solarindustrie GmbH | Solpal Plus | Solpal Plus L-GT | Direct Integral Collector Storage (DI) | 25.66 |  | Solpal Plus L |  |  | Solar Storage with Tankless Auxiliary Water Heater | 51 | 1 | 1 | 65 | Z09 | [18 empty] | Los Angeles | FALSE | 37.18 |  | 2011-06-01: 2017-09-15; 2011-08-03: 2017-09-27; 2011-09-20: 2018-01-17 | 2469 | 4759 | Up-front Payment
SCG-009191 | Low Income Single Family Residential | Domestic Hot Water | Gas | Southern California Gas Company | Incentive:Paid | 5166 | 36.9 |  | 1 | 140 |  | 140 |  | 2017-09-21 14:05 | 2018-01-17 | TITANIUM POWER INC | Retrofit | Pacoima | Los Angeles | 91331 | Host Customer is System Owner | 7 |  | 2011141B | Heliodyne, Inc. | HELIOPAK | HPAK 016 1 410 G 80 ACD Z | Indirect Forced Circulation (IF) | 40.17 |  | 410 001 | Glycol | Advanced Controller with a Vacation or Holiday Mode | Solar Storage and Auxiliary Tanks are separate | 80 | 1 | 1 | 85 | Z09 | [18 empty] | Los Angeles | FALSE | 37.27 |  | 2011-06-01: 2017-09-15; 2011-08-03: 2017-09-21; 2011-09-20: 2018-01-17 | 2469 | 5218 | Up-front Payment
SCG-009192 | Low Income Single Family Residential | Domestic Hot Water | Gas | Southern California Gas Company | Incentive:Paid | 4723 | 36.9 |  | 1 | 128 |  | 128 |  | 2017-09-25 10:47 | 2018-01-17 | TITANIUM POWER INC | Retrofit | Pacoima | Los Angeles | 91331 | Host Customer is System Owner | 6 |  | 30004079 | GREENoneTEC Solarindustrie GmbH | Solpal Plus | Solpal Plus L-GT | Direct Integral Collector Storage (DI) | 25.66 |  | Solpal Plus L |  |  | Solar Storage with Tankless Auxiliary Water Heater | 51 | 1 | 1 | 75 | Z09 | [18 empty] | Los Angeles | FALSE | 37.34 |  | 2011-06-01: 2017-09-15; 2011-08-03: 2017-09-25; 2011-09-20: 2018-01-17 | 2469 | 4779 | Up-front Payment
SCG-009193 | Low Income Single Family Residential | Domestic Hot Water | Gas | Southern California Gas Company | Incentive:Paid | 4723 | 36.9 |  | 1 | 128 |  | 128 |  | 2017-09-21 14:12 | 2018-01-17 | TITANIUM POWER INC | Retrofit | Pacoima | Los Angeles | 91331 | Host Customer is System Owner | 4 |  | 30004079 | GREENoneTEC Solarindustrie GmbH | Solpal Plus | Solpal Plus L-GT | Direct Integral Collector Storage (DI) | 25.66 |  | Solpal Plus L |  |  | Solar Storage with Tankless Auxiliary Water Heater | 51 | 1 | 1 | 55 | Z09 | [18 empty] | Los Angeles | FALSE | 37.18 |  | 2011-06-01: 2017-09-15; 2011-08-03: 2017-09-21; 2011-09-20: 2018-01-17 | 2469 | 4759 | Up-front Payment
SCG-009194 | Low Income Single Family Residential | Domestic Hot Water | Gas | Southern California Gas Company | Incentive:Paid | 5166 | 36.9 |  | 1 | 140 |  | 140 |  | 2017-09-21 14:08 | 2018-01-18 | TITANIUM POWER INC | Retrofit | Pacoima | Los Angeles | 91331 | Host Customer is System Owner | 6 |  | 2011141B | Heliodyne, Inc. | HELIOPAK | HPAK 016 1 410 G 80 ACD Z | Indirect Forced Circulation (IF) | 40.17 |  | 410 001 | Glycol | Advanced Controller with a Vacation or Holiday Mode | Solar Storage and Auxiliary Tanks are separate | 81 | 1 | 1 | 75 | Z09 | [18 empty] | Los Angeles | FALSE | 37.27 |  | 2011-06-01: 2017-09-15; 2011-08-03: 2017-09-21; 2011-09-20: 2018-01-18 | 2469 | 5218 | Up-front Payment
SCG-009195 | Low Income Single Family Residential | Domestic Hot Water | Gas | Southern California Gas Company | Incentive:Paid | 4723 | 36.9 |  | 1 | 128 |  | 128 |  | 2017-09-21 14:11 | 2017-12-27 | TITANIUM POWER INC | Retrofit | San Fernando | Los Angeles | 91342 | Host Customer is System Owner | 7 |  | 30004079 | GREENoneTEC Solarindustrie GmbH | Solpal Plus | Solpal Plus L-GT | Direct Integral Collector Storage (DI) | 25.66 |  | Solpal Plus L |  |  | Solar Storage with Tankless Auxiliary Water Heater | 51 | 1 | 1 | 85 | Z09 | [18 empty] | Los Angeles | FALSE | 37.18 |  | 2011-06-01: 2017-09-15; 2011-08-03: 2017-09-21; 2011-09-20: 2017-12-27 | 2467 | 4759 | Up-front Payment
SCG-009196 | Low Income Single Family Residential | Domestic Hot Water | Gas | Southern California Gas Company | Incentive:Paid | 5166 | 36.9 |  | 1 | 140 |  | 140 |  | 2017-09-22 15:59 | 2018-01-18 | TITANIUM POWER INC | Retrofit | Pacoima | Los Angeles | 91331 | Host Customer is System Owner | 4 |  | 2011141B | Heliodyne, Inc. | HELIOPAK | HPAK 016 1 410 G 80 ACD Z | Indirect Forced Circulation (IF) | 40.17 |  | 410 001 | Glycol | Advanced Controller with a Vacation or Holiday Mode | Solar Storage and Auxiliary Tanks are separate | 80 | 1 | 1 | 55 | Z09 | [18 empty] | Los Angeles | FALSE | 37.27 |  | 2011-06-01: 2017-09-15; 2011-08-03: 2017-09-22; 2011-09-20: 2018-01-18 | 2469 | 5218 | Up-front Payment
SCG-009197 | Low Income Single Family Residential | Domestic Hot Water | Gas | Southern California Gas Company | Incentive:Paid | 4723 | 36.9 |  | 1 | 128 |  | 128 |  | 2017-09-21 14:09 | 2018-01-18 | TITANIUM POWER INC | Retrofit | San Fernando | Los Angeles | 91342 | Host Customer is System Owner | 9 |  | 30004079 | GREENoneTEC Solarindustrie GmbH | Solpal Plus | Solpal Plus L-GT | Direct Integral Collector Storage (DI) | 25.66 |  | Solpal Plus L |  |  | Solar Storage with Tankless Auxiliary Water Heater | 51 | 1 | 1 | 105 | Z09 | [18 empty] | Los Angeles | FALSE | 37.18 |  | 2011-06-01: 2017-09-15; 2011-08-03: 2017-09-21; 2011-09-20: 2018-01-18 | 2469 | 4759 | Up-front Payment
SCG-009198 | Low Income Single Family Residential | Domestic Hot Water | Gas | Southern California Gas Company | Incentive:Paid | 5166 | 36.9 |  | 1 | 140 |  | 140 |  | 2017-09-28 11:08 | 2018-01-18 | TITANIUM POWER INC | Retrofit | Pacoima | Los Angeles | 91331 | Host Customer is System Owner | 6 |  | 2011141B | Heliodyne, Inc. | HELIOPAK | HPAK 016 1 410 G 80 ACD Z | Indirect Forced Circulation (IF) | 40.17 |  | 410 001 | Glycol | Advanced Controller with a Vacation or Holiday Mode | Solar Storage and Auxiliary Tanks are separate | 80 | 1 | 1 | 75 | Z09 | [18 empty] | Los Angeles | FALSE | 37.27 |  | 2011-06-01: 2017-09-15; 2011-08-03: 2017-09-28; 2011-09-20: 2018-01-18 | 2469 | 5218 | Up-front Payment
SCG-009199 | Low Income Single Family Residential | Domestic Hot Water | Gas | Southern California Gas Company | Incentive:Paid | 4559 | 36.9 |  | 1 | 128 |  | 128 |  | 2017-09-21 14:10 | 2018-01-26 | TITANIUM POWER INC | Retrofit | Sylmar | Los Angeles | 91342 | Host Customer is System Owner | 5 |  | 30004079 | GREENoneTEC Solarindustrie GmbH | Solpal Plus | Solpal Plus L-GT | Direct Integral Collector Storage (DI) | 25.66 |  | Solpal Plus L |  |  | Solar Storage with Tankless Auxiliary Water Heater | 51 | 1 | 1 | 65 | Z09 | [18 empty] | Los Angeles | FALSE | 35.62 |  | 2011-06-01: 2017-09-15; 2011-08-03: 2017-09-21; 2011-09-20: 2018-01-26 | 2460 | 4559 | Up-front Payment
SCG-009200 | Low Income Single Family Residential | Domestic Hot Water | Gas | Southern California Gas Company | Incentive:Paid | 4723 | 36.9 |  | 1 | 128 |  | 128 |  | 2017-09-21 14:01 | 2018-01-18 | TITANIUM POWER INC | Retrofit | Pacoima | Los Angeles | 91331 | Host Customer is System Owner | 5 |  | 30004079 | GREENoneTEC Solarindustrie GmbH | Solpal Plus | Solpal Plus L-GT | Direct Integral Collector Storage (DI) | 25.66 |  | Solpal Plus L |  |  | Solar Storage with Tankless Auxiliary Water Heater | 51 | 1 | 1 | 65 | Z09 | [18 empty] | Los Angeles | FALSE | 37.18 |  | 2011-06-01: 2017-09-15; 2011-08-03: 2017-09-21; 2011-09-20: 2018-01-18 | 2469 | 4759 | Up-front Payment
SCG-009201 | Low Income Single Family Residential | Domestic Hot Water | Gas | Southern California Gas Company | Incentive:Paid | 5166 | 36.9 |  | 1 | 140 |  | 140 |  | 2017-09-22 14:18 | 2018-01-18 | TITANIUM POWER INC | Retrofit | Pacoima | Los Angeles | 91331 | Host Customer is System Owner | 4 |  | 2011141B | Heliodyne, Inc. | HELIOPAK | HPAK 016 1 410 G 80 ACD Z | Indirect Forced Circulation (IF) | 40.17 |  | 410 001 | Glycol | Advanced Controller with a Vacation or Holiday Mode | Solar Storage and Auxiliary Tanks are separate | 80 | 1 | 1 | 55 | Z09 | [18 empty] | Los Angeles | FALSE | 37.27 |  | 2011-06-01: 2017-09-15; 2011-08-03: 2017-09-22; 2011-09-20: 2018-01-18 | 2469 | 5218 | Up-front Payment
SCG-009202 | Low Income Single Family Residential | Domestic Hot Water | Gas | Southern California Gas Company | Incentive:Canceled | 4723 | 36.9 |  | 1 | 128 |  | 128 |  | 2017-10-19 14:59 |  | TITANIUM POWER INC | Retrofit | Pacoima | Los Angeles | 91331 | Host Customer is System Owner | 8 |  | 30004079 | GREENoneTEC Solarindustrie GmbH | Solpal Plus | Solpal Plus L-GT | Direct Integral Collector Storage (DI) | 25.66 |  | Solpal Plus L |  |  | Solar Storage with Tankless Auxiliary Water Heater | 51 | 1 | 1 | 95 | Z09 | [18 empty] | Los Angeles | FALSE | 37.18 |  | 2011-06-01: 2017-09-15; 2011-06-21: 2018-02-06; 2011-08-03: 2017-10-19 | 2354 | 4759 | Up-front Payment
SCG-009203 | Low Income Single Family Residential | Domestic Hot Water | Gas | Southern California Gas Company | Incentive:Paid | 4487 | 36.9 |  | 1 | 128 |  | 122 |  | 2017-09-21 13:25 | 2018-01-18 | TITANIUM POWER INC | Retrofit | North Hollywood | Los Angeles | 91605 | Host Customer is System Owner | 5 |  | 30004079 | GREENoneTEC Solarindustrie GmbH | Solpal Plus | Solpal Plus L-GT | Direct Integral Collector Storage (DI) | 25.66 |  | Solpal Plus L |  |  | Solar Storage with Tankless Auxiliary Water Heater | 51 | 1 | 0.95 | 65 | Z09 | [18 empty] | Los Angeles | FALSE | 35.62 |  | 2011-06-01: 2017-09-15; 2011-08-03: 2017-09-21; 2011-09-20: 2018-01-18 | 2469 | 4559 | Up-front Payment
SCG-009204 | Low Income Single Family Residential | Domestic Hot Water | Gas | Southern California Gas Company | Incentive:Paid | 5166 | 36.9 |  | 1 | 140 |  | 140 |  | 2017-09-22 14:20 | 2018-01-18 | TITANIUM POWER INC | Retrofit | Pacoima | Los Angeles | 91331 | Host Customer is System Owner | 5 |  | 2011141B | Heliodyne, Inc. | HELIOPAK | HPAK 016 1 410 G 80 ACD Z | Indirect Forced Circulation (IF) | 40.17 |  | 410 001 | Glycol | Advanced Controller with a Vacation or Holiday Mode | Solar Storage and Auxiliary Tanks are separate | 80 | 1 | 1 | 65 | Z09 | [18 empty] | Los Angeles | FALSE | 37.27 |  | 2011-06-01: 2017-09-15; 2011-08-03: 2017-09-22; 2011-09-20: 2018-01-18 | 2468 | 5218 | Up-front Payment
SCG-009205 | Low Income Single Family Residential | Domestic Hot Water | Gas | Southern California Gas Company | Incentive:Paid | 4723 | 36.9 |  | 1 | 128 |  | 128 |  | 2017-09-21 14:02 | 2018-02-20 | TITANIUM POWER INC | Retrofit | Sun Valley | Los Angeles | 91325 | Host Customer is System Owner | 5 |  | 30004079 | GREENoneTEC Solarindustrie GmbH | Solpal Plus | Solpal Plus L-GT | Direct Integral Collector Storage (DI) | 25.66 |  | Solpal Plus L |  |  | Solar Storage with Tankless Auxiliary Water Heater | 51 | 1 | 1 | 65 | Z09 | [18 empty] | Los Angeles | FALSE | 37.18 |  | 2011-06-01: 2017-09-15; 2011-08-03: 2017-09-21; 2011-09-20: 2018-02-20 | 2434 | 4759 | Up-front Payment
PGE-009206 | Low Income Single Family Residential | Domestic Hot Water | Gas | Pacific Gas and Electric | Incentive:Paid | 4465 | 36.9 |  | 1 | 121 |  | 121 |  | 2017-09-21 16:54 | 2017-09-29 | MERCED COUNTY COMMUNITY ACTION BOARD | Retrofit | MERCED | Merced | 95341 | Host Customer is System Owner | 4 |  | 30004214 | Alternate Energy Technologies | EAGLESUN | DBS-G2-60-40 | Indirect Forced Circulation (IF) | 41.35 |  | MSC-20 | Automatic Drainback |  | Solar Storage and Auxiliary Tanks are separate | 60 | 1 | 1 | 55 | Z12 | [18 empty] | CITY OF MERCED | FALSE | 47.23 |  | 2011-06-01: 2017-09-15; 2011-08-03: 2017-09-21; 2011-09-20: 2017-09-29 | 2567 | 5714.31 | Up-front Payment
SCG-009207 | Commercial/Multifamily Residential | Domestic Hot Water | Gas | Southern California Gas Company | Incentive:Paid | 31597 | 20.19 |  | 1 | 1565 |  | 1565 |  | 2017-10-03 12:19 | 2017-10-04 | ALL VALLEY SOLAR INC | Retrofit | Los Angeles | Los Angeles | 90027 | Host Customer is System Owner | [7 empty] | 450.45 | 40.95 |  | Drainback |  | Solar Storage and Auxiliary Tanks are separate |  | 1 | 1 | 920 | Z09 | 23 | Units | Apartments/Condos | TRB-40 | 11 | 2 | 530 | 4 | 100 | 1 | 250000 | TRUE | 135 | 140 |  |  |  |  | LADBS | FALSE | 27.64 |  | 2017-09-15 |  | 2017-10-03 | 2017-10-04 | 2017-11-07 | 2017-11-07 | 2533 | 43256 | Up-front Payment
SDG-009208 | Single Family Residential | Domestic Hot Water | Gas | San Diego Gas and Electric | Incentive:Paid | 2382 | 29.85 |  | 1 | 84 |  | 80 |  | 2017-09-16 16:10 | 2017-10-10 | SATTLER SOLAR INC | Retrofit | San Diego | San Diego | 92109 | Host Customer is System Owner | 2 |  | 30004078 | GREENoneTEC Solarindustrie GmbH | Solpal Plus | Solpal Plus L-G | Direct Integral Collector Storage (DI) | 25.66 |  | Solpal Plus L |  |  | Solar and Auxiliary Storage are the same Tank | 51 | 1 | 0.95 | 35 | Z07 | [18 empty] | City of San Diego | FALSE | 60.9 |  | 2017-09-16 | 2017-09-18 |  |  | 2017-09-16 | 2017-10-10 | 2509 | 5115.5 | Up-front Payment
SCG-009211 | Low Income Single Family Residential | Domestic Hot Water | Gas | Southern California Gas Company | Incentive:Paid | 3653 | 36.9 |  | 1 | 99 |  | 99 |  | 2017-09-21 14:29 | 2017-12-06 | TITANIUM POWER INC | Retrofit | Los Angeles | Los Angeles | 90016 | Owner/Tenant | 5 |  | 2005006K | Butler Sun Solutions, Inc. | SOLAR BUTLER | BSS-PV1-40GD | Indirect Forced Circulation (IF) | 32.84 |  | EC-32 / EC-32-0.75 | Glycol | Advanced Controller with a Vacation or Holiday Mode | Solar Storage and Auxiliary Tanks are separate | 40 | 1 | 1 | 65 | Z08 | [18 empty] | Los Angeles | FALSE | 37.46 |  | 2011-06-01: 2017-09-18; 2011-08-03: 2017-09-21; 2011-09-20: 2017-12-06 | 2496 | 3709 | Up-front Payment
SCG-009212 | Single Family Residential | Domestic Hot Water | Gas | Southern California Gas Company | Incentive:Paid | 2659 | 29.85 |  | 1 | 99 |  | 99 |  | 2017-09-21 13:59 | 2017-10-03 | TITANIUM POWER INC | Retrofit | Los Angeles | Los Angeles | 90011 | Host Customer is System Owner | 5 |  | 2005006K | Butler Sun Solutions, Inc. | SOLAR BUTLER | BSS-PV1-40GD | Indirect Forced Circulation (IF) | 32.84 |  | EC-32 / EC-32-0.75 | Glycol | Advanced Controller with a Vacation or Holiday Mode | Solar Storage and Auxiliary Tanks are separate | 40 | 1 | 1 | 65 | Z08 | [18 empty] | Los Angeles | FALSE | 26.86 |  | 2011-06-01: 2017-09-18; 2011-08-03: 2017-09-21; 2011-09-20: 2017-10-03 | 2573 | 2659 | Up-front Payment
PGE-009213 | Single Family Residential | Domestic Hot Water | Gas | Pacific Gas and Electric | Incentive:Paid | 3522 | 29.85 |  | 1 | 118 |  | 118 |  | 2017-12-22 15:34 | 2018-01-25 | INTELLIGENT GREEN SOLUTIONS CA | Retrofit | Bakersfield | Kern | 93307 | Host Customer is System Owner | 6 |  | 30004236 | SunMaxx Solar LLC | ThermoPower | VTS30-HP-G | Indirect Thermosyphon (IT) | 47.9 |  | TZ58/1800-30C | Automatic Drainback |  | Solar Storage and Auxiliary Tanks are separate | 39 | 1 | 1 | 75 | Z13 | [18 empty] | Bakersfield | FALSE | 52.88 |  | 2017-09-18 | 2017-12-28 |  |  | 2017-12-22 | 2018-01-25 | 2431 | 6240 | Up-front Payment
SCG-009214 | Low Income Single Family Residential | Domestic Hot Water | Gas | Southern California Gas Company | Incentive:Paid | 5166 | 36.9 |  | 1 | 140 |  | 140 |  | 2017-09-21 14:23 | 2018-02-12 | TITANIUM POWER INC | Retrofit | Pacoima | Los Angeles | 91331 | Host Customer is System Owner | 5 |  | 2011141B | Heliodyne, Inc. | HELIOPAK | HPAK 016 1 410 G 80 ACD Z | Indirect Forced Circulation (IF) | 40.17 |  | 410 001 | Glycol | Advanced Controller with a Vacation or Holiday Mode | Solar Storage and Auxiliary Tanks are separate | 80 | 1 | 1 | 65 | Z09 | [18 empty] | Los Angeles | FALSE | 37.27 |  | 2011-06-01: 2017-09-18; 2011-08-03: 2017-09-21; 2011-09-20: 2018-02-12 | 2446 | 5218 | Up-front Payment
SCG-009215 | Single Family Residential | Domestic Hot Water | Gas | Southern California Gas Company | Incentive:Paid | 2657 | 29.85 |  | 1 | 89 |  | 89 |  | 2017-09-21 14:25 | 2017-10-09 | TITANIUM POWER INC | Retrofit | Pacoima | Los Angeles | 91331 | Host Customer is System Owner | 5 |  | 30004078 | GREENoneTEC Solarindustrie GmbH | Solpal Plus | Solpal Plus L-G | Direct Integral Collector Storage (DI) | 25.66 |  | Solpal Plus L |  |  | Solar Storage and Auxiliary Tanks are separate | 51 | 1 | 1 | 65 | Z09 | [18 empty] | Los Angeles | FALSE | 43.36 |  | 2011-06-01: 2017-09-18; 2011-08-03: 2017-09-21; 2011-09-20: 2017-10-09 | 2566 | 3859 | Up-front Payment
SCG-009216 | Low Income Single Family Residential | Domestic Hot Water | Gas | Southern California Gas Company | Incentive:Canceled | 4723 | 36.9 |  | 1 | 128 |  | 128 |  |  |  | TITANIUM POWER INC | Retrofit | Pacoima | Los Angeles | 91331 | Host Customer is System Owner | 7 |  | 30004079 | GREENoneTEC Solarindustrie GmbH | Solpal Plus | Solpal Plus L-GT | Direct Integral Collector Storage (DI) | 25.66 |  | Solpal Plus L |  |  | Solar Storage with Tankless Auxiliary Water Heater | 51 | 1 | 1 | 85 | Z09 | [18 empty] | Los Angeles | FALSE | 37.18 |  | 2011-06-01: 2017-09-19; 2011-06-21: 2017-09-20 | 2593 | 4759 | Up-front Payment
SCG-009217 | Low Income Single Family Residential | Domestic Hot Water | Gas | Southern California Gas Company | Incentive:Canceled | 5166 | 36.9 |  | 1 | 140 |  | 140 |  | 2017-09-25 10:50 |  | TITANIUM POWER INC | Retrofit | San Fernando | Los Angeles | 91340 | Host Customer is System Owner | 6 |  | 2011141B | Heliodyne, Inc. | HELIOPAK | HPAK 016 1 410 G 80 ACD Z | Indirect Forced Circulation (IF) | 40.17 |  | 410 001 | Glycol | Advanced Controller with a Vacation or Holiday Mode | Solar Storage and Auxiliary Tanks are separate | 80 | 1 | 1 | 75 | Z09 | [18 empty] | Los Angeles | FALSE | 37.27 |  | 2011-06-01: 2017-09-19; 2011-06-21: 2018-02-06; 2011-08-03: 2017-09-25 | 2451 | 5218 | Up-front Payment
SCG-009218 | Low Income Single Family Residential | Domestic Hot Water | Gas | Southern California Gas Company | Incentive:Canceled | 4723 | 36.9 |  | 1 | 128 |  | 128 |  |  |  | TITANIUM POWER INC | Retrofit | Pacoima | Los Angeles | 91331 | Host Customer is System Owner | 9 |  | 30004079 | GREENoneTEC Solarindustrie GmbH | Solpal Plus | Solpal Plus L-GT | Direct Integral Collector Storage (DI) | 25.66 |  | Solpal Plus L |  |  | Solar Storage with Tankless Auxiliary Water Heater | 51 | 1 | 1 | 105 | Z09 | [18 empty] | Los Angeles | FALSE | 37.18 |  | 2011-06-01: 2017-09-19; 2011-06-21: 2017-09-20 | 2593 | 4759 | Up-front Payment
SCG-009219 | Commercial Pools | Pool Heating | Gas | Southern California Gas Company | Incentive:Paid | 12225 | 5 |  | 1 | 2445 |  | 2445 |  | 2017-10-18 13:38 | 2017-10-18 | REVCO SOLAR ENGINEERING INC | Retrofit | Dana Point | Orange | 92629 | Host Customer is System Owner | [7 empty] | 787.8 | 39.39 |  | Drainback |  |  |  | 1 | 1 |  | Z06 |  |  |  | 10001954 | 20 | 1 | [5 empty] | FALSE |  |  |  | SETR A503 TTR U + VFS 20-400 |  | SETR A503 TTR U + VFS 20-400 | City Of Dana Point | FALSE | 11.02 |  | 2017-09-19 |  | 2017-10-18 | 2017-10-18 | 2018-02-08 | 2018-02-23 | 2424 | 26932 | Up-front Payment
SCG-009220 | Single Family Residential - Disadvantaged Community | Domestic Hot Water | Gas | Southern California Gas Company | Incentive:Paid | 3522 | 29.85 |  | 1 | 118 |  | 118 |  | 2018-01-19 16:41 | 2018-08-20 | INTELLIGENT GREEN SOLUTIONS CA | Retrofit | Porterville | Tulare | 93257 | Owner/Tenant | 6 |  | 30004236 | SunMaxx Solar LLC | ThermoPower | VTS30-HP-G | Indirect Thermosyphon (IT) | 47.9 |  | TZ58/1800-30C | Automatic Drainback |  | Solar Storage and Auxiliary Tanks are separate | 39 | 1 | 1 | 75 | Z13 | [18 empty] | Porterville | FALSE | 52.88 |  | 2011-06-01: 2017-09-19; 2011-08-03: 2018-01-19; 2011-09-20: 2018-08-20 | 2250 | 6240 | Up-front Payment
SCG-009221 | Low Income Single Family Residential | Domestic Hot Water | Gas | Southern California Gas Company | Incentive:Canceled | 4723 | 36.9 |  | 1 | 128 |  | 128 |  |  |  | TITANIUM POWER INC | Retrofit | Pacoima | Los Angeles | 91331 | Host Customer is System Owner | 9 |  | 30004079 | GREENoneTEC Solarindustrie GmbH | Solpal Plus | Solpal Plus L-GT | Direct Integral Collector Storage (DI) | 25.66 |  | Solpal Plus L |  |  | Solar Storage with Tankless Auxiliary Water Heater | 51 | 1 | 1 | 105 | Z09 | [18 empty] | Los Angeles | FALSE | 37.18 |  | 2011-06-01: 2017-09-19; 2011-06-21: 2017-09-20 | 2593 | 4759 | Up-front Payment
PGE-009222 | Single Family Residential | Domestic Hot Water | Gas | Pacific Gas and Electric | Incentive:Paid | 3346 | 29.85 |  | 1 | 118 |  | 112 |  | 2017-12-21 14:52 | 2017-12-28 | INTELLIGENT GREEN SOLUTIONS CA | Retrofit | Bakersfield | Kern | 93313 | Host Customer is System Owner | 4 |  | 30004236 | SunMaxx Solar LLC | ThermoPower | VTS30-HP-G | Indirect Thermosyphon (IT) | 47.9 |  | TZ58/1800-30C | Automatic Drainback |  | Solar Storage and Auxiliary Tanks are separate | 39 | 1 | 0.95 | 55 | Z13 | [18 empty] | Kern | FALSE | 52.88 |  | 2011-06-01: 2017-09-19; 2011-08-03: 2017-12-21; 2011-09-20: 2017-12-28 | 2466 | 6240 | Up-front Payment
SCG-009224 | Low Income Single Family Residential | Domestic Hot Water | Gas | Southern California Gas Company | Incentive:Canceled | 4723 | 36.9 |  | 1 | 128 |  | 128 |  |  |  | TITANIUM POWER INC | Retrofit | Pacoima | Los Angeles | 91331 | Host Customer is System Owner | 6 |  | 30004079 | GREENoneTEC Solarindustrie GmbH | Solpal Plus | Solpal Plus L-GT | Direct Integral Collector Storage (DI) | 25.66 |  | Solpal Plus L |  |  | Solar Storage with Tankless Auxiliary Water Heater | 51 | 1 | 1 | 75 | Z09 | [18 empty] | Los Angeles | FALSE | 37.18 |  | 2011-06-01: 2017-09-19; 2011-06-21: 2017-09-21 | 2592 | 4759 | Up-front Payment
SCG-009225 | Low Income Single Family Residential | Domestic Hot Water | Gas | Southern California Gas Company | Incentive:Canceled | 4723 | 36.9 |  | 1 | 128 |  | 128 |  |  |  | TITANIUM POWER INC | Retrofit | Pacoima | Los Angeles | 91331 | Host Customer is System Owner | 6 |  | 30004079 | GREENoneTEC Solarindustrie GmbH | Solpal Plus | Solpal Plus L-GT | Direct Integral Collector Storage (DI) | 25.66 |  | Solpal Plus L |  |  | Solar Storage with Tankless Auxiliary Water Heater | 51 | 1 | 1 | 75 | Z09 | [18 empty] | Los Angeles | FALSE | 37.18 |  | 2011-06-01: 2017-09-19; 2011-06-21: 2017-09-20 | 2593 | 4759 | Up-front Payment
SCG-009226 | Single Family Residential | Domestic Hot Water | Gas | Southern California Gas Company | Incentive:Paid | 4366 | 29.85 |  | 1 | 184 |  | 182 |  | 2018-01-25 11:35 | 2018-01-31 | SOL RELIABLE INC | Retrofit | VAN NUYS | Los Angeles | 91406 | Host Customer is System Owner | 3 |  | 2010136E | Heliodyne, Inc. | HELIOPAK | HPAK 016 2 406 G 80 ACS F | Indirect Forced Circulation (IF) | 53.88 |  | 406 001 | Forced Circulation |  | Solar Storage with Tankless Auxiliary Water Heater | 80 | 0.99 | 1 | 45 | Z09 | [18 empty] | LADBS | FALSE | 33.97 |  | 2011-06-01: 2017-09-19; 2011-08-03: 2018-01-25; 2011-09-20: 2018-01-31 | 2458 | 6250 | Up-front Payment
SCG-009227 | Low Income Single Family Residential | Domestic Hot Water | Gas | Southern California Gas Company | Incentive:Canceled | 4723 | 36.9 |  | 1 | 128 |  | 128 |  |  |  | TITANIUM POWER INC | Retrofit | Pacoima | Los Angeles | 91331 | Host Customer is System Owner | 6 |  | 30004079 | GREENoneTEC Solarindustrie GmbH | Solpal Plus | Solpal Plus L-GT | Direct Integral Collector Storage (DI) | 25.66 |  | Solpal Plus L |  |  | Solar Storage with Tankless Auxiliary Water Heater | 51 | 1 | 1 | 75 | Z09 | [18 empty] | Los Angeles | FALSE | 37.18 |  | 2011-06-01: 2017-09-19; 2011-06-21: 2017-09-20 | 2593 | 4759 | Up-front Payment
SCG-009228 | Low Income Single Family Residential | Domestic Hot Water | Gas | Southern California Gas Company | Incentive:Canceled | 4723 | 36.9 |  | 1 | 128 |  | 128 |  | 2017-09-22 14:29 |  | TITANIUM POWER INC | Retrofit | North Hollywood | Los Angeles | 91606 | Host Customer is System Owner | 4 |  | 30004079 | GREENoneTEC Solarindustrie GmbH | Solpal Plus | Solpal Plus L-GT | Direct Integral Collector Storage (DI) | 25.66 |  | Solpal Plus L |  |  | Solar Storage with Tankless Auxiliary Water Heater | 51 | 1 | 1 | 55 | Z09 | [18 empty] | Los Angeles | FALSE | 37.18 |  | 2011-06-01: 2017-09-19; 2011-06-21: 2018-02-06; 2011-08-03: 2017-09-22 | 2451 | 4759 | Up-front Payment
SCG-009229 | Low Income Single Family Residential | Domestic Hot Water | Gas | Southern California Gas Company | Incentive:Paid | 4723 | 36.9 |  | 1 | 128 |  | 128 |  | 2017-09-22 14:28 | 2018-02-14 | TITANIUM POWER INC | Retrofit | Arleta | Los Angeles | 91331 | Host Customer is System Owner | 7 |  | 30004079 | GREENoneTEC Solarindustrie GmbH | Solpal Plus | Solpal Plus L-GT | Direct Integral Collector Storage (DI) | 25.66 |  | Solpal Plus L |  |  | Solar Storage with Tankless Auxiliary Water Heater | 51 | 1 | 1 | 85 | Z09 | [18 empty] | Los Angeles | FALSE | 37.18 |  | 2011-06-01: 2017-09-19; 2011-08-03: 2017-09-22; 2011-09-20: 2018-02-14 | 2444 | 4759 | Up-front Payment
SCG-009230 | Low Income Single Family Residential | Domestic Hot Water | Gas | Southern California Gas Company | Incentive:Canceled | 4723 | 36.9 |  | 1 | 128 |  | 128 |  |  |  | TITANIUM POWER INC | Retrofit | San Fernando | Los Angeles | 91340 | Host Customer is System Owner | 7 |  | 30004079 | GREENoneTEC Solarindustrie GmbH | Solpal Plus | Solpal Plus L-GT | Direct Integral Collector Storage (DI) | 25.66 |  | Solpal Plus L |  |  | Solar Storage with Tankless Auxiliary Water Heater | 51 | 1 | 1 | 85 | Z09 | [18 empty] | Los Angeles | FALSE | 37.18 |  | 2011-06-01: 2017-09-19; 2011-06-21: 2017-09-20 | 2593 | 4759 | Up-front Payment
SCG-009231 | Low Income Single Family Residential | Domestic Hot Water | Gas | Southern California Gas Company | Incentive:Canceled | 4723 | 36.9 |  | 1 | 128 |  | 128 |  |  |  | TITANIUM POWER INC | Retrofit | Pacoima | Los Angeles | 91331 | Host Customer is System Owner | 6 |  | 30004079 | GREENoneTEC Solarindustrie GmbH | Solpal Plus | Solpal Plus L-GT | Direct Integral Collector Storage (DI) | 25.66 |  | Solpal Plus L |  |  | Solar Storage with Tankless Auxiliary Water Heater | 51 | 1 | 1 | 75 | Z09 | [18 empty] | Los Angeles | FALSE | 37.18 |  | 2011-06-01: 2017-09-19; 2011-06-21: 2017-09-20 | 2593 | 4759 | Up-front Payment
SCG-009232 | Low Income Single Family Residential | Domestic Hot Water | Gas | Southern California Gas Company | Incentive:Paid | 4723 | 36.9 |  | 1 | 128 |  | 128 |  | 2017-09-22 14:27 | 2018-02-14 | TITANIUM POWER INC | Retrofit | Pacoima | Los Angeles | 91331 | Host Customer is System Owner | 6 |  | 30004079 | GREENoneTEC Solarindustrie GmbH | Solpal Plus | Solpal Plus L-GT | Direct Integral Collector Storage (DI) | 25.66 |  | Solpal Plus L |  |  | Solar Storage with Tankless Auxiliary Water Heater | 51 | 1 | 1 | 75 | Z09 | [18 empty] | Los Angeles | FALSE | 37.18 |  | 2011-06-01: 2017-09-19; 2011-08-03: 2017-09-22; 2011-09-20: 2018-02-14 | 2444 | 4759 | Up-front Payment
SCG-009233 | Low Income Single Family Residential | Domestic Hot Water | Gas | Southern California Gas Company | Incentive:Canceled | 4723 | 36.9 |  | 1 | 128 |  | 128 |  |  |  | TITANIUM POWER INC | Retrofit | Pacoima | Los Angeles | 91331 | Host Customer is System Owner | 7 |  | 30004079 | GREENoneTEC Solarindustrie GmbH | Solpal Plus | Solpal Plus L-GT | Direct Integral Collector Storage (DI) | 25.66 |  | Solpal Plus L |  |  | Solar Storage with Tankless Auxiliary Water Heater | 51 | 1 | 1 | 85 | Z09 | [18 empty] | Los Angeles | FALSE | 37.18 |  | 2011-06-01: 2017-09-19; 2011-06-21: 2017-09-20 | 2593 | 4759 | Up-front Payment
SCG-009234 | Low Income Single Family Residential | Domestic Hot Water | Gas | Southern California Gas Company | Incentive:Canceled | 4723 | 36.9 |  | 1 | 128 |  | 128 |  |  |  | TITANIUM POWER INC | Retrofit | San Fernando | Los Angeles | 91340 | Host Customer is System Owner | 8 |  | 30004079 | GREENoneTEC Solarindustrie GmbH | Solpal Plus | Solpal Plus L-GT | Direct Integral Collector Storage (DI) | 25.66 |  | Solpal Plus L |  |  | Solar Storage with Tankless Auxiliary Water Heater | 51 | 1 | 1 | 95 | Z09 | [18 empty] | Los Angeles | FALSE | 37.18 |  | 2011-06-01: 2017-09-19; 2011-06-21: 2017-09-20 | 2593 | 4759 | Up-front Payment
SCG-009235 | Low Income Single Family Residential | Domestic Hot Water | Gas | Southern California Gas Company | Incentive:Paid | 4723 | 36.9 |  | 1 | 128 |  | 128 |  | 2017-09-22 14:47 | 2018-01-26 | TITANIUM POWER INC | Retrofit | Pacoima | Los Angeles | 91331 | Host Customer is System Owner | 8 |  | 30004079 | GREENoneTEC Solarindustrie GmbH | Solpal Plus | Solpal Plus L-GT | Direct Integral Collector Storage (DI) | 25.66 |  | Solpal Plus L |  |  | Solar Storage with Tankless Auxiliary Water Heater | 51 | 1 | 1 | 95 | Z09 | [18 empty] | Los Angeles | FALSE | 37.18 |  | 2011-06-01: 2017-09-19; 2011-08-03: 2017-09-22; 2011-09-20: 2018-01-26 | 2461 | 4759 | Up-front Payment
SCG-009236 | Low Income Single Family Residential | Domestic Hot Water | Gas | Southern California Gas Company | Incentive:Canceled | 4487 | 36.9 |  | 1 | 128 |  | 122 |  |  |  | TITANIUM POWER INC | Retrofit | San Fernando | Los Angeles | 91340 | Host Customer is System Owner | 7 |  | 30004079 | GREENoneTEC Solarindustrie GmbH | Solpal Plus | Solpal Plus L-GT | Direct Integral Collector Storage (DI) | 25.66 |  | Solpal Plus L |  |  | Solar Storage with Tankless Auxiliary Water Heater | 51 | 1 | 0.95 | 85 | Z09 | [18 empty] | Los Angeles | FALSE | 35.23 |  | 2011-06-01: 2017-09-19; 2011-06-21: 2017-09-20 | 2593 | 4509 | Up-front Payment
SCG-009237 | Single Family Residential | Domestic Hot Water | Gas | Southern California Gas Company | Incentive:Paid | 2657 | 29.85 |  | 1 | 89 |  | 89 |  | 2017-09-27 14:00 | 2017-10-19 | TITANIUM POWER INC | Retrofit | Pacoima | Los Angeles | 91331 | Host Customer is System Owner | 5 |  | 30004078 | GREENoneTEC Solarindustrie GmbH | Solpal Plus | Solpal Plus L-G | Direct Integral Collector Storage (DI) | 25.66 |  | Solpal Plus L |  |  | Solar Storage and Auxiliary Tanks are separate | 51 | 1 | 1 | 65 | Z09 | [18 empty] | Los Angeles | FALSE | 30.54 |  | 2011-06-01: 2017-09-19; 2011-08-03: 2017-09-27; 2011-09-20: 2017-10-19 | 2533 | 2718 | Up-front Payment
SCG-009238 | Low Income Single Family Residential | Domestic Hot Water | Gas | Southern California Gas Company | Incentive:Canceled | 4723 | 36.9 |  | 1 | 128 |  | 128 |  |  |  | TITANIUM POWER INC | Retrofit | San Fernando | Los Angeles | 91340 | Host Customer is System Owner | 6 |  | 30004079 | GREENoneTEC Solarindustrie GmbH | Solpal Plus | Solpal Plus L-GT | Direct Integral Collector Storage (DI) | 25.66 |  | Solpal Plus L |  |  | Solar Storage with Tankless Auxiliary Water Heater | 51 | 1 | 1 | 75 | Z09 | [18 empty] | Los Angeles | FALSE | 37.18 |  | 2011-06-01: 2017-09-19; 2011-06-21: 2017-09-20 | 2593 | 4759 | Up-front Payment
SCG-009239 | Low Income Single Family Residential | Domestic Hot Water | Gas | Southern California Gas Company | Incentive:Canceled | 4723 | 36.9 |  | 1 | 128 |  | 128 |  |  |  | TITANIUM POWER INC | Retrofit | Pacoima | Los Angeles | 91331 | Host Customer is System Owner | 5 |  | 30004079 | GREENoneTEC Solarindustrie GmbH | Solpal Plus | Solpal Plus L-GT | Direct Integral Collector Storage (DI) | 25.66 |  | Solpal Plus L |  |  | Solar Storage with Tankless Auxiliary Water Heater | 51 | 1 | 1 | 65 | Z09 | [18 empty] | Los Angeles | FALSE | 37.18 |  | 2011-06-01: 2017-09-19 | 2594 | 4759 | Up-front Payment
SCG-009240 | Low Income Single Family Residential | Domestic Hot Water | Gas | Southern California Gas Company | Incentive:Canceled | 4723 | 36.9 |  | 1 | 128 |  | 128 |  |  |  | TITANIUM POWER INC | Retrofit | Pacoima | Los Angeles | 91331 | Host Customer is System Owner | 5 |  | 30004079 | GREENoneTEC Solarindustrie GmbH | Solpal Plus | Solpal Plus L-GT | Direct Integral Collector Storage (DI) | 25.66 |  | Solpal Plus L |  |  | Solar Storage with Tankless Auxiliary Water Heater | 51 | 1 | 1 | 65 | Z09 | [18 empty] | Los Angeles | FALSE | 37.18 |  | 2011-06-01: 2017-09-19 | 2594 | 4759 | Up-front Payment
SCG-009241 | Low Income Single Family Residential | Domestic Hot Water | Gas | Southern California Gas Company | Incentive:Paid | 4487 | 36.9 |  | 1 | 128 |  | 122 |  | 2017-09-22 14:33 | 2018-02-13 | TITANIUM POWER INC | Retrofit | San Fernando | Los Angeles | 91340 | Host Customer is System Owner | 7 |  | 30004079 | GREENoneTEC Solarindustrie GmbH | Solpal Plus | Solpal Plus L-GT | Direct Integral Collector Storage (DI) | 25.66 |  | Solpal Plus L |  |  | Solar Storage with Tankless Auxiliary Water Heater | 51 | 1 | 0.95 | 85 | Z09 | [18 empty] | Los Angeles | FALSE | 35.23 |  | 2011-06-01: 2017-09-19; 2011-08-03: 2017-09-22; 2011-09-20: 2018-02-13 | 2444 | 4509 | Up-front Payment
SCG-009242 | Low Income Single Family Residential | Domestic Hot Water | Gas | Southern California Gas Company | Incentive:Canceled | 5166 | 36.9 |  | 1 | 140 |  | 140 |  | 2017-09-22 15:11 |  | TITANIUM POWER INC | Retrofit | Pacoima | Los Angeles | 91331 | Host Customer is System Owner | 6 |  | 2011141B | Heliodyne, Inc. | HELIOPAK | HPAK 016 1 410 G 80 ACD Z | Indirect Forced Circulation (IF) | 40.17 |  | 410 001 | Glycol | Advanced Controller with a Vacation or Holiday Mode | Solar Storage and Auxiliary Tanks are separate | 80 | 1 | 1 | 75 | Z09 | [18 empty] | Los Angeles | FALSE | 37.27 |  | 2011-06-01: 2017-09-20; 2011-06-21: 2018-02-06; 2011-08-03: 2017-09-22 | 2451 | 5218 | Up-front Payment
SCG-009243 | Low Income Single Family Residential | Domestic Hot Water | Gas | Southern California Gas Company | Incentive:Canceled | 5166 | 36.9 |  | 1 | 140 |  | 140 |  |  |  | TITANIUM POWER INC | Retrofit | Pacoima | Los Angeles | 91331 | Host Customer is System Owner | 6 |  | 2011141B | Heliodyne, Inc. | HELIOPAK | HPAK 016 1 410 G 80 ACD Z | Indirect Forced Circulation (IF) | 40.17 |  | 410 001 | Glycol | Advanced Controller with a Vacation or Holiday Mode | Solar Storage and Auxiliary Tanks are separate | 80 | 1 | 1 | 75 | Z09 | [18 empty] | Los Angeles | FALSE | 37.27 |  | 2011-06-01: 2017-09-20; 2011-06-21: 2017-10-17 | 2566 | 5218 | Up-front Payment
SCG-009244 | Low Income Single Family Residential | Domestic Hot Water | Gas | Southern California Gas Company | Incentive:Canceled | 4908 | 36.9 |  | 1 | 140 |  | 133 |  | 2017-09-22 15:14 |  | TITANIUM POWER INC | Retrofit | Pacoima | Los Angeles | 91331 | Host Customer is System Owner | 7 |  | 2011141B | Heliodyne, Inc. | HELIOPAK | HPAK 016 1 410 G 80 ACD Z | Indirect Forced Circulation (IF) | 40.17 |  | 410 001 | Glycol | Advanced Controller with a Vacation or Holiday Mode | Solar Storage and Auxiliary Tanks are separate | 80 | 1 | 0.95 | 85 | Z09 | [18 empty] | Los Angeles | FALSE | 35.49 |  | 2011-06-01: 2017-09-20; 2011-06-21: 2018-02-06; 2011-08-03: 2017-09-22 | 2451 | 4968 | Up-front Payment
SCG-009245 | Low Income Single Family Residential | Domestic Hot Water | Gas | Southern California Gas Company | Incentive:Paid | 4487 | 36.9 |  | 1 | 128 |  | 122 |  | 2017-09-27 11:00 | 2017-12-08 | TITANIUM POWER INC | Retrofit | Arleta | Los Angeles | 91331 | Host Customer is System Owner | 8 |  | 30004079 | GREENoneTEC Solarindustrie GmbH | Solpal Plus | Solpal Plus L-GT | Direct Integral Collector Storage (DI) | 25.66 |  | Solpal Plus L |  |  | Solar Storage with Tankless Auxiliary Water Heater | 51 | 1 | 0.95 | 95 | Z09 | [18 empty] | Los Angeles | FALSE | 35.23 |  | 2011-06-01: 2017-09-20; 2011-08-03: 2017-09-27; 2011-09-20: 2017-12-08 | 2505 | 4509 | Up-front Payment
SCG-009246 | Low Income Single Family Residential | Domestic Hot Water | Gas | Southern California Gas Company | Incentive:Paid | 3284 | 36.9 |  | 1 | 89 |  | 89 |  | 2017-10-04 10:23 | 2018-02-16 | TITANIUM POWER INC | Retrofit | Pacoima | Los Angeles | 91331 | Host Customer is System Owner | 4 |  | 30004078 | GREENoneTEC Solarindustrie GmbH | Solpal Plus | Solpal Plus L-G | Direct Integral Collector Storage (DI) | 25.66 |  | Solpal Plus L |  |  | Solar Storage and Auxiliary Tanks are separate | 51 | 1 | 1 | 55 | Z09 | [18 empty] | Los Angeles | FALSE | 53.47 |  | 2011-06-01: 2017-09-20; 2011-08-03: 2017-10-04; 2011-09-20: 2018-02-16 | 2434 | 4759 | Up-front Payment
SCG-009247 | Low Income Single Family Residential | Domestic Hot Water | Gas | Southern California Gas Company | Incentive:Canceled | 5166 | 36.9 |  | 1 | 140 |  | 140 |  | 2017-09-22 15:16 |  | TITANIUM POWER INC | Retrofit | Pacoima | Los Angeles | 91331 | Host Customer is System Owner | 6 |  | 2011141B | Heliodyne, Inc. | HELIOPAK | HPAK 016 1 410 G 80 ACD Z | Indirect Forced Circulation (IF) | 40.17 |  | 410 001 | Glycol | Advanced Controller with a Vacation or Holiday Mode | Solar Storage and Auxiliary Tanks are separate | 80 | 1 | 1 | 75 | Z09 | [18 empty] | Los Angeles | FALSE | 37.27 |  | 2011-06-01: 2017-09-20; 2011-06-21: 2018-02-06; 2011-08-03: 2017-09-22 | 2451 | 5218 | Up-front Payment
SCG-009248 | Low Income Single Family Residential | Domestic Hot Water | Gas | Southern California Gas Company | Incentive:Canceled | 4723 | 36.9 |  | 1 | 128 |  | 128 |  | 2017-09-22 14:48 |  | TITANIUM POWER INC | Retrofit | Arleta | Los Angeles | 91331 | Host Customer is System Owner | 7 |  | 30004079 | GREENoneTEC Solarindustrie GmbH | Solpal Plus | Solpal Plus L-GT | Direct Integral Collector Storage (DI) | 25.66 |  | Solpal Plus L |  |  | Solar Storage with Tankless Auxiliary Water Heater | 51 | 1 | 1 | 85 | Z09 | [18 empty] | Los Angeles | FALSE | 37.18 |  | 2011-06-01: 2017-09-20; 2011-06-21: 2018-02-06; 2011-08-03: 2017-09-22 | 2451 | 4759 | Up-front Payment
SCG-009249 | Low Income Single Family Residential | Domestic Hot Water | Gas | Southern California Gas Company | Incentive:Canceled | 3284 | 36.9 |  | 1 | 89 |  | 89 |  | 2017-10-02 15:13 |  | TITANIUM POWER INC | Retrofit | Pacoima | Los Angeles | 91331 | Host Customer is System Owner | 5 |  | 30004078 | GREENoneTEC Solarindustrie GmbH | Solpal Plus | Solpal Plus L-G | Direct Integral Collector Storage (DI) | 25.66 |  | Solpal Plus L |  |  | Solar Storage and Auxiliary Tanks are separate | 51 | 1 | 1 | 65 | Z09 | [18 empty] | Los Angeles | FALSE | 53.47 |  | 2011-06-01: 2017-09-20; 2011-06-21: 2018-01-29; 2011-08-03: 2017-10-02 | 2462 | 4759 | Up-front Payment
SCG-009250 | Low Income Single Family Residential | Domestic Hot Water | Gas | Southern California Gas Company | Incentive:Canceled | 5166 | 36.9 |  | 1 | 140 |  | 140 |  | 2017-09-22 15:18 |  | TITANIUM POWER INC | Retrofit | Pacoima | Los Angeles | 91331 | Host Customer is System Owner | 6 |  | 2011141B | Heliodyne, Inc. | HELIOPAK | HPAK 016 1 410 G 80 ACD Z | Indirect Forced Circulation (IF) | 40.17 |  | 410 001 | Glycol | Advanced Controller with a Vacation or Holiday Mode | Solar Storage and Auxiliary Tanks are separate | 80 | 1 | 1 | 75 | Z09 | [18 empty] | Los Angeles | FALSE | 37.27 |  | 2011-06-01: 2017-09-20; 2011-06-21: 2018-02-06; 2011-08-03: 2017-09-22 | 2451 | 5218 | Up-front Payment
SCG-009251 | Low Income Single Family Residential | Domestic Hot Water | Gas | Southern California Gas Company | Incentive:Canceled | 5166 | 36.9 |  | 1 | 140 |  | 140 |  | 2017-09-25 11:14 |  | TITANIUM POWER INC | Retrofit | Pacoima | Los Angeles | 91331 | Host Customer is System Owner | 8 |  | 2011141B | Heliodyne, Inc. | HELIOPAK | HPAK 016 1 410 G 80 ACD Z | Indirect Forced Circulation (IF) | 40.17 |  | 410 001 | Glycol | Advanced Controller with a Vacation or Holiday Mode | Solar Storage and Auxiliary Tanks are separate | 80 | 1 | 1 | 95 | Z09 | [18 empty] | Los Angeles | FALSE | 37.41 |  | 2011-06-01: 2017-09-20; 2011-06-21: 2018-02-06; 2011-08-03: 2017-09-25 | 2451 | 5238 | Up-front Payment
SCG-009252 | Low Income Single Family Residential | Domestic Hot Water | Gas | Southern California Gas Company | Incentive:Paid | 4723 | 36.9 |  | 1 | 128 |  | 128 |  | 2017-09-22 14:53 | 2018-02-13 | TITANIUM POWER INC | Retrofit | Arleta | Los Angeles | 91331 | Host Customer is System Owner | 5 |  | 30004079 | GREENoneTEC Solarindustrie GmbH | Solpal Plus | Solpal Plus L-GT | Direct Integral Collector Storage (DI) | 25.66 |  | Solpal Plus L |  |  | Solar Storage with Tankless Auxiliary Water Heater | 51 | 1 | 1 | 65 | Z09 | [18 empty] | Los Angeles | FALSE | 37.18 |  | 2011-06-01: 2017-09-20; 2011-08-03: 2017-09-22; 2011-09-20: 2018-02-13 | 2444 | 4759 | Up-front Payment
SCG-009253 | Low Income Single Family Residential | Domestic Hot Water | Gas | Southern California Gas Company | Incentive:Paid | 5166 | 36.9 |  | 1 | 140 |  | 140 |  | 2017-09-22 15:09 | 2018-02-05 | TITANIUM POWER INC | Retrofit | Pacoima | Los Angeles | 91331 | Host Customer is System Owner | 6 |  | 2011141B | Heliodyne, Inc. | HELIOPAK | HPAK 016 1 410 G 80 ACD Z | Indirect Forced Circulation (IF) | 40.17 |  | 410 001 | Glycol | Advanced Controller with a Vacation or Holiday Mode | Solar Storage and Auxiliary Tanks are separate | 80 | 1 | 1 | 75 | Z09 | [18 empty] | Los Angeles | FALSE | 37.27 |  | 2011-06-01: 2017-09-20; 2011-08-03: 2017-09-22; 2011-09-20: 2018-02-05 | 2452 | 5218 | Up-front Payment
SCG-009254 | Low Income Single Family Residential | Domestic Hot Water | Gas | Southern California Gas Company | Incentive:Paid | 4723 | 36.9 |  | 1 | 128 |  | 128 |  | 2017-09-22 14:59 | 2018-02-13 | TITANIUM POWER INC | Retrofit | Pacoima | Los Angeles | 91331 | Host Customer is System Owner | 7 |  | 30004079 | GREENoneTEC Solarindustrie GmbH | Solpal Plus | Solpal Plus L-GT | Direct Integral Collector Storage (DI) | 25.66 |  | Solpal Plus L |  |  | Solar Storage with Tankless Auxiliary Water Heater | 51 | 1 | 1 | 85 | Z09 | [18 empty] | Los Angeles | FALSE | 37.18 |  | 2011-06-01: 2017-09-20; 2011-08-03: 2017-09-22; 2011-09-20: 2018-02-13 | 2444 | 4759 | Up-front Payment
SCG-009255 | Low Income Single Family Residential | Domestic Hot Water | Gas | Southern California Gas Company | Incentive:Canceled | 5166 | 36.9 |  | 1 | 140 |  | 140 |  | 2017-09-22 15:18 |  | TITANIUM POWER INC | Retrofit | Pacoima | Los Angeles | 91331 | Host Customer is System Owner | 7 |  | 2011141B | Heliodyne, Inc. | HELIOPAK | HPAK 016 1 410 G 80 ACD Z | Indirect Forced Circulation (IF) | 40.17 |  | 410 001 | Glycol | Advanced Controller with a Vacation or Holiday Mode | Solar Storage and Auxiliary Tanks are separate | 80 | 1 | 1 | 85 | Z09 | [18 empty] | Los Angeles | FALSE | 37.41 |  | 2011-06-01: 2017-09-20; 2011-06-21: 2018-02-06; 2011-08-03: 2017-09-22 | 2451 | 5238 | Up-front Payment
SCG-009256 | Low Income Single Family Residential | Domestic Hot Water | Gas | Southern California Gas Company | Incentive:Paid | 4723 | 36.9 |  | 1 | 128 |  | 128 |  | 2017-09-22 14:56 | 2017-12-06 | TITANIUM POWER INC | Retrofit | North Hollywood | Los Angeles | 91606 | Host Customer is System Owner | 5 |  | 30004079 | GREENoneTEC Solarindustrie GmbH | Solpal Plus | Solpal Plus L-GT | Direct Integral Collector Storage (DI) | 25.66 |  | Solpal Plus L |  |  | Solar Storage with Tankless Auxiliary Water Heater | 51 | 1 | 1 | 65 | Z09 | [18 empty] | Los Angeles | FALSE | 37.18 |  | 2011-06-01: 2017-09-20; 2011-08-03: 2017-09-22; 2011-09-20: 2017-12-06 | 2505 | 4759 | Up-front Payment
SCG-009257 | Low Income Single Family Residential | Domestic Hot Water | Gas | Southern California Gas Company | Incentive:Canceled | 5166 | 36.9 |  | 1 | 140 |  | 140 |  | 2017-09-22 15:20 |  | TITANIUM POWER INC | Retrofit | Pacoima | Los Angeles | 91331 | Host Customer is System Owner | 6 |  | 2011141B | Heliodyne, Inc. | HELIOPAK | HPAK 016 1 410 G 80 ACD Z | Indirect Forced Circulation (IF) | 40.17 |  | 410 001 | Glycol | Advanced Controller with a Vacation or Holiday Mode | Solar Storage and Auxiliary Tanks are separate | 80 | 1 | 1 | 75 | Z09 | [18 empty] | Los Angeles | FALSE | 37.41 |  | 2011-06-01: 2017-09-20; 2011-06-21: 2018-02-06; 2011-08-03: 2017-09-22 | 2451 | 5238 | Up-front Payment
SCG-009258 | Low Income Single Family Residential | Domestic Hot Water | Gas | Southern California Gas Company | Incentive:Canceled | 5166 | 36.9 |  | 1 | 140 |  | 140 |  | 2017-09-22 15:01 |  | TITANIUM POWER INC | Retrofit | Pacoima | Los Angeles | 91331 | Host Customer is System Owner | 8 |  | 2011141B | Heliodyne, Inc. | HELIOPAK | HPAK 016 1 410 G 80 ACD Z | Indirect Forced Circulation (IF) | 40.17 |  | 410 001 | Glycol | Advanced Controller with a Vacation or Holiday Mode | Solar Storage and Auxiliary Tanks are separate | 80 | 1 | 1 | 95 | Z09 | [18 empty] | Los Angeles | FALSE | 37.27 |  | 2011-06-01: 2017-09-20; 2011-06-21: 2018-02-06; 2011-08-03: 2017-09-22 | 2451 | 5218 | Up-front Payment
SCG-009259 | Low Income Single Family Residential | Domestic Hot Water | Gas | Southern California Gas Company | Incentive:Paid | 5166 | 36.9 |  | 1 | 140 |  | 140 |  | 2017-09-22 15:03 | 2017-12-06 | TITANIUM POWER INC | Retrofit | Pacoima | Los Angeles | 91331 | Host Customer is System Owner | 7 |  | 2011141B | Heliodyne, Inc. | HELIOPAK | HPAK 016 1 410 G 80 ACD Z | Indirect Forced Circulation (IF) | 40.17 |  | 410 001 | Glycol | Advanced Controller with a Vacation or Holiday Mode | Solar Storage and Auxiliary Tanks are separate | 80 | 1 | 1 | 85 | Z09 | [18 empty] | Los Angeles | FALSE | 37.27 |  | 2011-06-01: 2017-09-20; 2011-08-03: 2017-09-22; 2011-09-20: 2017-12-06 | 2505 | 5218 | Up-front Payment
SCG-009260 | Low Income Single Family Residential | Domestic Hot Water | Gas | Southern California Gas Company | Incentive:Paid | 4723 | 36.9 |  | 1 | 128 |  | 128 |  | 2017-09-22 14:57 | 2018-02-12 | TITANIUM POWER INC | Retrofit | Arleta | Los Angeles | 91331 | Host Customer is System Owner | 4 |  | 30004079 | GREENoneTEC Solarindustrie GmbH | Solpal Plus | Solpal Plus L-GT | Direct Integral Collector Storage (DI) | 25.66 |  | Solpal Plus L |  |  | Solar Storage with Tankless Auxiliary Water Heater | 51 | 1 | 1 | 55 | Z09 | [18 empty] | Los Angeles | FALSE | 37.18 |  | 2011-06-01: 2017-09-20; 2011-08-03: 2017-09-22; 2011-09-20: 2018-02-12 | 2446 | 4759 | Up-front Payment
SCG-009261 | Low Income Single Family Residential | Domestic Hot Water | Gas | Southern California Gas Company | Incentive:Canceled | 5166 | 36.9 |  | 1 | 140 |  | 140 |  |  |  | TITANIUM POWER INC | Retrofit | Pacoima | Los Angeles | 91331 | Host Customer is System Owner | 4 |  | 2011141B | Heliodyne, Inc. | HELIOPAK | HPAK 016 1 410 G 80 ACD Z | Indirect Forced Circulation (IF) | 40.17 |  | 410 001 | Glycol | Advanced Controller with a Vacation or Holiday Mode | Solar Storage and Auxiliary Tanks are separate | 80 | 1 | 1 | 55 | Z09 | [18 empty] | Los Angeles | FALSE | 36.91 |  | 2011-06-01: 2017-09-20; 2011-06-21: 2017-09-20 | 2593 | 5168 | Up-front Payment
SCG-009262 | Low Income Single Family Residential | Domestic Hot Water | Gas | Southern California Gas Company | Incentive:Paid | 4723 | 36.9 |  | 1 | 128 |  | 128 |  | 2017-09-27 13:53 | 2017-12-07 | TITANIUM POWER INC | Retrofit | Pacoima | Los Angeles | 91331 | Host Customer is System Owner | 7 |  | 30004079 | GREENoneTEC Solarindustrie GmbH | Solpal Plus | Solpal Plus L-GT | Direct Integral Collector Storage (DI) | 25.66 |  | Solpal Plus L |  |  | Solar Storage with Tankless Auxiliary Water Heater | 51 | 1 | 1 | 85 | Z09 | [18 empty] | Los Angeles | FALSE | 37.18 |  | 2011-06-01: 2017-09-20; 2011-08-03: 2017-09-27; 2011-09-20: 2017-12-07 | 2505 | 4759 | Up-front Payment
SCG-009263 | Low Income Single Family Residential | Domestic Hot Water | Gas | Southern California Gas Company | Incentive:Paid | 4723 | 36.9 |  | 1 | 128 |  | 128 |  | 2017-09-22 14:58 | 2017-12-06 | TITANIUM POWER INC | Retrofit | Arleta | Los Angeles | 91331 | Host Customer is System Owner | 4 |  | 30004079 | GREENoneTEC Solarindustrie GmbH | Solpal Plus | Solpal Plus L-GT | Direct Integral Collector Storage (DI) | 25.66 |  | Solpal Plus L |  |  | Solar Storage with Tankless Auxiliary Water Heater | 51 | 1 | 1 | 55 | Z09 | [18 empty] | Los Angeles | FALSE | 37.18 |  | 2011-06-01: 2017-09-20; 2011-08-03: 2017-09-22; 2011-09-20: 2017-12-06 | 2505 | 4759 | Up-front Payment
SDG-009264 | Low Income Multifamily Residential | Domestic Hot Water | Gas | San Diego Gas and Electric | Incentive:Paid | 19489 | 24.89 |  | 1 | 783 |  | 783 |  | 2017-10-12 14:24 | 2017-11-28 | PROMISE ENERGY INC | New Construction | San Diego | San Diego | 92113 | Host Customer is System Owner | [7 empty] | 200.85 | 40.17 |  | Glycol | Steam Back | Solar Storage and Auxiliary Tanks are separate |  | 1 | 1 | 1976 | Z07 | 52 | Units | Apartments/Condos | 2010115A | 5 | 1 | 345 | 3 | 470 | 2 | 300000 | TRUE | 140 | 120 |  |  |  |  | San Diego | FALSE | 72.94 |  | 2017-09-20 | 2019-12-06 | 2017-10-12 | 2017-11-28 | 2019-12-04 | 2020-02-18 | 1625 | 57108.76 | Up-front Payment
PGE-009265 | Low Income Single Family Residential | Domestic Hot Water | Gas | Pacific Gas and Electric | Incentive:Paid | 4665 | 36.9 |  | 1 | 147 |  | 126 |  | 2018-06-05 11:46 | 2018-09-04 | COMMUNITY RESOURCE PROJECT INC | Retrofit | Sacramento | Sacramento | 95815 | Host Customer is System Owner | 2 |  | 2010017C | Alternate Energy Technologies | EAGLESUN | DBS-G2-80-64 | Indirect Forced Circulation (IF) | 65.34 |  | MSC-32 | Automatic Drainback | Drainback (Water) | Solar Storage and Auxiliary Tanks are separate | 80 | 0.86 | 1 | 35 | Z12 | [18 empty] | city of sacramento | FALSE | 44.31 |  | 2017-09-20 | 2018-06-08 |  |  | 2018-06-05 | 2018-09-04 | 2234 | 6512.94 | Up-front Payment
PGE-009266 | Low Income Single Family Residential | Domestic Hot Water | Gas | Pacific Gas and Electric | Incentive:Paid | 4354 | 36.9 |  | 1 | 118 |  | 118 |  | 2017-10-16 08:36 | 2017-11-03 | SELF-HELP HOME IMPROVEMENT PROJECT | Retrofit | COTTONWOOD | Shasta | 96022 | Owner/Tenant | 4 |  | 30004214 | Alternate Energy Technologies | EAGLESUN | DBS-G2-60-40 | Indirect Forced Circulation (IF) | 41.35 |  | MSC-20 | Automatic Drainback |  | Solar Storage and Auxiliary Tanks are separate | 60 | 1 | 1 | 55 | Z11 | [18 empty] | Shasta County | FALSE | 42.61 |  | 2017-09-21 | 2017-10-18 |  |  | 2017-10-16 | 2017-11-03 | 2535 | 5027.86 | Up-front Payment
PGE-009267 | Low Income Single Family Residential | Domestic Hot Water | Gas | Pacific Gas and Electric | Incentive:Paid | 3847 | 36.9 |  | 1 | 118 |  | 104 |  | 2017-09-26 10:07 | 2017-11-17 | SELF-HELP HOME IMPROVEMENT PROJECT | Retrofit | ANDERSON | Shasta | 96007 | Host Customer is System Owner | 4 |  | 30004214 | Alternate Energy Technologies | EAGLESUN | DBS-G2-60-40 | Indirect Forced Circulation (IF) | 41.35 |  | MSC-20 | Automatic Drainback |  | Solar Storage and Auxiliary Tanks are separate | 60 | 0.93 | 0.95 | 55 | Z11 | [18 empty] | City of Anderson | FALSE | 40.37 |  | 2017-09-21 | 2017-10-03 |  |  | 2017-09-26 | 2017-11-17 | 2523 | 4763.44 | Up-front Payment
PGE-009268 | Low Income Single Family Residential | Domestic Hot Water | Gas | Pacific Gas and Electric | Incentive:Paid | 3442 | 36.9 |  | 1 | 118 |  | 93 |  | 2017-09-25 10:09 | 2017-11-17 | SELF-HELP HOME IMPROVEMENT PROJECT | Retrofit | Redding | Shasta | 96003 | Host Customer is System Owner | 4 |  | 30004214 | Alternate Energy Technologies | EAGLESUN | DBS-G2-60-40 | Indirect Forced Circulation (IF) | 41.35 |  | MSC-20 | Automatic Drainback |  | Solar Storage and Auxiliary Tanks are separate | 60 | 0.93 | 0.85 | 55 | Z11 | [18 empty] | Shasta County | FALSE | 44.27 |  | 2011-06-01: 2017-09-21; 2011-08-03: 2017-09-25; 2011-09-20: 2017-11-17 | 2523 | 5224.02 | Up-front Payment
SCG-009269 | Single Family Residential | Domestic Hot Water | Gas | Southern California Gas Company | Incentive:Paid | 4179 | 29.85 |  | 1 | 140 |  | 140 |  | 2017-09-25 10:54 | 2017-10-03 | TITANIUM POWER INC | Retrofit | Pacoima | Los Angeles | 91331 | Host Customer is System Owner | 5 |  | 2011141B | Heliodyne, Inc. | HELIOPAK | HPAK 016 1 410 G 80 ACD Z | Indirect Forced Circulation (IF) | 40.17 |  | 410 001 | Glycol | Advanced Controller with a Vacation or Holiday Mode | Solar Storage and Auxiliary Tanks are separate | 80 | 1 | 1 | 65 | Z09 | [18 empty] | Los Angeles | FALSE | 30.13 |  | 2011-06-01: 2017-09-21; 2011-08-03: 2017-09-25; 2011-09-20: 2017-10-03 | 2573 | 4218 | Up-front Payment
PGE-009270 | Single Family Residential | Domestic Hot Water | Gas | Pacific Gas and Electric | Incentive:Paid | 3112 | 29.85 |  | 1 | 118 |  | 104 |  | 2017-09-26 09:06 | 2017-10-06 | SELF-HELP HOME IMPROVEMENT PROJECT | Retrofit | REDDING | Shasta | 96002 | Owner/Tenant | 3 |  | 30004214 | Alternate Energy Technologies | EAGLESUN | DBS-G2-60-40 | Indirect Forced Circulation (IF) | 41.35 |  | MSC-20 | Automatic Drainback |  | Solar Storage and Auxiliary Tanks are separate | 60 | 0.93 | 0.95 | 45 | Z11 | [18 empty] | City of Redding | FALSE | 42.12 |  | 2017-09-21 | 2017-10-03 |  |  | 2017-09-26 | 2017-10-06 | 2546 | 4970.28 | Up-front Payment
SCG-009271 | Single Family Residential | Domestic Hot Water | Gas | Southern California Gas Company | Incentive:Paid | 4179 | 29.85 |  | 1 | 140 |  | 140 |  | 2017-09-25 11:03 | 2017-10-03 | TITANIUM POWER INC | Retrofit | Pacoima | Los Angeles | 91331 | Host Customer is System Owner | 9 |  | 2011141B | Heliodyne, Inc. | HELIOPAK | HPAK 016 1 410 G 80 ACD Z | Indirect Forced Circulation (IF) | 40.17 |  | 410 001 | Glycol | Advanced Controller with a Vacation or Holiday Mode | Solar Storage and Auxiliary Tanks are separate | 80 | 1 | 1 | 105 | Z09 | [18 empty] | Los Angeles | FALSE | 30.13 |  | 2011-06-01: 2017-09-21; 2011-08-03: 2017-09-25; 2011-09-20: 2017-10-03 | 2573 | 4218 | Up-front Payment
PGE-009272 | Low Income Single Family Residential | Domestic Hot Water | Gas | Pacific Gas and Electric | Incentive:Paid | 5050 | 36.9 |  | 1 | 147 |  | 137 |  | 2017-09-28 12:17 | 2017-11-02 | MERCED COUNTY COMMUNITY ACTION BOARD | Retrofit | MERCED | Merced | 95341 | Host Customer is System Owner | 5 |  | 2010017C | Alternate Energy Technologies | EAGLESUN | DBS-G2-80-64 | Indirect Forced Circulation (IF) | 65.34 |  | MSC-32 | Automatic Drainback |  | Solar Storage and Auxiliary Tanks are separate | 80 | 0.98 | 0.95 | 65 | Z12 | [18 empty] | CITY OF MERCED | FALSE | 51.46 |  | 2017-09-21 | 2017-10-04 |  |  | 2017-09-28 | 2017-11-02 | 2535 | 7565 | Up-front Payment
SCG-009273 | Low Income Multifamily Residential | Domestic Hot Water | Gas | Southern California Gas Company | Incentive:Paid | 92616 | 24.89 |  | 1 | 3721 |  | 3721 |  | 2017-10-09 14:47 | 2017-11-07 | PROMISE ENERGY INC | Retrofit | Los Angeles | Los Angeles | 90062 | Host Customer is System Owner | [7 empty] | 1285.44 | 40.17 |  | Glycol | Steam Back | Solar Storage and Auxiliary Tanks are separate |  | 1 | 1 | 1640 | Z08 | 41 | Units | Apartments/Condos | 2010115A | 32 | 1 | 1800 | 1 | 120 | 1 | 500000 | TRUE | 120 | 140 |  | Amatis Controls - AM-JOULE |  | Amatis Controls - AM-JOULE | LADBS | FALSE | 54.98 |  | 2017-09-21 |  | 2017-10-09 | 2017-11-07 | 2018-03-13 | 2018-06-22 | 2262 | 204569.16 | Up-front Payment
SCG-009274 | Single Family Residential | Domestic Hot Water | Gas | Southern California Gas Company | Incentive:Paid | 4179 | 29.85 |  | 1 | 140 |  | 140 |  | 2017-09-27 10:14 | 2017-10-18 | TITANIUM POWER INC | Retrofit | Pacoima | Los Angeles | 91331 | Host Customer is System Owner | 4 |  | 2011141B | Heliodyne, Inc. | HELIOPAK | HPAK 016 1 410 G 80 ACD Z | Indirect Forced Circulation (IF) | 40.17 |  | 410 001 | Glycol | Advanced Controller with a Vacation or Holiday Mode | Solar Storage and Auxiliary Tanks are separate | 80 | 1 | 1 | 55 | Z09 | [18 empty] | Los Angeles | FALSE | 30.13 |  | 2011-06-01: 2017-09-21; 2011-08-03: 2017-09-27; 2011-09-20: 2017-10-18 | 2533 | 4218 | Up-front Payment
SCG-009275 | Single Family Residential | Domestic Hot Water | Gas | Southern California Gas Company | Incentive:Paid | 3821 | 29.85 |  | 1 | 128 |  | 128 |  | 2017-09-25 11:07 | 2017-10-03 | TITANIUM POWER INC | Retrofit | Pacoima | Los Angeles | 91331 | Host Customer is System Owner | 4 |  | 30004079 | GREENoneTEC Solarindustrie GmbH | Solpal Plus | Solpal Plus L-GT | Direct Integral Collector Storage (DI) | 25.66 |  | Solpal Plus L |  |  | Solar Storage with Tankless Auxiliary Water Heater | 51 | 1 | 1 | 55 | Z09 | [18 empty] | Los Angeles | FALSE | 30.54 |  | 2011-06-01: 2017-09-21; 2011-08-03: 2017-09-25; 2011-09-20: 2017-10-03 | 2573 | 3909 | Up-front Payment
SCG-009276 | Single Family Residential - Disadvantaged Community | Domestic Hot Water | Gas | Southern California Gas Company | Incentive:Paid | 3821 | 29.85 |  | 1 | 128 |  | 128 |  | 2017-09-25 11:33 | 2018-01-25 | TITANIUM POWER INC | Retrofit | North Hollywood | Los Angeles | 91605 | Host Customer is System Owner | 5 |  | 30004079 | GREENoneTEC Solarindustrie GmbH | Solpal Plus | Solpal Plus L-GT | Direct Integral Collector Storage (DI) | 25.66 |  | Solpal Plus L |  |  | Solar Storage with Tankless Auxiliary Water Heater | 51 | 1 | 1 | 65 | Z09 | [18 empty] | Los Angeles | FALSE | 30.54 |  | 2011-06-01: 2017-09-21; 2011-08-03: 2017-09-25; 2011-09-20: 2018-01-25 | 2461 | 3909 | Up-front Payment
SCG-009277 | Single Family Residential | Domestic Hot Water | Gas | Southern California Gas Company | Incentive:Paid | 3821 | 29.85 |  | 1 | 128 |  | 128 |  | 2017-09-25 11:29 | 2017-10-03 | TITANIUM POWER INC | Retrofit | Pacoima | Los Angeles | 91331 | Host Customer is System Owner | 8 |  | 30004079 | GREENoneTEC Solarindustrie GmbH | Solpal Plus | Solpal Plus L-GT | Direct Integral Collector Storage (DI) | 25.66 |  | Solpal Plus L |  |  | Solar Storage with Tankless Auxiliary Water Heater | 51 | 1 | 1 | 95 | Z09 | [18 empty] | Los Angeles | FALSE | 30.54 |  | 2011-06-01: 2017-09-21; 2011-08-03: 2017-09-25; 2011-09-20: 2017-10-03 | 2573 | 3909 | Up-front Payment
PGE-009278 | Low Income Single Family Residential | Domestic Hot Water | Gas | Pacific Gas and Electric | Incentive:Paid | 5397 | 36.9 |  | 1 | 147 |  | 147 |  | 2017-09-27 16:19 | 2017-10-03 | MERCED COUNTY COMMUNITY ACTION BOARD | Retrofit | MERCED | Merced | 95341 | Host Customer is System Owner | 6 |  | 2010017C | Alternate Energy Technologies | EAGLESUN | DBS-G2-80-64 | Indirect Forced Circulation (IF) | 65.34 |  | MSC-32 | Automatic Drainback |  | Solar Storage and Auxiliary Tanks are separate | 80 | 1 | 1 | 75 | Z12 | [18 empty] | LIHEAP | FALSE | 57.59 |  | 2011-06-01: 2017-09-21; 2011-08-03: 2017-09-27; 2011-09-20: 2017-10-03 | 2567 | 8465 | Up-front Payment
PGE-009279 | Low Income Single Family Residential | Domestic Hot Water | Gas | Pacific Gas and Electric | Incentive:Paid | 4565 | 36.9 |  | 1 | 147 |  | 124 |  | 2017-11-27 15:47 | 2018-01-19 | MERCED COUNTY COMMUNITY ACTION BOARD | Retrofit | MERCED | Merced | 95341 | Owner/Tenant | 4 |  | 2010017C | Alternate Energy Technologies | EAGLESUN | DBS-G2-80-64 | Indirect Forced Circulation (IF) | 65.34 |  | MSC-32 | Automatic Drainback |  | Solar Storage and Auxiliary Tanks are separate | 80 | 0.99 | 0.85 | 55 | Z12 | [18 empty] | LIHEAP | FALSE | 51.46 |  | 2017-09-21 | 2017-12-01 |  |  | 2017-11-27 | 2018-01-19 | 2461 | 7565 | Up-front Payment
SCG-009280 | Commercial/Multifamily Residential | Domestic Hot Water | Gas | Southern California Gas Company | Incentive:Paid | 83405 | 20.19 |  | 1 | 4131 |  | 4131 |  | 2017-10-16 12:39 | 2017-10-23 | EVOLUTION ENERGY SOLUTIONS L L C | Retrofit | Los Angeles | Los Angeles | 90020 | Host Customer is System Owner | [7 empty] | 1146.6 | 40.95 |  | Drainback | Drainback (Water) | Solar Storage and Auxiliary Tanks are separate |  | 1 | 1 | 2166 | Z09 | 57 | Units | Apartments/Condos | TRB-40 | 28 | 1 | 2200 | 1 | 320 | 3 | 470000 | TRUE | 140 | 140 |  | SunEarth - SETR A503 TTR U + VFS 10-200 |  | SunEarth - SETR A503 TTR U + VFS 10-200 | Los Angeles | FALSE | 20.19 |  | 2017-10-13 |  | 2017-10-16 | 2017-10-23 | 2018-12-03 | 2018-12-04 | 2151 | 83405 | Up-front Payment
SCG-009282 | Low Income Single Family Residential | Domestic Hot Water | Gas | Southern California Gas Company | Incentive:Paid | 4723 | 36.9 |  | 1 | 128 |  | 128 |  | 2017-09-25 11:39 | 2017-12-07 | TITANIUM POWER INC | Retrofit | Pacoima | Los Angeles | 91331 | Host Customer is System Owner | 5 |  | 30004079 | GREENoneTEC Solarindustrie GmbH | Solpal Plus | Solpal Plus L-GT | Direct Integral Collector Storage (DI) | 25.66 |  | Solpal Plus L |  |  | Solar Storage with Tankless Auxiliary Water Heater | 51 | 1 | 1 | 65 | Z09 | [18 empty] | Los Angeles | FALSE | 37.18 |  | 2011-06-01: 2017-09-21; 2011-08-03: 2017-09-25; 2011-09-20: 2017-12-07 | 2505 | 4759 | Up-front Payment
SCG-009283 | Single Family Residential | Domestic Hot Water | Gas | Southern California Gas Company | Incentive:Paid | 4179 | 29.85 |  | 1 | 140 |  | 140 |  | 2017-09-25 14:56 | 2017-10-03 | TITANIUM POWER INC | Retrofit | Pacoima | Los Angeles | 91331 | Host Customer is System Owner | 6 |  | 2011141B | Heliodyne, Inc. | HELIOPAK | HPAK 016 1 410 G 80 ACD Z | Indirect Forced Circulation (IF) | 40.17 |  | 410 001 | Glycol | Advanced Controller with a Vacation or Holiday Mode | Solar Storage and Auxiliary Tanks are separate | 80 | 1 | 1 | 75 | Z09 | [18 empty] | Los Angeles | FALSE | 30.13 |  | 2011-06-01: 2017-09-21; 2011-08-03: 2017-09-25; 2011-09-20: 2017-10-03 | 2573 | 4218 | Up-front Payment
SCG-009284 | Single Family Residential - Disadvantaged Community | Domestic Hot Water | Gas | Southern California Gas Company | Incentive:Paid | 2994 | 29.85 |  | 1 | 118 |  | 100 |  | 2018-01-31 10:15 | 2018-08-20 | INTELLIGENT GREEN SOLUTIONS CA | Retrofit | Visalia | Tulare | 93291 | Owner/Tenant | 4 |  | 30004236 | SunMaxx Solar LLC | ThermoPower | VTS30-HP-G | Indirect Thermosyphon (IT) | 47.9 |  | TZ58/1800-30C | Automatic Drainback |  | Solar Storage and Auxiliary Tanks are separate | 39 | 1 | 0.85 | 55 | Z13 | [18 empty] | City of Visalia | FALSE | 52.88 |  | 2011-06-01: 2017-09-21; 2011-08-03: 2018-01-31; 2011-09-20: 2018-08-20 | 2250 | 6240 | Up-front Payment
PGE-009285 | Single Family Residential | Domestic Hot Water | Gas | Pacific Gas and Electric | Incentive:Paid | 2642 | 29.85 |  | 1 | 118 |  | 88 |  | 2017-12-15 08:34 | 2018-01-17 | INTELLIGENT GREEN SOLUTIONS CA | Retrofit | BAKERSFIELD | Kern | 93304 | Host Customer is System Owner | 3 |  | 30004236 | SunMaxx Solar LLC | ThermoPower | VTS30-HP-G | Indirect Thermosyphon (IT) | 47.9 |  | TZ58/1800-30C | Automatic Drainback | Steam Back | Solar Storage and Auxiliary Tanks are separate | 39 | 1 | 0.75 | 45 | Z13 | [18 empty] | Bakersfield | FALSE | 52.88 |  | 2017-09-21 | 2017-12-21 |  |  | 2017-12-15 | 2018-01-17 | 2431 | 6240 | Up-front Payment
PGE-009286 | Low Income Single Family Residential | Domestic Hot Water | Gas | Pacific Gas and Electric | Incentive:Paid | 4565 | 36.9 |  | 1 | 147 |  | 124 |  | 2017-10-05 12:32 | 2017-10-11 | MERCED COUNTY COMMUNITY ACTION BOARD | Retrofit | MERCED | Merced | 95341 | Owner/Tenant | 8 |  | 2010017C | Alternate Energy Technologies | EAGLESUN | DBS-G2-80-64 | Indirect Forced Circulation (IF) | 65.34 |  | MSC-32 | Automatic Drainback |  | Solar Storage and Auxiliary Tanks are separate | 80 | 0.99 | 0.85 | 95 | Z12 | [18 empty] | CITY OF MERCED | FALSE | 51.46 |  | 2011-06-01: 2017-09-21; 2011-08-03: 2017-10-05; 2011-09-20: 2017-10-11 | 2559 | 7565 | Up-front Payment
PGE-009288 | Commercial/Multifamily Residential | Domestic Hot Water | Gas | Pacific Gas and Electric | Incentive:Canceled | 134746 | 20.19 |  | 1 | 6952 |  | 6674 |  | 2017-09-26 13:49 | 2017-09-29 | SUN LIGHT & POWER | New Construction | San Francisco | San Francisco | 94103 | Host Customer is System Owner | [7 empty] | 2088.84 | 40.17 |  | Glycol | Pressure Stagnation Protection (PSP) | Solar Storage and Auxiliary Tanks are separate |  | 0.96 | 1 | 7400 | Z03 | 200 | Units | Apartments/Condos | 2010115A | 52 | 2 | 3200 | 1 | 500 | 5 | 2000000 | TRUE | 140 | 125 |  | Heliodyne - Delta-T Pro Ethernet |  | Heliodyne - Delta-T Pro Ethernet |  | FALSE | 37.76 |  | 2011-06-01: 2017-09-21; 2011-06-23: 2017-09-26; 2011-07-01: 2017-09-29 | 2584 | 262488 | Up-front Payment
PGE-009289 | Commercial/Multifamily Residential | Domestic Hot Water | Gas | Pacific Gas and Electric | Incentive:Paid | 64322 | 20.19 |  | 1 | 3218 |  | 3186 |  | 2017-09-21 17:01 | 2017-09-29 | SUN LIGHT & POWER | New Construction | Dublin | Alameda | 94568 | Host Customer is System Owner | [7 empty] | 1205.1 | 40.17 |  | Glycol | Pressure Stagnation Protection (PSP) | Solar Storage and Auxiliary Tanks are separate |  | 0.99 | 1 | 1905 | Z03 | 127 | Units | Hotels/Motels | 2010115A | 30 | 2 | 1950 | 1 | 476 | 4 | 1200000 | TRUE | 134 | 120 |  | Heliodyne - Delta-T Pro Ethernet |  | Heliodyne - Delta-T Pro Ethernet | City of Dublin | FALSE | 46.28 |  | 2017-09-21 |  | 2017-09-21 | 2017-09-29 | 2018-09-12 | 2018-10-18 | 2171 | 148939 | Up-front Payment
PGE-009290 | Commercial/Multifamily Residential | Domestic Hot Water | Gas | Pacific Gas and Electric | Incentive:Paid | 46841 | 20.19 |  | 1 | 2320 |  | 2320 |  | 2017-10-12 16:13 | 2017-10-17 | SUN LIGHT & POWER | New Construction | San Francisco | San Francisco | 94107 | Host Customer is System Owner | [7 empty] | 803.4 | 40.17 |  | Glycol | Pressure Stagnation Protection (PSP) | Solar Storage and Auxiliary Tanks are separate |  | 1 | 1 | 1872 | Z03 | 144 | Persons | Men's Dormitories | 2010115A | 20 | 2 | 1200 | 1 | 357 | 3 | 900000 | TRUE | 140 | 120 |  | Heliodyne - Delta-T Pro Ethernet |  | Heliodyne - Delta-T Pro Ethernet | City and County of San Francisco | FALSE | 51.72 |  | 2017-09-21 |  | 2017-10-12 | 2017-10-17 | 2018-11-28 | 2018-12-05 | 2133 | 119981 | Up-front Payment
SCG-009291 | Single Family Residential - Disadvantaged Community | Domestic Hot Water | Gas | Southern California Gas Company | Incentive:Paid | 3821 | 29.85 |  | 1 | 128 |  | 128 |  | 2017-09-25 12:05 | 2018-01-23 | TITANIUM POWER INC | Retrofit | Pacoima | Los Angeles | 91331 | Host Customer is System Owner | 5 |  | 30004079 | GREENoneTEC Solarindustrie GmbH | Solpal Plus | Solpal Plus L-GT | Direct Integral Collector Storage (DI) | 25.66 |  | Solpal Plus L |  |  | Solar Storage with Tankless Auxiliary Water Heater | 51 | 1 | 1 | 65 | Z09 | [18 empty] | Los Angeles | FALSE | 30.54 |  | 2011-06-01: 2017-09-22; 2011-08-03: 2017-09-25; 2011-09-20: 2018-01-23 | 2461 | 3909 | Up-front Payment
SCG-009292 | Single Family Residential | Domestic Hot Water | Gas | Southern California Gas Company | Incentive:Paid | 4179 | 29.85 |  | 1 | 140 |  | 140 |  | 2017-09-25 12:10 | 2017-12-13 | TITANIUM POWER INC | Retrofit | San Fernando | Los Angeles | 91340 | Host Customer is System Owner | 6 |  | 2011141B | Heliodyne, Inc. | HELIOPAK | HPAK 016 1 410 G 80 ACD Z | Indirect Forced Circulation (IF) | 40.17 |  | 410 001 | Glycol | Advanced Controller with a Vacation or Holiday Mode | Solar Storage and Auxiliary Tanks are separate | 80 | 1 | 1 | 75 | Z09 | [18 empty] | Los Angeles | FALSE | 30.13 |  | 2011-06-01: 2017-09-22; 2011-08-03: 2017-09-25; 2011-09-20: 2017-12-13 | 2496 | 4218 | Up-front Payment
SCG-009293 | Single Family Residential | Domestic Hot Water | Gas | Southern California Gas Company | Incentive:Paid | 4179 | 29.85 |  | 1 | 140 |  | 140 |  | 2017-09-25 15:15 | 2017-12-13 | TITANIUM POWER INC | Retrofit | Pacoima | Los Angeles | 91331 | Host Customer is System Owner | 7 |  | 2011141B | Heliodyne, Inc. | HELIOPAK | HPAK 016 1 410 G 80 ACD Z | Indirect Forced Circulation (IF) | 40.17 |  | 410 001 | Glycol | Advanced Controller with a Vacation or Holiday Mode | Solar Storage and Auxiliary Tanks are separate | 80 | 1 | 1 | 85 | Z09 | [18 empty] | Los Angeles | FALSE | 30.13 |  | 2011-06-01: 2017-09-22; 2011-08-03: 2017-09-25; 2011-09-20: 2017-12-13 | 2496 | 4218 | Up-front Payment
SCG-009294 | Single Family Residential | Domestic Hot Water | Gas | Southern California Gas Company | Incentive:Paid | 3821 | 29.85 |  | 1 | 128 |  | 128 |  | 2017-10-09 11:03 | 2017-10-20 | TITANIUM POWER INC | Retrofit | Pacoima | Los Angeles | 91331 | Host Customer is System Owner | 4 |  | 30004079 | GREENoneTEC Solarindustrie GmbH | Solpal Plus | Solpal Plus L-GT | Direct Integral Collector Storage (DI) | 25.66 |  | Solpal Plus L |  |  | Solar Storage with Tankless Auxiliary Water Heater | 51 | 1 | 1 | 55 | Z09 | [18 empty] | Los Angeles | FALSE | 30.54 |  | 2011-06-01: 2017-09-22; 2011-08-03: 2017-10-09; 2011-09-20: 2017-10-20 | 2549 | 3909 | Up-front Payment
SCG-009295 | Single Family Residential | Domestic Hot Water | Gas | Southern California Gas Company | Incentive:Paid | 3821 | 29.85 |  | 1 | 128 |  | 128 |  | 2017-09-27 10:21 | 2017-10-19 | TITANIUM POWER INC | Retrofit | North Hollywood | Los Angeles | 91605 | Host Customer is System Owner | 5 |  | 30004079 | GREENoneTEC Solarindustrie GmbH | Solpal Plus | Solpal Plus L-GT | Direct Integral Collector Storage (DI) | 25.66 |  | Solpal Plus L |  |  | Solar Storage with Tankless Auxiliary Water Heater | 51 | 1 | 1 | 65 | Z09 | [18 empty] | Los Angeles | FALSE | 30.54 |  | 2011-06-01: 2017-09-22; 2011-08-03: 2017-09-27; 2011-09-20: 2017-10-19 | 2533 | 3909 | Up-front Payment
SCG-009296 | Single Family Residential | Domestic Hot Water | Gas | Southern California Gas Company | Incentive:Paid | 3821 | 29.85 |  | 1 | 128 |  | 128 |  | 2017-09-25 15:13 | 2017-10-18 | TITANIUM POWER INC | Retrofit | Pacoima | Los Angeles | 91331 | Host Customer is System Owner | 6 |  | 30004079 | GREENoneTEC Solarindustrie GmbH | Solpal Plus | Solpal Plus L-GT | Direct Integral Collector Storage (DI) | 25.66 |  | Solpal Plus L |  |  | Solar Storage with Tankless Auxiliary Water Heater | 51 | 1 | 1 | 75 | Z09 | [18 empty] | Los Angeles | FALSE | 30.54 |  | 2011-06-01: 2017-09-22; 2011-08-03: 2017-09-25; 2011-09-20: 2017-10-18 | 2546 | 3909 | Up-front Payment
SCG-009297 | Single Family Residential | Domestic Hot Water | Gas | Southern California Gas Company | Incentive:Paid | 3821 | 29.85 |  | 1 | 128 |  | 128 |  | 2017-09-27 10:20 | 2017-10-19 | TITANIUM POWER INC | Retrofit | Pacoima | Los Angeles | 91331 | Host Customer is System Owner | 5 |  | 30004079 | GREENoneTEC Solarindustrie GmbH | Solpal Plus | Solpal Plus L-GT | Direct Integral Collector Storage (DI) | 25.66 |  | Solpal Plus L |  |  | Solar Storage with Tankless Auxiliary Water Heater | 50 | 1 | 1 | 65 | Z09 | [18 empty] | Los Angeles | FALSE | 30.54 |  | 2011-06-01: 2017-09-22; 2011-08-03: 2017-09-27; 2011-09-20: 2017-10-19 | 2546 | 3909 | Up-front Payment
SCG-009298 | Single Family Residential | Domestic Hot Water | Gas | Southern California Gas Company | Incentive:Paid | 4179 | 29.85 |  | 1 | 140 |  | 140 |  | 2017-09-27 10:18 | 2017-10-18 | TITANIUM POWER INC | Retrofit | San Fernando | Los Angeles | 91342 | Host Customer is System Owner | 6 |  | 2011141B | Heliodyne, Inc. | HELIOPAK | HPAK 016 1 410 G 80 ACD Z | Indirect Forced Circulation (IF) | 40.17 |  | 410 001 | Glycol | Advanced Controller with a Vacation or Holiday Mode | Solar Storage and Auxiliary Tanks are separate | 80 | 1 | 1 | 75 | Z09 | [18 empty] | Los Angeles | FALSE | 30.13 |  | 2011-06-01: 2017-09-22; 2011-08-03: 2017-09-27; 2011-09-20: 2017-10-18 | 2546 | 4218 | Up-front Payment
SCG-009299 | Commercial/Multifamily Residential | Domestic Hot Water | Gas | Southern California Gas Company | Incentive:Paid | 30992 | 20.19 |  | 1 | 1535 |  | 1535 |  | 2017-09-27 10:00 | 2017-10-04 | EVOLUTION ENERGY SOLUTIONS L L C | Retrofit | Los Angeles | Los Angeles | 90005 | Host Customer is System Owner | [7 empty] | 450.45 | 40.95 |  | Drainback | Drainback (Water) | Solar Storage and Auxiliary Tanks are separate |  | 1 | 1 | 800 | Z09 | 20 | Units | Apartments/Condos | TRB-40 | 11 | 1 | 800 | 1 | 100 | 1 | 270000 | TRUE | 140 | 140 |  |  |  |  | Los Angeles | FALSE | 20.19 |  | 2017-09-25 |  | 2017-09-27 | 2017-10-04 | 2017-12-04 | 2018-01-04 | 2482 | 30992 | Up-front Payment
SCG-009300 | Single Family Residential | Domestic Hot Water | Gas | Southern California Gas Company | Incentive:Paid | 4179 | 29.85 |  | 1 | 140 |  | 140 |  | 2017-09-25 15:10 | 2017-10-18 | TITANIUM POWER INC | Retrofit | Pacoima | Los Angeles | 91331 | Host Customer is System Owner | 7 |  | 2011141B | Heliodyne, Inc. | HELIOPAK | HPAK 016 1 410 G 80 ACD Z | Indirect Forced Circulation (IF) | 40.17 |  | 410 001 | Glycol | Advanced Controller with a Vacation or Holiday Mode | Solar Storage and Auxiliary Tanks are separate | 80 | 1 | 1 | 85 | Z09 | [18 empty] | Los Angeles | FALSE | 30.13 |  | 2011-06-01: 2017-09-22; 2011-08-03: 2017-09-25; 2011-09-20: 2017-10-18 | 2546 | 4218 | Up-front Payment
SCG-009301 | Single Family Residential | Domestic Hot Water | Gas | Southern California Gas Company | Incentive:Paid | 4179 | 29.85 |  | 1 | 140 |  | 140 |  | 2017-09-25 15:04 | 2017-10-18 | TITANIUM POWER INC | Retrofit | Pacoima | Los Angeles | 91331 | Host Customer is System Owner | 7 |  | 2011141B | Heliodyne, Inc. | HELIOPAK | HPAK 016 1 410 G 80 ACD Z | Indirect Forced Circulation (IF) | 40.17 |  | 410 001 | Glycol | Advanced Controller with a Vacation or Holiday Mode | Solar Storage and Auxiliary Tanks are separate | 80 | 1 | 1 | 85 | Z09 | [18 empty] | Los Angeles | FALSE | 30.13 |  | 2011-06-01: 2017-09-22; 2011-08-03: 2017-09-25; 2011-09-20: 2017-10-18 | 2546 | 4218 | Up-front Payment
SCG-009302 | Commercial/Multifamily Residential | Domestic Hot Water | Gas | Southern California Gas Company | Incentive:Paid | 59601 | 20.19 |  | 1 | 2952 |  | 2952 |  | 2017-09-27 09:57 | 2017-10-04 | EVOLUTION ENERGY SOLUTIONS L L C | Retrofit | Los Angeles | Los Angeles | 90004 | Host Customer is System Owner | [7 empty] | 778.05 | 40.95 |  | Drainback | Drainback (Water) | Solar Storage and Auxiliary Tanks are separate |  | 1 | 1 | 1680 | Z09 | 42 | Units | Apartments/Condos | TRB-40 | 19 | 1 | 1500 | 1 | 238 | 1 | 400000 | TRUE | 140 | 140 |  | SunEarth - SETR A503 TTR U + VFS 10-200 |  | SunEarth - SETR A503 TTR U + VFS 10-200 | Los Angeles | FALSE | 20.19 |  | 2017-09-25 |  | 2017-09-27 | 2017-10-04 | 2019-04-08 | 2019-04-17 | 2017 | 59601 | Up-front Payment
SCG-009303 | Multifamily Residential - Disadvantaged Community | Domestic Hot Water | Gas | Southern California Gas Company | Incentive:Paid | 33455 | 20.19 |  | 1 | 1657 |  | 1657 |  | 2017-09-27 10:03 | 2017-10-04 | EVOLUTION ENERGY SOLUTIONS L L C | Retrofit | Paramount | Los Angeles | 90723 | Host Customer is System Owner | [7 empty] | 450.45 | 40.95 |  | Drainback | Drainback (Water) | Solar Storage and Auxiliary Tanks are separate |  | 1 | 1 | 880 | Z08 | 22 | Units | Apartments/Condos | TRB-40 | 11 | 1 | 800 | 1 | 100 | 1 | 250000 | TRUE | 140 | 140 |  |  |  |  | Paramount | FALSE | 20.19 |  | 2017-09-25 |  | 2017-09-27 | 2017-10-04 | 2018-05-22 | 2018-05-30 | 2327 | 33455 | Up-front Payment
SCG-009304 | Single Family Residential | Domestic Hot Water | Gas | Southern California Gas Company | Incentive:Paid | 2657 | 29.85 |  | 1 | 89 |  | 89 |  | 2017-09-25 15:01 | 2017-12-13 | TITANIUM POWER INC | Retrofit | Pacoima | Los Angeles | 91331 | Host Customer is System Owner | 7 |  | 30004078 | GREENoneTEC Solarindustrie GmbH | Solpal Plus | Solpal Plus L-G | Direct Integral Collector Storage (DI) | 25.66 |  | Solpal Plus L |  |  | Solar Storage and Auxiliary Tanks are separate | 51 | 1 | 1 | 85 | Z09 | [18 empty] | Los Angeles | FALSE | 30.44 |  | 2011-06-01: 2017-09-22; 2011-08-03: 2017-09-25; 2011-09-20: 2017-12-13 | 2496 | 2709 | Up-front Payment
SCG-009305 | Single Family Residential | Domestic Hot Water | Gas | Southern California Gas Company | Incentive:Paid | 2657 | 29.85 |  | 1 | 89 |  | 89 |  | 2017-09-25 14:52 | 2017-10-03 | TITANIUM POWER INC | Retrofit | Pacoima | Los Angeles | 91331 | Host Customer is System Owner | 6 |  | 30004078 | GREENoneTEC Solarindustrie GmbH | Solpal Plus | Solpal Plus L-G | Direct Integral Collector Storage (DI) | 25.66 |  | Solpal Plus L |  |  | Solar Storage and Auxiliary Tanks are separate | 51 | 1 | 1 | 75 | Z09 | [18 empty] | Los Angeles | FALSE | 30.44 |  | 2011-06-01: 2017-09-22; 2011-08-03: 2017-09-25; 2011-09-20: 2017-10-03 | 2573 | 2709 | Up-front Payment
SCG-009306 | Commercial/Multifamily Residential | Domestic Hot Water | Gas | Southern California Gas Company | Incentive:Paid | 38381 | 20.19 |  | 1 | 1901 |  | 1901 |  | 2017-10-16 11:55 | 2017-10-23 | EVOLUTION ENERGY SOLUTIONS L L C | Retrofit | Los Angeles | Los Angeles | 90057 | Host Customer is System Owner | [7 empty] | 532.35 | 40.95 |  | Drainback | Drainback (Water) | Solar Storage and Auxiliary Tanks are separate |  | 1 | 1 | 1000 | Z09 | 25 | Units | Apartments/Condos | TRB-40 | 13 | 1 | 1000 | 1 | 100 | 1 | 270000 | TRUE | 140 | 140 |  | SunEarth - SETR A503 TTR U + VFS 10-200 |  | SunEarth - SETR A503 TTR U + VFS 10-200 | Los Angeles | FALSE | 20.19 |  | 2017-10-13 |  | 2017-10-16 | 2017-10-23 | 2019-03-06 | 2019-03-20 | 2046 | 38381 | Up-front Payment
SCG-009307 | Multifamily Residential - Disadvantaged Community | Domestic Hot Water | Gas | Southern California Gas Company | Incentive:Paid | 48900 | 20.19 |  | 1 | 2422 |  | 2422 |  | 2017-10-16 11:47 | 2017-10-23 | EVOLUTION ENERGY SOLUTIONS L L C | Retrofit | Los Angeles | Los Angeles | 90006 | Host Customer is System Owner | [7 empty] | 655.2 | 40.95 |  | Drainback |  | Solar Storage and Auxiliary Tanks are separate |  | 1 | 1 | 1320 | Z09 | 33 | Units | Apartments/Condos | TRB-40 | 16 | 1 | 1300 | 1 | 100 | 1 | 270000 | TRUE | 140 | 140 |  | SunEarth - SETR A503 TTR U + VFS 10-200 |  | SunEarth - SETR A503 TTR U + VFS 10-200 | Los Angeles | FALSE | 20.19 |  | 2017-10-13 |  | 2017-10-16 | 2017-10-23 | 2018-05-22 | 2018-05-30 | 2327 | 48900 | Up-front Payment
SCG-009308 | Multifamily Residential - Disadvantaged Community | Domestic Hot Water | Gas | Southern California Gas Company | Incentive:Paid | 48900 | 20.19 |  | 1 | 2422 |  | 2422 |  | 2017-10-19 10:35 | 2017-10-27 | EVOLUTION ENERGY SOLUTIONS L L C | Retrofit | Los Angeles | Los Angeles | 90006 | Host Customer is System Owner | [7 empty] | 655.2 | 40.95 |  | Drainback |  | Solar Storage and Auxiliary Tanks are separate |  | 1 | 1 | 1320 | Z09 | 33 | Units | Apartments/Condos | TRB-40 | 16 | 1 | 1300 | 1 | 100 | 1 | 270000 | TRUE | 140 | 140 |  | SunEarth - SETR A503 TTR U + VFS 10-200 |  | SunEarth - SETR A503 TTR U + VFS 10-200 | Los Angeles | FALSE | 20.19 |  | 2017-10-13 |  | 2017-10-19 | 2017-10-27 | 2018-01-23 | 2018-02-28 | 2423 | 48900 | Up-front Payment
SCG-009309 | Commercial/Multifamily Residential | Domestic Hot Water | Gas | Southern California Gas Company | Incentive:Paid | 44277 | 20.19 |  | 1 | 2193 |  | 2193 |  | 2017-10-16 12:22 | 2017-10-24 | EVOLUTION ENERGY SOLUTIONS L L C | Retrofit | Van Nuys | Los Angeles | 91401 | Host Customer is System Owner | [7 empty] | 573.3 | 40.95 |  | Drainback | Drainback (Water) | Solar Storage and Auxiliary Tanks are separate |  | 1 | 1 | 1280 | Z09 | 32 | Units | Apartments/Condos | TRB-40 | 14 | 1 | 1100 | 1 | 100 | 1 | 270000 | TRUE | 140 | 140 |  | SunEarth - SETR A503 TTR U + VFS 10-200 |  | SunEarth - SETR A503 TTR U + VFS 10-200 | Los Angeles | FALSE | 20.19 |  | 2017-10-12 |  | 2017-10-16 | 2017-10-24 | 2019-05-28 | 2019-06-05 | 1969 | 44277 | Up-front Payment
SCG-009310 | Commercial/Multifamily Residential | Domestic Hot Water | Gas | Southern California Gas Company | Incentive:Paid | 40804 | 20.19 |  | 1 | 2021 |  | 2021 |  | 2017-10-05 15:40 | 2017-10-13 | EVOLUTION ENERGY SOLUTIONS L L C | Retrofit | Los Angeles | Los Angeles | 90020 | Host Customer is System Owner | [7 empty] | 573.3 | 40.95 |  | Drainback | Drainback (Water) | Solar Storage and Auxiliary Tanks are separate |  | 1 | 1 | 1120 | Z09 | 28 | Units | Apartments/Condos | TRB-40 | 14 | 1 | 1100 | 1 | 100 | 1 | 270000 | TRUE | 140 | 140 |  | SunEarth - SETR A503 TTR U + VFS 10-200 |  | SunEarth - SETR A503 TTR U + VFS 10-200 | Los Angeles | FALSE | 20.19 |  | 2017-09-25 |  | 2017-10-05 | 2017-10-13 | 2018-06-01 | 2018-06-26 | 2311 | 40804 | Up-front Payment
SCG-009312 | Commercial/Multifamily Residential | Domestic Hot Water | Gas | Southern California Gas Company | Incentive:Paid | 37634 | 20.19 |  | 1 | 1864 |  | 1864 |  | 2017-10-16 12:43 | 2017-10-24 | EVOLUTION ENERGY SOLUTIONS L L C | Retrofit | Los Angeles | Los Angeles | 90020 | Host Customer is System Owner | [7 empty] | 532.35 | 40.95 |  | Drainback | Drainback (Water) | Solar Storage and Auxiliary Tanks are separate |  | 1 | 1 | 960 | Z09 | 24 | Units | Apartments/Condos | TRB-40 | 13 | 1 | 1000 | 1 | 100 | 1 | 270000 | TRUE | 140 | 140 |  | SunEarth - SETR A503 TTR U + VFS 10-200 |  | SunEarth - SETR A503 TTR U + VFS 10-200 | lo | FALSE | 20.19 |  | 2017-10-13 |  | 2017-10-16 | 2017-10-24 | 2018-02-21 | 2018-02-26 | 2424 | 37634 | Up-front Payment
SCG-009313 | Single Family Residential | Domestic Hot Water | Gas | Southern California Gas Company | Incentive:Paid | 4179 | 29.85 |  | 1 | 140 |  | 140 |  | 2017-09-25 14:58 | 2017-10-18 | TITANIUM POWER INC | Retrofit | Pacoima | Los Angeles | 91331 | Host Customer is System Owner | 7 |  | 2011141B | Heliodyne, Inc. | HELIOPAK | HPAK 016 1 410 G 80 ACD Z | Indirect Forced Circulation (IF) | 40.17 |  | 410 001 | Glycol | Advanced Controller with a Vacation or Holiday Mode | Solar Storage and Auxiliary Tanks are separate | 80 | 1 | 1 | 85 | Z09 | [18 empty] | Los Angeles | FALSE | 30.13 |  | 2011-06-01: 2017-09-22; 2011-08-03: 2017-09-25; 2011-09-20: 2017-10-18 | 2531 | 4218 | Up-front Payment
SCG-009314 | Commercial/Multifamily Residential | Domestic Hot Water | Gas | Southern California Gas Company | Incentive:Paid | 31113 | 20.19 |  | 1 | 1541 |  | 1541 |  | 2017-10-16 12:20 | 2017-10-16 | EVOLUTION ENERGY SOLUTIONS L L C | Retrofit | Los Angeles | Los Angeles | 90057 | Host Customer is System Owner | [7 empty] | 450.45 | 40.95 |  | Drainback | Drainback (Water) | Solar Storage and Auxiliary Tanks are separate |  | 1 | 1 | 800 | Z09 | 20 | Units | Apartments/Condos | TRB-40 | 11 | 1 | 800 | 1 | 100 | 1 | 270000 | TRUE | 140 | 140 |  |  |  |  | Los Angeles | FALSE | 20.19 |  | 2017-10-12 |  | 2017-10-16 | 2017-10-16 | 2020-03-04 | 2020-03-04 | 1688 | 31113 | Up-front Payment
SCG-009317 | Commercial/Multifamily Residential | Domestic Hot Water | Gas | Southern California Gas Company | Incentive:Paid | 37634 | 20.19 |  | 1 | 1864 |  | 1864 |  | 2017-10-09 10:16 | 2017-10-17 | EVOLUTION ENERGY SOLUTIONS L L C | Retrofit | Los Angeles | Los Angeles | 90020 | Host Customer is System Owner | [7 empty] | 532.35 | 40.95 |  | Drainback | Drainback (Water) | Solar Storage and Auxiliary Tanks are separate |  | 1 | 1 | 960 | Z09 | 24 | Units | Apartments/Condos | TRB-40 | 13 | 1 | 1000 | 1 | 100 | 1 | 270000 | TRUE | 140 | 140 |  | SunEarth - SETR A503 TTR U + VFS 10-200 |  | SunEarth - SETR A503 TTR U + VFS 10-200 | Los Angeles | FALSE | 20.19 |  | 2017-10-02 |  | 2017-10-09 | 2017-10-17 | 2018-02-05 | 2018-02-20 | 2424 | 37634 | Up-front Payment
SCG-009318 | Single Family Residential | Domestic Hot Water | Gas | Southern California Gas Company | Incentive:Paid | 3821 | 29.85 |  | 1 | 128 |  | 128 |  | 2017-09-27 10:16 | 2017-10-18 | TITANIUM POWER INC | Retrofit | San Fernando | Los Angeles | 91340 | Host Customer is System Owner | 7 |  | 30004079 | GREENoneTEC Solarindustrie GmbH | Solpal Plus | Solpal Plus L-GT | Direct Integral Collector Storage (DI) | 25.66 |  | Solpal Plus L |  |  | Solar Storage with Tankless Auxiliary Water Heater | 51 | 1 | 1 | 85 | Z09 | [18 empty] | Los Angeles | FALSE | 30.54 |  | 2011-06-01: 2017-09-25; 2011-08-03: 2017-09-27; 2011-09-20: 2017-10-18 | 2546 | 3909 | Up-front Payment
SCG-009319 | Low Income Single Family Residential | Domestic Hot Water | Gas | Southern California Gas Company | Incentive:Paid | 3284 | 36.9 |  | 1 | 89 |  | 89 |  | 2017-09-28 11:07 | 2018-02-14 | TITANIUM POWER INC | Retrofit | Pacoima | Los Angeles | 91331 | Host Customer is System Owner | 6 |  | 30004078 | GREENoneTEC Solarindustrie GmbH | Solpal Plus | Solpal Plus L-G | Direct Integral Collector Storage (DI) | 25.66 |  | Solpal Plus L |  |  | Solar Storage and Auxiliary Tanks are separate | 51 | 1 | 1 | 75 | Z09 | [18 empty] | Los Angeles | FALSE | 37.74 |  | 2011-06-01: 2017-09-25; 2011-08-03: 2017-09-28; 2011-09-20: 2018-02-14 | 2444 | 3359 | Up-front Payment
SCG-009320 | Single Family Residential | Domestic Hot Water | Gas | Southern California Gas Company | Incentive:Paid | 3821 | 29.85 |  | 1 | 128 |  | 128 |  | 2017-09-28 11:02 | 2017-10-27 | TITANIUM POWER INC | Retrofit | San Fernando | Los Angeles | 91340 | Host Customer is System Owner | 6 |  | 30004079 | GREENoneTEC Solarindustrie GmbH | Solpal Plus | Solpal Plus L-GT | Direct Integral Collector Storage (DI) | 25.66 |  | Solpal Plus L |  |  | Solar Storage with Tankless Auxiliary Water Heater | 51 | 1 | 1 | 75 | Z09 | [18 empty] | Los Angeles | FALSE | 30.34 |  | 2011-06-01: 2017-09-25; 2011-08-03: 2017-09-28; 2011-09-20: 2017-10-27 | 2532 | 3884 | Up-front Payment
PGE-009321 | Low Income Single Family Residential | Domestic Hot Water | Gas | Pacific Gas and Electric | Incentive:Paid | 4095 | 36.9 |  | 1 | 118 |  | 111 |  | 2017-09-25 10:44 | 2017-10-03 | SELF-HELP HOME IMPROVEMENT PROJECT | Retrofit | Anderson | Shasta | 96007 | Host Customer is System Owner | 4 |  | 30004214 | Alternate Energy Technologies | EAGLESUN | DBS-G2-60-40 | Indirect Forced Circulation (IF) | 41.35 |  | MSC-20 | Automatic Drainback |  | Solar Storage and Auxiliary Tanks are separate | 60 | 0.99 | 0.95 | 55 | Z11 | [18 empty] | City of Anderson | FALSE | 43.13 |  | 2011-06-01: 2017-09-25; 2011-08-03: 2017-09-25; 2011-09-20: 2017-10-03 | 2567 | 5089.41 | Up-front Payment
SCG-009322 | Low Income Single Family Residential | Domestic Hot Water | Gas | Southern California Gas Company | Incentive:Canceled | 5166 | 36.9 |  | 1 | 140 |  | 140 |  | 2017-09-28 11:17 |  | TITANIUM POWER INC | Retrofit | Pacoimaa | Los Angeles | 91331 | Host Customer is System Owner | 7 |  | 2011141B | Heliodyne, Inc. | HELIOPAK | HPAK 016 1 410 G 80 ACD Z | Indirect Forced Circulation (IF) | 40.17 |  | 410 001 | Glycol | Advanced Controller with a Vacation or Holiday Mode | Solar Storage and Auxiliary Tanks are separate | 80 | 1 | 1 | 85 | Z09 | [18 empty] | Los Angeles | FALSE | 37.27 |  | 2011-06-01: 2017-09-25; 2011-06-21: 2018-02-06; 2011-08-03: 2017-09-28 | 2410 | 5218 | Up-front Payment
SCG-009323 | Low Income Single Family Residential | Domestic Hot Water | Gas | Southern California Gas Company | Incentive:Canceled | 4723 | 36.9 |  | 1 | 128 |  | 128 |  | 2017-09-28 11:04 |  | TITANIUM POWER INC | Retrofit | Pacoima | Los Angeles | 91331 | Host Customer is System Owner | 5 |  | 30004079 | GREENoneTEC Solarindustrie GmbH | Solpal Plus | Solpal Plus L-GT | Direct Integral Collector Storage (DI) | 25.66 |  | Solpal Plus L |  |  | Solar Storage with Tankless Auxiliary Water Heater | 51 | 1 | 1 | 65 | Z09 | [18 empty] | Los Angeles | FALSE | 37.18 |  | 2011-06-01: 2017-09-25; 2011-06-21: 2018-02-06; 2011-08-03: 2017-09-28 | 2451 | 4759 | Up-front Payment
PGE-009324 | Commercial/Multifamily Residential | Domestic Hot Water | Gas | Pacific Gas and Electric | Incentive:Paid | 45872 | 20.19 |  | 1 | 2272 |  | 2272 |  | 2017-09-26 14:21 | 2017-09-29 | SUN LIGHT & POWER | Retrofit | Pleasant Hill | Contra Costa | 94523 | Host Customer is System Owner | [7 empty] | 803.4 | 40.17 |  | Glycol | Pressure Stagnation Protection (PSP) | Solar Storage and Auxiliary Tanks are separate |  | 1 | 1 | 2014 | Z03 | 53 | Units | Apartments/Condos | 2010115A | 20 | 2 | 1625 | 1 | 300 | 1 | 900000 | FALSE | 170 | 120 |  | Heliodyne - Delta-T Pro Ethernet |  | Heliodyne - Delta-T Pro Ethernet | City of Pleasant Hill | FALSE | 41.32 |  | 2017-09-25 |  | 2017-09-26 | 2017-09-29 | 2017-10-26 | 2017-11-03 | 2535 | 93884 | Up-front Payment
SCG-009325 | Single Family Residential | Domestic Hot Water | Gas | Southern California Gas Company | Incentive:Paid | 3821 | 29.85 |  | 1 | 128 |  | 128 |  | 2017-09-28 10:30 | 2017-10-27 | TITANIUM POWER INC | Retrofit | Pacoima | Los Angeles | 91331 | Host Customer is System Owner | 4 |  | 30004079 | GREENoneTEC Solarindustrie GmbH | Solpal Plus | Solpal Plus L-GT | Direct Integral Collector Storage (DI) | 25.66 |  | Solpal Plus L |  |  | Solar Storage with Tankless Auxiliary Water Heater | 51 | 1 | 1 | 55 | Z09 | [18 empty] | Los Angeles | FALSE | 30.54 |  | 2011-06-01: 2017-09-25; 2011-08-03: 2017-09-28; 2011-09-20: 2017-10-27 | 2532 | 3909 | Up-front Payment
SCG-009326 | Commercial/Multifamily Residential | Domestic Hot Water | Gas | Southern California Gas Company | Incentive:Paid | 31880 | 20.19 |  | 1 | 1579 |  | 1579 |  | 2017-10-16 12:46 | 2017-10-16 | EVOLUTION ENERGY SOLUTIONS L L C | Retrofit | Los Angeles | Los Angeles | 90026 | Host Customer is System Owner | [7 empty] | 450.45 | 40.95 |  | Drainback | Drainback (Water) | Solar Storage and Auxiliary Tanks are separate |  | 1 | 1 | 840 | Z09 | 20 | Units | Apartments/Condos | TRB-40 | 11 | 1 | 800 | 1 | 100 | 1 | 270000 | TRUE | 140 | 140 |  |  |  |  | Los Angeles | FALSE | 20.19 |  | 2017-10-13 |  | 2017-10-16 | 2017-10-16 | 2019-07-11 | 2019-07-22 | 1921 | 31880 | Up-front Payment
SCG-009327 | Single Family Residential | Domestic Hot Water | Gas | Southern California Gas Company | Incentive:Paid | 3821 | 29.85 |  | 1 | 128 |  | 128 |  | 2017-09-28 10:57 | 2017-10-27 | TITANIUM POWER INC | Retrofit | Pacoima | Los Angeles | 91331 | Host Customer is System Owner | 7 |  | 30004079 | GREENoneTEC Solarindustrie GmbH | Solpal Plus | Solpal Plus L-GT | Direct Integral Collector Storage (DI) | 25.66 |  | Solpal Plus L |  |  | Solar Storage with Tankless Auxiliary Water Heater | 51 | 1 | 1 | 85 | Z09 | [18 empty] | Los Angeles | FALSE | 30.54 |  | 2011-06-01: 2017-09-25; 2011-08-03: 2017-09-28; 2011-09-20: 2017-10-27 | 2532 | 3909 | Up-front Payment
SCG-009328 | Single Family Residential | Domestic Hot Water | Gas | Southern California Gas Company | Incentive:Paid | 2657 | 29.85 |  | 1 | 89 |  | 89 |  | 2017-09-28 10:55 | 2017-12-13 | TITANIUM POWER INC | Retrofit | Pacoima | Los Angeles | 91331 | Host Customer is System Owner | 6 |  | 30004078 | GREENoneTEC Solarindustrie GmbH | Solpal Plus | Solpal Plus L-G | Direct Integral Collector Storage (DI) | 25.66 |  | Solpal Plus L |  |  | Solar Storage and Auxiliary Tanks are separate | 51 | 1 | 1 | 75 | Z09 | [18 empty] | Los Angeles | FALSE | 30.44 |  | 2011-06-01: 2017-09-25; 2011-08-03: 2017-09-28; 2011-09-20: 2017-12-13 | 2496 | 2709 | Up-front Payment
SCG-009329 | Single Family Residential | Domestic Hot Water | Gas | Southern California Gas Company | Incentive:Paid | 3630 | 29.85 |  | 1 | 128 |  | 122 |  | 2017-10-02 13:41 | 2017-10-30 | TITANIUM POWER INC | Retrofit | North Hollywood | Los Angeles | 91606 | Host Customer is System Owner | 6 |  | 30004079 | GREENoneTEC Solarindustrie GmbH | Solpal Plus | Solpal Plus L-GT | Direct Integral Collector Storage (DI) | 25.66 |  | Solpal Plus L |  |  | Solar Storage with Tankless Auxiliary Water Heater | 51 | 1 | 0.95 | 75 | Z09 | [18 empty] | Los Angeles | FALSE | 28.98 |  | 2011-06-01: 2017-09-25; 2011-08-03: 2017-10-02; 2011-09-20: 2017-10-30 | 2530 | 3709 | Up-front Payment
SCG-009330 | Commercial/Multifamily Residential | Domestic Hot Water | Gas | Southern California Gas Company | Incentive:Paid | 96932 | 20.19 |  | 1 | 4801 |  | 4801 |  | 2017-10-09 10:13 | 2017-10-17 | EVOLUTION ENERGY SOLUTIONS L L C | Retrofit | Los Angeles | Los Angeles | 90020 | Host Customer is System Owner | [7 empty] | 1310.4 | 40.95 |  | Drainback | Drainback (Water) | Solar Storage and Auxiliary Tanks are separate |  | 1 | 1 | 2508 | Z09 | 66 | Units | Apartments/Condos | TRB-40 | 32 | 1 | 3000 | 2 | 319 | 3 | 540000 | TRUE | 140 | 140 |  | SunEarth - SETR A503 TTR U + VFS 10-200 |  | SunEarth - SETR A503 TTR U + VFS 10-200 | Los Angeles | FALSE | 20.19 |  | 2017-10-02 |  | 2017-10-09 | 2017-10-17 | 2018-08-21 | 2018-08-29 | 2248 | 96932 | Up-front Payment
SCG-009331 | Commercial/Multifamily Residential | Domestic Hot Water | Gas | Southern California Gas Company | Incentive:Paid | 31133 | 20.19 |  | 1 | 1542 |  | 1542 |  | 2017-10-09 10:12 | 2017-10-12 | EVOLUTION ENERGY SOLUTIONS L L C | Retrofit | Los Angeles | Los Angeles | 90020 | Host Customer is System Owner | [7 empty] | 450.45 | 40.95 |  | Drainback | Drainback (Water) | Solar Storage and Auxiliary Tanks are separate |  | 1 | 1 | 800 | Z09 | 20 | Units | Apartments/Condos | TRB-40 | 11 | 1 | 800 | 1 | 100 | 1 | 270000 | TRUE | 140 | 140 |  |  |  |  | Los Angeles | FALSE | 20.19 |  | 2017-10-02 |  | 2017-10-09 | 2017-10-12 | 2017-11-20 | 2017-11-22 | 2482 | 31133 | Up-front Payment
SCG-009332 | Single Family Residential | Domestic Hot Water | Gas | Southern California Gas Company | Incentive:Paid | 3821 | 29.85 |  | 1 | 128 |  | 128 |  | 2017-09-28 11:00 | 2017-10-27 | TITANIUM POWER INC | Retrofit | Arleta | Los Angeles | 91331 | Host Customer is System Owner | 4 |  | 30004079 | GREENoneTEC Solarindustrie GmbH | Solpal Plus | Solpal Plus L-GT | Direct Integral Collector Storage (DI) | 25.66 |  | Solpal Plus L |  |  | Solar Storage with Tankless Auxiliary Water Heater | 51 | 1 | 1 | 55 | Z09 | [18 empty] | Los Angeles | FALSE | 30.34 |  | 2011-06-01: 2017-09-25; 2011-08-03: 2017-09-28; 2011-09-20: 2017-10-27 | 2532 | 3884 | Up-front Payment
SCG-009333 | Commercial/Multifamily Residential | Domestic Hot Water | Gas | Southern California Gas Company | Incentive:Paid | 42197 | 20.19 |  | 1 | 2090 |  | 2090 |  | 2017-10-09 10:07 | 2017-10-17 | EVOLUTION ENERGY SOLUTIONS L L C | Retrofit | Los Angeles | Los Angeles | 90020 | Host Customer is System Owner | [7 empty] | 573.3 | 40.95 |  | Drainback | Drainback (Water) | Solar Storage and Auxiliary Tanks are separate |  | 1 | 1 | 1120 | Z09 | 32 | Units | Apartments/Condos | TRB-40 | 14 | 1 | 1100 | 1 | 100 | 1 | 250000 | TRUE | 140 | 140 |  | SunEarth - SETR A503 TTR U + VFS 10-200 |  | SunEarth - SETR A503 TTR U + VFS 10-200 | Los Angeles | FALSE | 20.19 |  | 2017-10-02 |  | 2017-10-09 | 2017-10-17 | 2019-03-06 | 2019-03-11 | 2055 | 42197 | Up-front Payment
SCG-009334 | Single Family Residential - Disadvantaged Community | Domestic Hot Water | Gas | Southern California Gas Company | Incentive:Paid | 3821 | 29.85 |  | 1 | 128 |  | 128 |  | 2017-10-02 13:28 | 2017-12-27 | TITANIUM POWER INC | Retrofit | Pacoima | Los Angeles | 91331 | Host Customer is System Owner | 8 |  | 30004079 | GREENoneTEC Solarindustrie GmbH | Solpal Plus | Solpal Plus L-GT | Direct Integral Collector Storage (DI) | 25.66 |  | Solpal Plus L |  |  | Solar Storage with Tankless Auxiliary Water Heater | 51 | 1 | 1 | 95 | Z09 | [18 empty] | Los Angeles | FALSE | 30.34 |  | 2011-06-01: 2017-09-25; 2011-08-03: 2017-10-02; 2011-09-20: 2017-12-27 | 2466 | 3884 | Up-front Payment
SCG-009335 | Single Family Residential | Domestic Hot Water | Gas | Southern California Gas Company | Incentive:Paid | 3821 | 29.85 |  | 1 | 128 |  | 128 |  | 2017-09-28 11:01 | 2017-10-27 | TITANIUM POWER INC | Retrofit | Pacoima | Los Angeles | 91331 | Host Customer is System Owner | 6 |  | 30004079 | GREENoneTEC Solarindustrie GmbH | Solpal Plus | Solpal Plus L-GT | Direct Integral Collector Storage (DI) | 25.66 |  | Solpal Plus L |  |  | Solar Storage with Tankless Auxiliary Water Heater | 51 | 1 | 1 | 75 | Z09 | [18 empty] | Los Angeles | FALSE | 30.34 |  | 2011-06-01: 2017-09-25; 2011-08-03: 2017-09-28; 2011-09-20: 2017-10-27 | 2532 | 3884 | Up-front Payment
SCG-009336 | Single Family Residential | Domestic Hot Water | Gas | Southern California Gas Company | Incentive:Paid | 3821 | 29.85 |  | 1 | 128 |  | 128 |  | 2017-09-27 10:22 | 2017-10-18 | TITANIUM POWER INC | Retrofit | San Fernando | Los Angeles | 91340 | Host Customer is System Owner | 6 |  | 30004079 | GREENoneTEC Solarindustrie GmbH | Solpal Plus | Solpal Plus L-GT | Direct Integral Collector Storage (DI) | 25.66 |  | Solpal Plus L |  |  | Solar Storage with Tankless Auxiliary Water Heater | 51 | 1 | 1 | 75 | Z09 | [18 empty] | Los Angeles | FALSE | 30.34 |  | 2011-06-01: 2017-09-25; 2011-08-03: 2017-09-27; 2011-09-20: 2017-10-18 | 2546 | 3884 | Up-front Payment
SCG-009337 | Commercial/Multifamily Residential | Domestic Hot Water | Gas | Southern California Gas Company | Incentive:Paid | 63154 | 20.19 |  | 1 | 3128 |  | 3128 |  | 2017-10-16 11:58 | 2017-10-25 | EVOLUTION ENERGY SOLUTIONS L L C | Retrofit | Lomita | Los Angeles | 90717 | Host Customer is System Owner | [7 empty] | 819 | 40.95 |  | Drainback | Drainback (Water) | Solar Storage and Auxiliary Tanks are separate |  | 1 | 1 | 1880 | Z06 | 47 | Units | Apartments/Condos | TRB-40 | 20 | 1 | 1500 | 1 | 200 | 2 | 540000 | TRUE | 140 | 140 |  | SunEarth - SETR A503 TTR U + VFS 10-200 |  | SunEarth - SETR A503 TTR U + VFS 10-200 | Lomita | FALSE | 20.19 |  | 2017-10-12 |  | 2017-10-16 | 2017-10-25 | 2019-07-11 | 2019-07-12 | 1928 | 63154 | Up-front Payment
SCG-009338 | Commercial/Multifamily Residential | Domestic Hot Water | Gas | Southern California Gas Company | Incentive:Paid | 42197 | 20.19 |  | 1 | 2090 |  | 2090 |  | 2017-10-09 10:04 | 2017-10-18 | EVOLUTION ENERGY SOLUTIONS L L C | Retrofit | Los Angeles | Los Angeles | 90020 | Host Customer is System Owner | [7 empty] | 573.3 | 40.95 |  | Drainback | Drainback (Water) | Solar Storage and Auxiliary Tanks are separate |  | 1 | 1 | 1120 | Z09 | 28 | Units | Apartments/Condos | TRB-40 | 14 | 1 | 1100 | 1 | 100 | 1 | 270000 | TRUE | 140 | 140 |  | SunEarth - SETR A503 TTR U + VFS 10-200 |  | SunEarth - SETR A503 TTR U + VFS 10-200 | Los Angeles | FALSE | 20.19 |  | 2017-10-02 |  | 2017-10-09 | 2017-10-18 | 2018-05-22 | 2018-05-30 | 2327 | 42197 | Up-front Payment
SCG-009339 | Single Family Residential | Domestic Hot Water | Gas | Southern California Gas Company | Incentive:Paid | 3821 | 29.85 |  | 1 | 128 |  | 128 |  | 2017-10-19 14:50 | 2017-10-23 | TITANIUM POWER INC | Retrofit | San Fernando | Los Angeles | 91342 | Host Customer is System Owner | 5 |  | 30004079 | GREENoneTEC Solarindustrie GmbH | Solpal Plus | Solpal Plus L-GT | Direct Integral Collector Storage (DI) | 25.66 |  | Solpal Plus L |  |  | Solar Storage with Tankless Auxiliary Water Heater | 51 | 1 | 1 | 65 | Z09 | [18 empty] | Los Angeles | FALSE | 30.54 |  | 2011-06-01: 2017-09-26; 2011-08-03: 2017-10-19; 2011-09-20: 2017-10-23 | 2549 | 3909 | Up-front Payment
SCG-009340 | Single Family Residential | Domestic Hot Water | Gas | Southern California Gas Company | Incentive:Paid | 3821 | 29.85 |  | 1 | 128 |  | 128 |  | 2017-09-28 11:26 | 2017-10-27 | TITANIUM POWER INC | Retrofit | San Fernando | Los Angeles | 91340 | Host Customer is System Owner | 6 |  | 30004079 | GREENoneTEC Solarindustrie GmbH | Solpal Plus | Solpal Plus L-GT | Direct Integral Collector Storage (DI) | 25.66 |  | Solpal Plus L |  |  | Solar Storage with Tankless Auxiliary Water Heater | 51 | 1 | 1 | 75 | Z09 | [18 empty] | Los Angeles | FALSE | 30.34 |  | 2011-06-01: 2017-09-26; 2011-08-03: 2017-09-28; 2011-09-20: 2017-10-27 | 2532 | 3884 | Up-front Payment
SCG-009341 | Commercial/Multifamily Residential | Domestic Hot Water | Gas | Southern California Gas Company | Reservation:Canceled | 44943 | 17.16 |  | 2 | 2226 |  | 2226 |  |  |  | EVOLUTION ENERGY SOLUTIONS L L C | Retrofit | Hollywood | Los Angeles | 90028 | Host Customer is System Owner | [7 empty] | 614.25 | 40.95 |  | Drainback | Drainback (Water) | Solar Storage and Auxiliary Tanks are separate |  | 1 | 1 | 1120 | Z09 | 28 | Units | Apartments/Condos | TRB-40 | 15 | 1 | 2400 | 2 | 334 | 3 | 270000 | TRUE | 140 | 140 |  | SunEarth - SETR A503 TTR U + VFS 10-200 |  | SunEarth - SETR A503 TTR U + VFS 10-200 |  | FALSE | 20.19 | [7 empty] | 0 | 44943 | Up-front Payment
SCG-009342 | Single Family Residential | Domestic Hot Water | Gas | Southern California Gas Company | Incentive:Paid | 3821 | 29.85 |  | 1 | 128 |  | 128 |  | 2017-09-28 15:30 | 2017-10-27 | TITANIUM POWER INC | Retrofit | Pacoima | Los Angeles | 91331 | Host Customer is System Owner | 9 |  | 30004079 | GREENoneTEC Solarindustrie GmbH | Solpal Plus | Solpal Plus L-GT | Direct Integral Collector Storage (DI) | 25.66 |  | Solpal Plus L |  |  | Solar Storage with Tankless Auxiliary Water Heater | 51 | 1 | 1 | 105 | Z09 | [18 empty] | Los Angeles | FALSE | 30.54 |  | 2011-06-01: 2017-09-26; 2011-08-03: 2017-09-28; 2011-09-20: 2017-10-27 | 2496 | 3909 | Up-front Payment
SCG-009343 | Single Family Residential | Domestic Hot Water | Gas | Southern California Gas Company | Incentive:Paid | 3821 | 29.85 |  | 1 | 128 |  | 128 |  | 2017-09-28 10:58 | 2017-10-27 | TITANIUM POWER INC | Retrofit | Pacoima | Los Angeles | 91331 | Host Customer is System Owner | 5 |  | 30004079 | GREENoneTEC Solarindustrie GmbH | Solpal Plus | Solpal Plus L-GT | Direct Integral Collector Storage (DI) | 25.66 |  | Solpal Plus L |  |  | Solar Storage with Tankless Auxiliary Water Heater | 51 | 1 | 1 | 65 | Z09 | [18 empty] | Los Angeles | FALSE | 30.54 |  | 2011-06-01: 2017-09-26; 2011-08-03: 2017-09-28; 2011-09-20: 2017-10-27 | 2532 | 3909 | Up-front Payment
SCG-009344 | Multifamily Residential - Disadvantaged Community | Domestic Hot Water | Gas | Southern California Gas Company | Incentive:Paid | 51565 | 20.19 |  | 1 | 2554 |  | 2554 |  | 2017-10-18 08:31 | 2017-10-23 | EVOLUTION ENERGY SOLUTIONS L L C | Retrofit | Hollywood | Los Angeles | 90028 | Host Customer is System Owner | [7 empty] | 778.05 | 40.95 |  | Drainback | Drainback (Water) | Solar Storage and Auxiliary Tanks are separate |  | 1 | 1 | 1520 | Z09 | 38 | Units | Apartments/Condos | TRB-40 | 19 | 1 | 975 | 1 | 330 | 3 | 270000 | TRUE | 140 | 140 |  | SunEarth - SETR A503 TTR U + VFS 10-200 |  | SunEarth - SETR A503 TTR U + VFS 10-200 | Los Angeles | FALSE | 20.19 |  | 2017-10-16 |  | 2017-10-18 | 2017-10-23 | 2018-02-20 | 2018-02-26 | 2424 | 51565 | Up-front Payment
SCG-009345 | Single Family Residential | Domestic Hot Water | Gas | Southern California Gas Company | Incentive:Paid | 2657 | 29.85 |  | 1 | 89 |  | 89 |  | 2017-10-19 14:51 | 2017-11-02 | TITANIUM POWER INC | Retrofit | San Fernando | Los Angeles | 91340 | Host Customer is System Owner | 8 |  | 30004078 | GREENoneTEC Solarindustrie GmbH | Solpal Plus | Solpal Plus L-G | Direct Integral Collector Storage (DI) | 25.66 |  | Solpal Plus L |  |  | Solar Storage and Auxiliary Tanks are separate | 51 | 1 | 1 | 95 | Z09 | [18 empty] | Los Angeles | FALSE | 30.44 |  | 2011-06-01: 2017-09-26; 2011-08-03: 2017-10-19; 2011-09-20: 2017-11-02 | 2532 | 2709 | Up-front Payment
SCG-009346 | Single Family Residential | Domestic Hot Water | Gas | Southern California Gas Company | Incentive:Paid | 3821 | 29.85 |  | 1 | 128 |  | 128 |  | 2017-09-28 15:27 | 2017-10-27 | TITANIUM POWER INC | Retrofit | Pacoima | Los Angeles | 91331 | Host Customer is System Owner | 5 |  | 30004079 | GREENoneTEC Solarindustrie GmbH | Solpal Plus | Solpal Plus L-GT | Direct Integral Collector Storage (DI) | 25.66 |  | Solpal Plus L |  |  | Solar Storage with Tankless Auxiliary Water Heater | 51 | 1 | 1 | 65 | Z09 | [18 empty] | Los Angeles | FALSE | 30.54 |  | 2011-06-01: 2017-09-26; 2011-08-03: 2017-09-28; 2011-09-20: 2017-10-27 | 2532 | 3909 | Up-front Payment
SCG-009347 | Single Family Residential | Domestic Hot Water | Gas | Southern California Gas Company | Incentive:Paid | 4179 | 29.85 |  | 1 | 140 |  | 140 |  | 2017-09-28 15:28 | 2017-12-13 | TITANIUM POWER INC | Retrofit | Pacoima | Los Altos | 91331 | Host Customer is System Owner | 5 |  | 2011141B | Heliodyne, Inc. | HELIOPAK | HPAK 016 1 410 G 80 ACD Z | Indirect Forced Circulation (IF) | 40.17 |  | 410 001 | Glycol | Advanced Controller with a Vacation or Holiday Mode | Solar Storage and Auxiliary Tanks are separate | 80 | 1 | 1 | 65 | Z09 | [18 empty] | Los Angeles | FALSE | 30.13 |  | 2011-06-01: 2017-09-26; 2011-08-03: 2017-09-28; 2011-09-20: 2017-12-13 | 2496 | 4218 | Up-front Payment
SCG-009348 | Single Family Residential | Domestic Hot Water | Gas | Southern California Gas Company | Incentive:Paid | 3821 | 29.85 |  | 1 | 128 |  | 128 |  | 2017-10-12 12:10 | 2017-10-23 | TITANIUM POWER INC | Retrofit | Pacoima | Los Angeles | 91331 | Host Customer is System Owner | 8 |  | 30004079 | GREENoneTEC Solarindustrie GmbH | Solpal Plus | Solpal Plus L-GT | Direct Integral Collector Storage (DI) | 25.66 |  | Solpal Plus L |  |  | Solar Storage with Tankless Auxiliary Water Heater | 51 | 1 | 1 | 95 | Z09 | [18 empty] | Los Angeles | FALSE | 30.34 |  | 2011-06-01: 2017-09-26; 2011-08-03: 2017-10-12; 2011-09-20: 2017-10-23 | 2549 | 3884 | Up-front Payment
SCG-009349 | Single Family Residential | Domestic Hot Water | Gas | Southern California Gas Company | Incentive:Paid | 4179 | 29.85 |  | 1 | 140 |  | 140 |  | 2017-10-02 13:55 | 2017-10-30 | TITANIUM POWER INC | Retrofit | Pacoima | Los Angeles | 91331 | Host Customer is System Owner | 7 |  | 2011141B | Heliodyne, Inc. | HELIOPAK | HPAK 016 1 410 G 80 ACD Z | Indirect Forced Circulation (IF) | 40.17 |  | 410 001 | Glycol | Advanced Controller with a Vacation or Holiday Mode | Solar Storage and Auxiliary Tanks are separate | 80 | 1 | 1 | 85 | Z09 | [18 empty] | Los Angeles | FALSE | 30.13 |  | 2011-06-01: 2017-09-26; 2011-08-03: 2017-10-02; 2011-09-20: 2017-10-30 | 2530 | 4218 | Up-front Payment
SCG-009350 | Single Family Residential | Domestic Hot Water | Gas | Southern California Gas Company | Incentive:Paid | 3821 | 29.85 |  | 1 | 128 |  | 128 |  | 2017-09-28 15:25 | 2017-10-24 | TITANIUM POWER INC | Retrofit | Pacoima | Los Angeles | 91331 | Host Customer is System Owner | 8 |  | 30004079 | GREENoneTEC Solarindustrie GmbH | Solpal Plus | Solpal Plus L-GT | Direct Integral Collector Storage (DI) | 25.66 |  | Solpal Plus L |  |  | Solar Storage with Tankless Auxiliary Water Heater | 51 | 1 | 1 | 95 | Z09 | [18 empty] | Los Angeles | FALSE | 30.34 |  | 2011-06-01: 2017-09-26; 2011-08-03: 2017-09-28; 2011-09-20: 2017-10-24 | 2532 | 3884 | Up-front Payment
SCG-009351 | Single Family Residential | Domestic Hot Water | Gas | Southern California Gas Company | Incentive:Paid | 3821 | 29.85 |  | 1 | 128 |  | 128 |  | 2017-09-28 15:31 | 2017-10-24 | TITANIUM POWER INC | Retrofit | Pacoima | Los Angeles | 91331 | Host Customer is System Owner | 7 |  | 30004079 | GREENoneTEC Solarindustrie GmbH | Solpal Plus | Solpal Plus L-GT | Direct Integral Collector Storage (DI) | 25.66 |  | Solpal Plus L |  |  | Solar Storage with Tankless Auxiliary Water Heater | 51 | 1 | 1 | 85 | Z09 | [18 empty] | Los Angeles | FALSE | 30.54 |  | 2011-06-01: 2017-09-26; 2011-08-03: 2017-09-28; 2011-09-20: 2017-10-24 | 2532 | 3909 | Up-front Payment
SCG-009352 | Single Family Residential | Domestic Hot Water | Gas | Southern California Gas Company | Incentive:Paid | 3630 | 29.85 |  | 1 | 128 |  | 122 |  | 2017-09-28 15:24 | 2017-10-24 | TITANIUM POWER INC | Retrofit | N Hollywood | Los Angeles | 91605 | Host Customer is System Owner | 5 |  | 30004079 | GREENoneTEC Solarindustrie GmbH | Solpal Plus | Solpal Plus L-GT | Direct Integral Collector Storage (DI) | 25.66 |  | Solpal Plus L |  |  | Solar Storage with Tankless Auxiliary Water Heater | 51 | 1 | 0.95 | 65 | Z09 | [18 empty] | Los Angeles | FALSE | 28.98 |  | 2011-06-01: 2017-09-26; 2011-08-03: 2017-09-28; 2011-09-20: 2017-10-24 | 2532 | 3709 | Up-front Payment
SCG-009353 | Single Family Residential | Domestic Hot Water | Gas | Southern California Gas Company | Incentive:Paid | 3821 | 29.85 |  | 1 | 128 |  | 128 |  | 2017-09-28 11:31 | 2018-01-25 | TITANIUM POWER INC | Retrofit | Pacoima | Los Angeles | 91340 | Host Customer is System Owner | 7 |  | 30004079 | GREENoneTEC Solarindustrie GmbH | Solpal Plus | Solpal Plus L-GT | Direct Integral Collector Storage (DI) | 25.66 |  | Solpal Plus L |  |  | Solar Storage with Tankless Auxiliary Water Heater | 51 | 1 | 1 | 85 | Z09 | [18 empty] | Los Angeles | FALSE | 30.34 |  | 2011-06-01: 2017-09-26; 2011-08-03: 2017-09-28; 2011-09-20: 2018-01-25 | 2461 | 3884 | Up-front Payment
SCG-009354 | Single Family Residential - Disadvantaged Community | Domestic Hot Water | Gas | Southern California Gas Company | Incentive:Paid | 3821 | 29.85 |  | 1 | 128 |  | 128 |  | 2017-09-28 15:32 | 2018-01-24 | TITANIUM POWER INC | Retrofit | Pacoima | Los Angeles | 91331 | Host Customer is System Owner | 4 |  | 30004079 | GREENoneTEC Solarindustrie GmbH | Solpal Plus | Solpal Plus L-GT | Direct Integral Collector Storage (DI) | 25.66 |  | Solpal Plus L |  |  | Solar Storage with Tankless Auxiliary Water Heater | 51 | 1 | 1 | 55 | Z09 | [18 empty] | Los Angeles | FALSE | 30.54 |  | 2011-06-01: 2017-09-26; 2011-08-03: 2017-09-28; 2011-09-20: 2018-01-24 | 2461 | 3909 | Up-front Payment
SCG-009355 | Single Family Residential | Domestic Hot Water | Gas | Southern California Gas Company | Incentive:Paid | 4179 | 29.85 |  | 1 | 140 |  | 140 |  | 2017-09-28 10:29 | 2017-10-19 | TITANIUM POWER INC | Retrofit | San Fernando | Los Angeles | 91342 | Host Customer is System Owner | 6 |  | 2011141B | Heliodyne, Inc. | HELIOPAK | HPAK 016 1 410 G 80 ACD Z | Indirect Forced Circulation (IF) | 40.17 |  | 410 001 | Glycol | Advanced Controller with a Vacation or Holiday Mode | Solar Storage and Auxiliary Tanks are separate | 80 | 1 | 1 | 75 | Z09 | [18 empty] | Los Angeles | FALSE | 30.13 |  | 2011-06-01: 2017-09-26; 2011-08-03: 2017-09-28; 2011-09-20: 2017-10-19 | 2532 | 4218 | Up-front Payment
SCG-009356 | Single Family Residential - Disadvantaged Community | Domestic Hot Water | Gas | Southern California Gas Company | Incentive:Paid | 3821 | 29.85 |  | 1 | 128 |  | 128 |  | 2017-09-28 10:03 | 2018-01-24 | TITANIUM POWER INC | Retrofit | Pacoima | Los Angeles | 91331 | Host Customer is System Owner | 6 |  | 30004079 | GREENoneTEC Solarindustrie GmbH | Solpal Plus | Solpal Plus L-GT | Direct Integral Collector Storage (DI) | 25.66 |  | Solpal Plus L |  |  | Solar Storage with Tankless Auxiliary Water Heater | 51 | 1 | 1 | 75 | Z09 | [18 empty] | Los Angeles | FALSE | 30.54 |  | 2011-06-01: 2017-09-26; 2011-08-03: 2017-09-28; 2011-09-20: 2018-01-24 | 2461 | 3909 | Up-front Payment
SCG-009357 | Single Family Residential | Domestic Hot Water | Gas | Southern California Gas Company | Incentive:Paid | 3821 | 29.85 |  | 1 | 128 |  | 128 |  | 2017-09-28 15:26 | 2017-10-19 | TITANIUM POWER INC | Retrofit | San Fernando | Los Angeles | 91340 | Host Customer is System Owner | 8 |  | 30004079 | GREENoneTEC Solarindustrie GmbH | Solpal Plus | Solpal Plus L-GT | Direct Integral Collector Storage (DI) | 25.66 |  | Solpal Plus L |  |  | Solar Storage with Tankless Auxiliary Water Heater | 51 | 1 | 1 | 95 | Z09 | [18 empty] | Los Angeles | FALSE | 30.34 |  | 2011-06-01: 2017-09-26; 2011-08-03: 2017-09-28; 2011-09-20: 2017-10-19 | 2532 | 3884 | Up-front Payment
SCG-009358 | Single Family Residential | Domestic Hot Water | Gas | Southern California Gas Company | Incentive:Paid | 3821 | 29.85 |  | 1 | 128 |  | 128 |  | 2017-10-04 10:20 | 2017-10-12 | TITANIUM POWER INC | Retrofit | Pacoima | Los Angeles | 91331 | Host Customer is System Owner | 4 |  | 30004079 | GREENoneTEC Solarindustrie GmbH | Solpal Plus | Solpal Plus L-GT | Direct Integral Collector Storage (DI) | 25.66 |  | Solpal Plus L |  |  | Solar Storage with Tankless Auxiliary Water Heater | 51 | 1 | 1 | 55 | Z09 | [18 empty] | Los Angeles | FALSE | 30.54 |  | 2011-06-01: 2017-09-26; 2011-08-03: 2017-10-04; 2011-09-20: 2017-10-12 | 2566 | 3909 | Up-front Payment
SCG-009359 | Single Family Residential | Domestic Hot Water | Gas | Southern California Gas Company | Incentive:Paid | 3821 | 29.85 |  | 1 | 128 |  | 128 |  | 2017-10-02 15:09 | 2017-10-04 | TITANIUM POWER INC | Retrofit | Arleta | Los Angeles | 91331 | Host Customer is System Owner | 5 |  | 30004079 | GREENoneTEC Solarindustrie GmbH | Solpal Plus | Solpal Plus L-GT | Direct Integral Collector Storage (DI) | 25.66 |  | Solpal Plus L |  |  | Solar Storage with Tankless Auxiliary Water Heater | 51 | 1 | 1 | 65 | Z09 | [18 empty] | Los Angeles | FALSE | 30.93 |  | 2011-06-01: 2017-09-26; 2011-08-03: 2017-10-02; 2011-09-20: 2017-10-04 | 2573 | 3959 | Up-front Payment
SCG-009360 | Single Family Residential | Domestic Hot Water | Gas | Southern California Gas Company | Incentive:Paid | 3630 | 29.85 |  | 1 | 128 |  | 122 |  | 2017-09-28 11:29 | 2017-10-19 | TITANIUM POWER INC | Retrofit | Pacoima | Los Angeles | 91331 | Host Customer is System Owner | 5 |  | 30004079 | GREENoneTEC Solarindustrie GmbH | Solpal Plus | Solpal Plus L-GT | Direct Integral Collector Storage (DI) | 25.66 |  | Solpal Plus L |  |  | Solar Storage with Tankless Auxiliary Water Heater | 51 | 1 | 0.95 | 65 | Z09 | [18 empty] | Los Angeles | FALSE | 28.98 |  | 2011-06-01: 2017-09-26; 2011-08-03: 2017-09-28; 2011-09-20: 2017-10-19 | 2532 | 3709 | Up-front Payment
SCG-009361 | Single Family Residential | Domestic Hot Water | Gas | Southern California Gas Company | Incentive:Paid | 4179 | 29.85 |  | 1 | 140 |  | 140 |  | 2017-09-28 10:28 | 2017-10-19 | TITANIUM POWER INC | Retrofit | Pacoima | Los Angeles | 91331 | Host Customer is System Owner | 7 |  | 2011141B | Heliodyne, Inc. | HELIOPAK | HPAK 016 1 410 G 80 ACD Z | Indirect Forced Circulation (IF) | 40.17 |  | 410 001 | Glycol | Advanced Controller with a Vacation or Holiday Mode | Solar Storage and Auxiliary Tanks are separate | 80 | 1 | 1 | 85 | Z09 | [18 empty] | Los Angeles | FALSE | 30.13 |  | 2011-06-01: 2017-09-26; 2011-08-03: 2017-09-28; 2011-09-20: 2017-10-19 | 2533 | 4218 | Up-front Payment
SCG-009362 | Single Family Residential | Domestic Hot Water | Gas | Southern California Gas Company | Incentive:Canceled | 3821 | 25.37 |  | 2 | 128 |  | 128 |  |  |  | TITANIUM POWER INC | Retrofit | Pacoima | Los Angeles | 91331 | Host Customer is System Owner | 6 |  | 30004079 | GREENoneTEC Solarindustrie GmbH | Solpal Plus | Solpal Plus L-GT | Direct Integral Collector Storage (DI) | 25.66 |  | Solpal Plus L |  |  | Solar Storage with Tankless Auxiliary Water Heater | 51 | 1 | 1 | 75 | Z09 | [18 empty] | Los Angeles | FALSE | 30.54 |  | 2011-06-01: 2017-09-26 | 2587 | 3909 | Up-front Payment
SCG-009363 | Single Family Residential | Domestic Hot Water | Gas | Southern California Gas Company | Incentive:Paid | 3821 | 29.85 |  | 1 | 128 |  | 128 |  | 2017-09-28 11:19 | 2017-10-19 | TITANIUM POWER INC | Retrofit | Pacoima | Los Angeles | 91331 | Host Customer is System Owner | 6 |  | 30004079 | GREENoneTEC Solarindustrie GmbH | Solpal Plus | Solpal Plus L-GT | Direct Integral Collector Storage (DI) | 25.66 |  | Solpal Plus L |  |  | Solar Storage with Tankless Auxiliary Water Heater | 51 | 1 | 1 | 75 | Z09 | [18 empty] | Los Angeles | FALSE | 30.54 |  | 2011-06-01: 2017-09-26; 2011-08-03: 2017-09-28; 2011-09-20: 2017-10-19 | 2533 | 3909 | Up-front Payment
SCG-009364 | Commercial/Multifamily Residential | Domestic Hot Water | Gas | Southern California Gas Company | Incentive:Paid | 36867 | 20.19 |  | 1 | 1826 |  | 1826 |  | 2017-10-16 12:06 | 2017-10-23 | EVOLUTION ENERGY SOLUTIONS L L C | Retrofit | Los Angeles | Los Angeles | 90005 | Host Customer is System Owner | [7 empty] | 532.35 | 40.95 |  | Drainback |  | Solar Storage and Auxiliary Tanks are separate |  | 1 | 1 | 960 | Z09 | 24 | Units | Apartments/Condos | TRB-40 | 13 | 1 | 1000 | 1 | 100 | 1 | 270000 | TRUE | 140 | 140 |  | SunEarth - SETR A503 TTR U + VFS 10-200 |  | SunEarth - SETR A503 TTR U + VFS 10-200 | Los Angeles | FALSE | 20.19 |  | 2017-10-12 |  | 2017-10-16 | 2017-10-23 | 2019-11-13 | 2019-11-15 | 1804 | 36867 | Up-front Payment
SCG-009365 | Commercial/Multifamily Residential | Domestic Hot Water | Gas | Southern California Gas Company | Incentive:Paid | 50495 | 20.19 |  | 1 | 2501 |  | 2501 |  | 2017-10-09 09:50 | 2017-10-17 | EVOLUTION ENERGY SOLUTIONS L L C | Retrofit | North Hills | Los Angeles | 91343 | Host Customer is System Owner | [7 empty] | 655.2 | 40.95 |  | Drainback | Drainback (Water) | Solar Storage and Auxiliary Tanks are separate |  | 1 | 1 | 1440 | Z09 | 36 | Units | Apartments/Condos | TRB-40 | 16 | 1 | 1300 | 1 | 200 | 2 | 470000 | TRUE | 140 | 140 |  | SunEarth - SETR A503 TTR U + VFS 10-200 |  | SunEarth - SETR A503 TTR U + VFS 10-200 | Los Angeles | FALSE | 20.19 |  | 2017-10-02 |  | 2017-10-09 | 2017-10-17 | 2017-12-18 | 2017-12-19 | 2495 | 50495 | Up-front Payment
SCG-009366 | Commercial/Multifamily Residential | Domestic Hot Water | Gas | Southern California Gas Company | Incentive:Paid | 31133 | 20.19 |  | 1 | 1542 |  | 1542 |  | 2017-10-16 12:25 | 2017-10-16 | EVOLUTION ENERGY SOLUTIONS L L C | Retrofit | Los Angeles | Los Angeles | 90005 | Host Customer is System Owner | [7 empty] | 450.45 | 40.95 |  | Drainback | Drainback (Water) | Solar Storage and Auxiliary Tanks are separate |  | 1 | 1 | 800 | Z09 | 20 | Units | Apartments/Condos | TRB-40 | 11 | 1 | 800 | 1 | 100 | 1 | 270000 | TRUE | 140 | 140 |  |  |  |  | Los Angeles | FALSE | 20.19 |  | 2017-10-12 |  | 2017-10-16 | 2017-10-16 | 2019-04-04 | 2019-04-05 | 2025 | 31133 | Up-front Payment
SCG-009367 | Single Family Residential | Domestic Hot Water | Gas | Southern California Gas Company | Incentive:Paid | 3630 | 29.85 |  | 1 | 128 |  | 122 |  | 2017-09-29 15:18 | 2017-10-27 | TITANIUM POWER INC | Retrofit | North Hollywood | Los Angeles | 91605 | Host Customer is System Owner | 4 |  | 30004079 | GREENoneTEC Solarindustrie GmbH | Solpal Plus | Solpal Plus L-GT | Direct Integral Collector Storage (DI) | 25.66 |  | Solpal Plus L |  |  | Solar Storage with Tankless Auxiliary Water Heater | 51 | 1 | 0.95 | 55 | Z09 | [18 empty] | Los Angeles | FALSE | 28.98 |  | 2011-06-01: 2017-09-27; 2011-08-03: 2017-09-29; 2011-09-20: 2017-10-27 | 2532 | 3709 | Up-front Payment
SCG-009368 | Single Family Residential - Disadvantaged Community | Domestic Hot Water | Gas | Southern California Gas Company | Incentive:Paid | 3821 | 29.85 |  | 1 | 128 |  | 128 |  | 2017-09-29 15:12 | 2017-12-27 | TITANIUM POWER INC | Retrofit | Pacoima | Los Angeles | 91331 | Host Customer is System Owner | 6 |  | 30004079 | GREENoneTEC Solarindustrie GmbH | Solpal Plus | Solpal Plus L-GT | Direct Integral Collector Storage (DI) | 25.66 |  | Solpal Plus L |  |  | Solar Storage with Tankless Auxiliary Water Heater | 51 | 1 | 1 | 75 | Z09 | [18 empty] | Los Angeles | FALSE | 30.34 |  | 2011-06-01: 2017-09-27; 2011-08-03: 2017-09-29; 2011-09-20: 2017-12-27 | 2468 | 3884 | Up-front Payment
PGE-009369 | Low Income Single Family Residential | Domestic Hot Water | Gas | Pacific Gas and Electric | Incentive:Paid | 5397 | 36.9 |  | 1 | 149 |  | 149 |  | 2018-01-12 12:04 | 2018-01-12 | MERCED COUNTY COMMUNITY ACTION BOARD | Retrofit | MADERA | Madera | 93638 | Owner/Tenant | 5 |  | 2010017C | Alternate Energy Technologies | EAGLESUN | DBS-G2-80-64 | Indirect Forced Circulation (IF) | 65.34 |  | MSC-32 | Automatic Drainback |  | Solar Storage and Auxiliary Tanks are separate | 80 | 1 | 1 | 65 | Z13 | [18 empty] | COUNTY OF MADERA | FALSE | 49.39 |  | 2011-06-01: 2017-09-27; 2011-08-03: 2018-01-12; 2011-09-20: 2018-01-12 | 2461 | 7358.47 | Up-front Payment
SCG-009370 | Single Family Residential | Domestic Hot Water | Gas | Southern California Gas Company | Incentive:Paid | 3630 | 29.85 |  | 1 | 128 |  | 122 |  | 2017-09-29 15:35 | 2017-10-27 | TITANIUM POWER INC | Retrofit | North Hollywood | Los Angeles | 91605 | Host Customer is System Owner | 5 |  | 30004079 | GREENoneTEC Solarindustrie GmbH | Solpal Plus | Solpal Plus L-GT | Direct Integral Collector Storage (DI) | 25.66 |  | Solpal Plus L |  |  | Solar Storage with Tankless Auxiliary Water Heater | 51 | 1 | 0.95 | 65 | Z09 | [18 empty] | Los Angeles | FALSE | 28.98 |  | 2011-06-01: 2017-09-27; 2011-08-03: 2017-09-29; 2011-09-20: 2017-10-27 | 2532 | 3709 | Up-front Payment
SCG-009371 | Single Family Residential | Domestic Hot Water | Gas | Southern California Gas Company | Incentive:Paid | 2657 | 29.85 |  | 1 | 89 |  | 89 |  | 2017-10-19 13:21 | 2017-10-23 | TITANIUM POWER INC | Retrofit | San Fernando | Los Angeles | 91342 | Host Customer is System Owner | 5 |  | 30004078 | GREENoneTEC Solarindustrie GmbH | Solpal Plus | Solpal Plus L-G | Direct Integral Collector Storage (DI) | 25.66 |  | Solpal Plus L |  |  | Solar Storage and Auxiliary Tanks are separate | 51 | 1 | 1 | 65 | Z09 | [18 empty] | Los Angeles | FALSE | 30.72 |  | 2011-06-01: 2017-09-27; 2011-08-03: 2017-10-19; 2011-09-20: 2017-10-23 | 2549 | 2734 | Up-front Payment
SCG-009372 | Single Family Residential | Domestic Hot Water | Gas | Southern California Gas Company | Incentive:Paid | 3630 | 29.85 |  | 1 | 128 |  | 122 |  | 2017-10-02 13:59 | 2017-10-30 | TITANIUM POWER INC | Retrofit | North Hollywood | Los Angeles | 91605 | Host Customer is System Owner | 7 |  | 30004079 | GREENoneTEC Solarindustrie GmbH | Solpal Plus | Solpal Plus L-GT | Direct Integral Collector Storage (DI) | 25.66 |  | Solpal Plus L |  |  | Solar Storage with Tankless Auxiliary Water Heater | 51 | 1 | 0.95 | 85 | Z09 | [18 empty] | Los Angeles | FALSE | 28.98 |  | 2011-06-01: 2017-09-27; 2011-08-03: 2017-10-02; 2011-09-20: 2017-10-30 | 2530 | 3709 | Up-front Payment
SCG-009373 | Single Family Residential | Domestic Hot Water | Gas | Southern California Gas Company | Incentive:Paid | 3821 | 29.85 |  | 1 | 128 |  | 128 |  | 2017-10-02 14:00 | 2017-10-30 | TITANIUM POWER INC | Retrofit | Pacoima | Los Angeles | 91331 | Host Customer is System Owner | 6 |  | 30004079 | GREENoneTEC Solarindustrie GmbH | Solpal Plus | Solpal Plus L-GT | Direct Integral Collector Storage (DI) | 25.66 |  | Solpal Plus L |  |  | Solar Storage with Tankless Auxiliary Water Heater | 51 | 1 | 1 | 75 | Z09 | [18 empty] | Los Angeles | FALSE | 30.34 |  | 2011-06-01: 2017-09-27; 2011-08-03: 2017-10-02; 2011-09-20: 2017-10-30 | 2530 | 3884 | Up-front Payment
PGE-009374 | Single Family Residential | Domestic Hot Water | Gas | Pacific Gas and Electric | Incentive:Paid | 3134 | 29.85 |  | 1 | 105 |  | 105 |  | 2018-02-19 16:27 | 2018-04-17 | Self Installer | Retrofit | Santa Cruz | Santa Cruz | 95060 | Host Customer is System Owner | 7 |  | 30003717 | Jiangsu Sunrain Solar Energy Co. Ltd. | Sunrain | TZ58/1800-30C-G | Indirect Thermosyphon (IT) | 47.9 |  | TZ58/1800-30C | Glycol | Heat Dump Radiator | Solar Storage and Auxiliary Tanks are separate | 80 | 1 | 1 | 85 | Z03 | [18 empty] | City of Santa Cruz | FALSE | 31.89 |  | 2017-09-27 | 2018-02-20 |  |  | 2018-02-19 | 2018-04-17 | 2367 | 3348.42 | Up-front Payment
SCG-009375 | Single Family Residential | Domestic Hot Water | Gas | Southern California Gas Company | Incentive:Paid | 3821 | 29.85 |  | 1 | 128 |  | 128 |  | 2017-09-29 15:15 | 2017-10-27 | TITANIUM POWER INC | Retrofit | Sun Valley | Los Angeles | 91352 | Host Customer is System Owner | 8 |  | 30004079 | GREENoneTEC Solarindustrie GmbH | Solpal Plus | Solpal Plus L-GT | Direct Integral Collector Storage (DI) | 25.66 |  | Solpal Plus L |  |  | Solar Storage with Tankless Auxiliary Water Heater | 51 | 1 | 1 | 95 | Z09 | [18 empty] | Los Angeles | FALSE | 30.34 |  | 2011-06-01: 2017-09-27; 2011-08-03: 2017-09-29; 2011-09-20: 2017-10-27 | 2496 | 3884 | Up-front Payment
SCG-009376 | Single Family Residential | Domestic Hot Water | Gas | Southern California Gas Company | Incentive:Paid | 3630 | 29.85 |  | 1 | 128 |  | 122 |  | 2017-10-02 14:10 | 2017-10-04 | TITANIUM POWER INC | Retrofit | Sun Valley | Los Angeles | 91352 | Host Customer is System Owner | 10 |  | 30004079 | GREENoneTEC Solarindustrie GmbH | Solpal Plus | Solpal Plus L-GT | Direct Integral Collector Storage (DI) | 25.66 |  | Solpal Plus L |  |  | Solar Storage with Tankless Auxiliary Water Heater | 51 | 1 | 0.95 | 115 | Z09 | [18 empty] | Los Angeles | FALSE | 28.78 |  | 2011-06-01: 2017-09-27; 2011-08-03: 2017-10-02; 2011-09-20: 2017-10-04 | 2573 | 3684 | Up-front Payment
SCG-009377 | Single Family Residential | Domestic Hot Water | Gas | Southern California Gas Company | Incentive:Paid | 3630 | 29.85 |  | 1 | 128 |  | 122 |  | 2017-10-02 13:58 | 2017-10-30 | TITANIUM POWER INC | Retrofit | North Hollywood | Los Angeles | 91605 | Host Customer is System Owner | 4 |  | 30004079 | GREENoneTEC Solarindustrie GmbH | Solpal Plus | Solpal Plus L-GT | Direct Integral Collector Storage (DI) | 25.66 |  | Solpal Plus L |  |  | Solar Storage with Tankless Auxiliary Water Heater | 51 | 1 | 0.95 | 55 | Z09 | [18 empty] | Los Angeles | FALSE | 28.98 |  | 2011-06-01: 2017-09-27; 2011-08-03: 2017-10-02; 2011-09-20: 2017-10-30 | 2530 | 3709 | Up-front Payment
SCG-009378 | Single Family Residential - Disadvantaged Community | Domestic Hot Water | Gas | Southern California Gas Company | Incentive:Paid | 3821 | 29.85 |  | 1 | 128 |  | 128 |  | 2017-09-29 15:14 | 2017-12-27 | TITANIUM POWER INC | Retrofit | San Fernando | Los Angeles | 91342 | Host Customer is System Owner | 8 |  | 30004079 | GREENoneTEC Solarindustrie GmbH | Solpal Plus | Solpal Plus L-GT | Direct Integral Collector Storage (DI) | 25.66 |  | Solpal Plus L |  |  | Solar Storage with Tankless Auxiliary Water Heater | 51 | 1 | 1 | 95 | Z09 | [18 empty] | Los Angeles | FALSE | 30.34 |  | 2011-06-01: 2017-09-27; 2011-08-03: 2017-09-29; 2011-09-20: 2017-12-27 | 2468 | 3884 | Up-front Payment
SCG-009380 | Low Income Multifamily Residential | Domestic Hot Water | Gas | Southern California Gas Company | Incentive:Paid | 43259 | 24.89 |  | 1 | 1738 |  | 1738 |  | 2017-09-29 11:35 | 2017-11-03 | CALIFORNIA SOLAR INTEGRATORS INC | New Construction | Los Angeles | Los Angeles | 90044 | Host Customer is System Owner | [7 empty] | 491.4 | 40.95 |  | Glycol | Steam Back | Solar Storage and Auxiliary Tanks are separate |  | 1 | 1 | 2318 | Z08 | 85 | Units | Apartments/Condos | 10001803 | 12 | 1 | 1040 | 1 | 534 | 1 | 1400000 | TRUE | 120 | 140 |  | SunEarth - SETR A503 TTR U + VFS 10-200 |  | SunEarth - SETR A503 TTR U + VFS 10-200 | City of Los Angeles | FALSE | 65.54 |  | 2017-09-27 | 2017-11-01 | 2017-09-29 | 2017-11-03 | 2018-05-17 | 2018-08-15 | 2259 | 113915 | Up-front Payment
SCG-009381 | Single Family Residential | Domestic Hot Water | Gas | Southern California Gas Company | Incentive:Paid | 3821 | 29.85 |  | 1 | 128 |  | 128 |  | 2017-10-02 14:08 | 2017-10-04 | TITANIUM POWER INC | Retrofit | San Fernando | Los Angeles | 91342 | Host Customer is System Owner | 4 |  | 30004079 | GREENoneTEC Solarindustrie GmbH | Solpal Plus | Solpal Plus L-GT | Direct Integral Collector Storage (DI) | 25.66 |  | Solpal Plus L |  |  | Solar Storage with Tankless Auxiliary Water Heater | 51 | 1 | 1 | 55 | Z09 | [18 empty] | Los Angeles | FALSE | 30.34 |  | 2011-06-01: 2017-09-27; 2011-08-03: 2017-10-02; 2011-09-20: 2017-10-04 | 2573 | 3884 | Up-front Payment
SCG-009382 | Single Family Residential | Domestic Hot Water | Gas | Southern California Gas Company | Incentive:Paid | 3821 | 29.85 |  | 1 | 128 |  | 128 |  | 2017-10-02 14:04 | 2017-10-27 | TITANIUM POWER INC | Retrofit | Pacoima | Los Angeles | 91331 | Host Customer is System Owner | 5 |  | 30004079 | GREENoneTEC Solarindustrie GmbH | Solpal Plus | Solpal Plus L-GT | Direct Integral Collector Storage (DI) | 25.66 |  | Solpal Plus L |  |  | Solar Storage with Tankless Auxiliary Water Heater | 51 | 1 | 1 | 65 | Z09 | [18 empty] | Los Angeles | FALSE | 30.54 |  | 2011-06-01: 2017-09-27; 2011-08-03: 2017-10-02; 2011-09-20: 2017-10-27 | 2530 | 3909 | Up-front Payment
SCG-009383 | Low Income Multifamily Residential | Domestic Hot Water | Gas | Southern California Gas Company | Incentive:Paid | 43732 | 24.89 |  | 1 | 1757 |  | 1757 |  | 2017-09-29 11:36 | 2017-11-10 | CALIFORNIA SOLAR INTEGRATORS INC | New Construction | Los Angeles | Los Angeles | 90248 | Host Customer is System Owner | [7 empty] | 368.55 | 40.95 |  | Glycol | Advanced Controller with a Vacation or Holiday Mode | Solar Storage and Auxiliary Tanks are separate |  | 1 | 1 | 2850 | Z08 | 75 | Units | Apartments/Condos | TRB-40 | 9 | 1 | 660 | 1 | 1844 | 2 | 1400000 | TRUE | 120 | 140 |  |  |  |  | City of Los Angeles | FALSE | 95.61 |  | 2017-09-27 |  | 2017-09-29 | 2017-11-10 | 2018-05-17 | 2018-07-12 | 2279 | 167995 | Up-front Payment
SCG-009384 | Single Family Residential | Domestic Hot Water | Gas | Southern California Gas Company | Incentive:Paid | 3970 | 29.85 |  | 1 | 140 |  | 133 |  | 2017-10-02 13:57 | 2017-10-27 | TITANIUM POWER INC | Retrofit | Pacoima | Los Angeles | 91331 | Host Customer is System Owner | 7 |  | 2011141B | Heliodyne, Inc. | HELIOPAK | HPAK 016 1 410 G 80 ACD Z | Indirect Forced Circulation (IF) | 40.17 |  | 410 001 | Glycol | Advanced Controller with a Vacation or Holiday Mode | Solar Storage and Auxiliary Tanks are separate | 80 | 1 | 0.95 | 85 | Z09 | [18 empty] | Los Angeles | FALSE | 29.41 |  | 2011-06-01: 2017-09-27; 2011-08-03: 2017-10-02; 2011-09-20: 2017-10-27 | 2530 | 4118 | Up-front Payment
SCG-009385 | Single Family Residential | Domestic Hot Water | Gas | Southern California Gas Company | Incentive:Paid | 4179 | 29.85 |  | 1 | 140 |  | 140 |  | 2017-10-12 12:13 | 2017-10-16 | TITANIUM POWER INC | Retrofit | Pacoima | Los Angeles | 91331 | Host Customer is System Owner | 7 |  | 2011141B | Heliodyne, Inc. | HELIOPAK | HPAK 016 1 410 G 80 ACD Z | Indirect Forced Circulation (IF) | 40.17 |  | 410 001 | Glycol | Advanced Controller with a Vacation or Holiday Mode | Solar Storage and Auxiliary Tanks are separate | 80 | 1 | 1 | 85 | Z09 | [18 empty] | Los Angeles | FALSE | 30.13 |  | 2011-06-01: 2017-09-27; 2011-08-03: 2017-10-12; 2011-09-20: 2017-10-16 | 2549 | 4218 | Up-front Payment
PGE-009386 | Low Income Single Family Residential | Domestic Hot Water | Gas | Pacific Gas and Electric | Incentive:Paid | 4354 | 36.9 |  | 1 | 149 |  | 118 |  | 2018-01-30 10:37 | 2018-02-06 | MERCED COUNTY COMMUNITY ACTION BOARD | Retrofit | MADE4RA | Madera | 93638 | Host Customer is System Owner | 2 |  | 2010017C | Alternate Energy Technologies | EAGLESUN | DBS-G2-80-64 | Indirect Forced Circulation (IF) | 65.34 |  | MSC-32 | Automatic Drainback | Drainback (Water) | Solar Storage and Auxiliary Tanks are separate | 80 | 0.99 | 0.8 | 35 | Z13 | [18 empty] | CITY OF MADERA | FALSE | 47.71 |  | 2011-06-01: 2017-09-27; 2011-08-03: 2018-01-30; 2011-09-20: 2018-02-06 | 2430 | 7108.6 | Up-front Payment
SCG-009387 | Single Family Residential | Domestic Hot Water | Gas | Southern California Gas Company | Incentive:Paid | 4179 | 29.85 |  | 1 | 140 |  | 140 |  | 2017-09-29 15:37 | 2017-10-27 | TITANIUM POWER INC | Retrofit | Pacoima | Los Angeles | 91331 | Host Customer is System Owner | 7 |  | 2011141B | Heliodyne, Inc. | HELIOPAK | HPAK 016 1 410 G 80 ACD Z | Indirect Forced Circulation (IF) | 40.17 |  | 410 001 | Glycol | Advanced Controller with a Vacation or Holiday Mode | Solar Storage and Auxiliary Tanks are separate | 80 | 1 | 1 | 85 | Z09 | [18 empty] | Los Angeles | FALSE | 30.13 |  | 2011-06-01: 2017-09-27; 2011-08-03: 2017-09-29; 2011-09-20: 2017-10-27 | 2532 | 4218 | Up-front Payment
PGE-009388 | Low Income Single Family Residential | Domestic Hot Water | Gas | Pacific Gas and Electric | Incentive:Paid | 5397 | 36.9 |  | 1 | 149 |  | 149 |  | 2018-01-02 08:07 | 2018-01-08 | MERCED COUNTY COMMUNITY ACTION BOARD | Retrofit | MADERA | Madera | 93638 | Host Customer is System Owner | 1 |  | 2010017C | Alternate Energy Technologies | EAGLESUN | DBS-G2-80-64 | Indirect Forced Circulation (IF) | 65.34 |  | MSC-32 | Automatic Drainback | Drainback (Water) | Solar Storage and Auxiliary Tanks are separate | 80 | 1 | 1 | 20 | Z13 | [18 empty] | CITY OF MADERA | FALSE | 48.56 |  | 2011-06-01: 2017-09-27; 2011-08-03: 2018-01-02; 2011-09-20: 2018-01-08 | 2461 | 7234.93 | Up-front Payment
SCG-009389 | Low Income Multifamily Residential | Domestic Hot Water | Gas | Southern California Gas Company | Incentive:Paid | 39451 | 24.89 |  | 1 | 1585 |  | 1585 |  | 2017-09-29 11:40 | 2017-11-09 | CALIFORNIA SOLAR INTEGRATORS INC | New Construction | Palmdale | Los Angeles | 93550 | Host Customer is System Owner | [7 empty] | 409.5 | 40.95 |  | Glycol | Steam Back | Solar Storage and Auxiliary Tanks are separate |  | 1 | 1 | 1640 | Z16 | 41 | Units | Apartments/Condos | TRB-40 | 10 | 1 | 610 | 2 | 100 | 1 | 798000 | TRUE | 120 | 140 |  |  |  |  | City of Palmdale | FALSE | 60.96 |  | 2017-09-28 |  | 2017-09-29 | 2017-11-09 | 2019-01-16 | 2019-02-14 | 2075 | 96621 | Up-front Payment
PGE-009390 | Low Income Single Family Residential | Domestic Hot Water | Gas | Pacific Gas and Electric | Incentive:Paid | 5370 | 36.9 |  | 1 | 147 |  | 146 |  | 2017-09-29 08:11 | 2017-10-04 | MERCED COUNTY COMMUNITY ACTION BOARD | Retrofit | MERCED | Merced | 95341 | Host Customer is System Owner | 5 |  | 2010017C | Alternate Energy Technologies | EAGLESUN | DBS-G2-80-64 | Indirect Forced Circulation (IF) | 65.34 |  | MSC-32 | Automatic Drainback |  | Solar Storage and Auxiliary Tanks are separate | 80 | 0.99 | 1 | 65 | Z12 | [18 empty] | CITY OF MERCED | FALSE | 51.46 |  | 2011-06-01: 2017-09-27; 2011-08-03: 2017-09-29; 2011-09-20: 2017-10-04 | 2567 | 7565 | Up-front Payment
SCG-009391 | Commercial/Multifamily Residential | Domestic Hot Water | Gas | Southern California Gas Company | Incentive:Paid | 59540 | 20.19 |  | 1 | 2949 |  | 2949 |  | 2017-10-09 09:47 | 2017-10-17 | EVOLUTION ENERGY SOLUTIONS L L C | Retrofit | Los Angeles | Los Angeles | 90020 | Host Customer is System Owner | [7 empty] | 778.05 | 40.95 |  | Drainback | Drainback (Water) | Solar Storage and Auxiliary Tanks are separate |  | 1 | 1 | 1680 | Z09 | 42 | Units | Apartments/Condos | TRB-40 | 19 | 1 | 1500 | 1 | 200 | 2 | 400000 | TRUE | 140 | 140 |  | SunEarth - SETR A503 TTR U + VFS 10-200 |  | SunEarth - SETR A503 TTR U + VFS 10-200 | Los Angeles | FALSE | 20.19 |  | 2017-10-02 |  | 2017-10-09 | 2017-10-17 | 2018-02-21 | 2018-02-26 | 2420 | 59540 | Up-front Payment
SCG-009392 | Single Family Residential | Domestic Hot Water | Gas | Southern California Gas Company | Incentive:Paid | 3970 | 29.85 |  | 1 | 140 |  | 133 |  | 2017-10-02 14:06 | 2017-10-04 | TITANIUM POWER INC | Retrofit | North Hollywood | Los Angeles | 91605 | Host Customer is System Owner | 5 |  | 2011141B | Heliodyne, Inc. | HELIOPAK | HPAK 016 1 410 G 80 ACD Z | Indirect Forced Circulation (IF) | 40.17 |  | 410 001 | Glycol | Advanced Controller with a Vacation or Holiday Mode | Solar Storage and Auxiliary Tanks are separate | 80 | 1 | 0.95 | 65 | Z09 | [18 empty] | Los Angeles | FALSE | 28.7 |  | 2011-06-01: 2017-09-27; 2011-08-03: 2017-10-02; 2011-09-20: 2017-10-04 | 2573 | 4018 | Up-front Payment
SCG-009393 | Single Family Residential | Domestic Hot Water | Gas | Southern California Gas Company | Incentive:Paid | 3821 | 29.85 |  | 1 | 128 |  | 128 |  | 2017-10-02 14:07 | 2017-10-04 | TITANIUM POWER INC | Retrofit | Sun Valley | Los Angeles | 91352 | Host Customer is System Owner | 8 |  | 30004079 | GREENoneTEC Solarindustrie GmbH | Solpal Plus | Solpal Plus L-GT | Direct Integral Collector Storage (DI) | 25.66 |  | Solpal Plus L |  |  | Solar Storage with Tankless Auxiliary Water Heater | 51 | 1 | 1 | 95 | Z09 | [18 empty] | Los Angeles | FALSE | 30.34 |  | 2011-06-01: 2017-09-27; 2011-08-03: 2017-10-02; 2011-09-20: 2017-10-04 | 2573 | 3884 | Up-front Payment
SCG-009394 | Single Family Residential - Disadvantaged Community | Domestic Hot Water | Gas | Southern California Gas Company | Incentive:Paid | 3630 | 29.85 |  | 1 | 128 |  | 122 |  | 2017-09-29 15:20 | 2018-01-26 | TITANIUM POWER INC | Retrofit | Sun Valley | Los Angeles | 91352 | Host Customer is System Owner | 6 |  | 30004079 | GREENoneTEC Solarindustrie GmbH | Solpal Plus | Solpal Plus L-GT | Direct Integral Collector Storage (DI) | 25.66 |  | Solpal Plus L |  |  | Solar Storage with Tankless Auxiliary Water Heater | 51 | 1 | 0.95 | 75 | Z09 | [18 empty] | Los Angeles | FALSE | 30.34 |  | 2011-06-01: 2017-09-27; 2011-08-03: 2017-09-29; 2011-09-20: 2018-01-26 | 2461 | 3884 | Up-front Payment
SCG-009395 | Single Family Residential - Disadvantaged Community | Domestic Hot Water | Gas | Southern California Gas Company | Incentive:Paid | 3630 | 29.85 |  | 1 | 128 |  | 122 |  | 2017-09-29 15:19 | 2018-01-26 | TITANIUM POWER INC | Retrofit | Sun Valley | Los Angeles | 91352 | Host Customer is System Owner | 7 |  | 30004079 | GREENoneTEC Solarindustrie GmbH | Solpal Plus | Solpal Plus L-GT | Direct Integral Collector Storage (DI) | 25.66 |  | Solpal Plus L |  |  | Solar Storage with Tankless Auxiliary Water Heater | 51 | 1 | 0.95 | 85 | Z09 | [18 empty] | Los Angeles | FALSE | 30.34 |  | 2011-06-01: 2017-09-27; 2011-08-03: 2017-09-29; 2011-09-20: 2018-01-26 | 2461 | 3884 | Up-front Payment
SCG-009396 | Commercial/Multifamily Residential | Domestic Hot Water | Gas | Southern California Gas Company | Incentive:Paid | 212721 | 20.19 |  | 1 | 10751 |  | 10536 |  | 2017-11-22 14:01 | 2017-12-26 | ALAN BENBOW PLUMBING AND ELECTRIC | Retrofit | Los Angeles | Los Angeles | 90059 | Lease | [7 empty] | 2940 | 35 |  | Drainback |  | Solar Storage with Tankless Auxiliary Water Heater |  | 0.98 | 1 | 24000 | Z08 | 12000 | Pounds of Laundry | Coin-op Laundries | 2011093A | 84 | 1 | 2250 | 3 | 500 | 2 | 500000 | TRUE | 140 | 140 |  | Heliodyne - Delta-T Pro Ethernet |  | Heliodyne - Delta-T Pro Ethernet | Los Angeles | FALSE | 35.88 |  | 2017-09-27 |  | 2017-11-22 | 2017-12-26 | 2018-12-18 | 2019-01-14 | 2111 | 385700 | Up-front Payment
SCG-009397 | Commercial/Multifamily Residential | Domestic Hot Water | Gas | Southern California Gas Company | Incentive:Paid | 58248 | 20.19 |  | 1 | 2885 |  | 2885 |  | 2017-10-16 12:09 | 2017-10-24 | EVOLUTION ENERGY SOLUTIONS L L C | Retrofit | Lomita | Los Angeles | 90717 | Host Customer is System Owner | [7 empty] | 778.05 | 40.95 |  | Drainback | Drainback (Water) | Solar Storage and Auxiliary Tanks are separate |  | 1 | 1 | 1600 | Z06 | 40 | Units | Apartments/Condos | TRB-40 | 19 | 1 | 1500 | 1 | 200 | 2 | 450000 | TRUE | 140 | 140 |  | SunEarth - SETR A503 TTR U + VFS 10-200 |  | SunEarth - SETR A503 TTR U + VFS 10-200 | Lomita | FALSE | 20.19 |  | 2017-10-12 |  | 2017-10-16 | 2017-10-24 | 2019-06-24 | 2019-06-26 | 1926 | 58248 | Up-front Payment
PGE-009398 | Low Income Single Family Residential | Domestic Hot Water | Gas | Pacific Gas and Electric | Incentive:Paid | 4998 | 36.9 |  | 1 | 147 |  | 135 |  | 2017-09-29 08:10 | 2017-10-04 | MERCED COUNTY COMMUNITY ACTION BOARD | Retrofit | MERCED | Merced | 95341 | Host Customer is System Owner | 3 |  | 2010017C | Alternate Energy Technologies | EAGLESUN | DBS-G2-80-64 | Indirect Forced Circulation (IF) | 65.34 |  | MSC-32 | Automatic Drainback | Drainback (Water) | Solar Storage and Auxiliary Tanks are separate | 80 | 0.97 | 0.95 | 45 | Z12 | [18 empty] | CITY OF MERCED | FALSE | 41.01 |  | 2011-06-01: 2017-09-27; 2011-08-03: 2017-09-29; 2011-09-20: 2017-10-04 | 2567 | 6027.98 | Up-front Payment
SCG-009399 | Commercial Pools | Pool Heating | Gas | Southern California Gas Company | Incentive:Paid | 23305 | 5 |  | 1 | 4661 |  | 4661 |  | 2017-10-11 11:53 | 2017-10-12 | AZTEC SOLAR INC | Retrofit | Temecula | Riverside | 92592 | Host Customer is System Owner | [7 empty] | 1417.5 | 47.25 |  | Drainback |  |  |  | 1 | 1 |  | Z10 |  |  |  | 16604-12 | 30 | 2 | [5 empty] | FALSE |  |  |  | Badger 3050 |  | Badger 3050 | Department of State Architect | FALSE | 15.71 |  | 2017-10-10 |  | 2017-10-11 | 2017-10-12 | 2017-12-19 | 2017-12-21 | 2496 | 73205 | Up-front Payment
SCG-009400 | Low Income Multifamily Residential | Domestic Hot Water | Gas | Southern California Gas Company | Incentive:Paid | 39451 | 24.89 |  | 1 | 1585 |  | 1585 |  | 2017-09-29 11:40 | 2017-11-09 | CALIFORNIA SOLAR INTEGRATORS INC | New Construction | Palmdale | Los Angeles | 93550 | Host Customer is System Owner | [7 empty] | 409.5 | 40.95 |  | Glycol | Steam Back | Solar Storage and Auxiliary Tanks are separate |  | 1 | 1 | 1600 | Z16 | 40 | Units | Apartments/Condos | TRB-40 | 10 | 1 | 610 | 2 | 100 | 1 | 798000 | TRUE | 120 | 140 |  |  |  |  | City of Palmdale | FALSE | 60.85 |  | 2017-09-28 |  | 2017-09-29 | 2017-11-09 | 2019-01-16 | 2019-02-13 | 2075 | 96442 | Up-front Payment
SCG-009401 | Low Income Multifamily Residential | Domestic Hot Water | Gas | Southern California Gas Company | Incentive:Paid | 26607 | 24.89 |  | 1 | 1069 |  | 1069 |  | 2017-09-29 06:41 | 2017-10-12 | CALIFORNIA SOLAR INTEGRATORS INC | New Construction | Yorba Linda | Los Angeles | 92887 | Host Customer is System Owner | [7 empty] | 245.7 | 40.95 |  | Glycol | Steam Back | Solar Storage and Auxiliary Tanks are separate |  | 1 | 1 | 960 | Z08 | 24 | Units | Apartments/Condos | TRB-40 | 6 | 1 | 400 | 1 | 200 | 1 | 398000 | TRUE | 120 | 140 |  |  |  |  | City of Yorba Linda | FALSE | 72.78 |  | 2017-09-28 |  | 2017-09-29 | 2017-10-12 | 2018-09-07 | 2018-09-10 | 2236 | 77805 | Up-front Payment
SCG-009402 | Low Income Single Family Residential | Domestic Hot Water | Gas | Southern California Gas Company | Incentive:Paid | 4487 | 36.9 |  | 1 | 128 |  | 122 |  | 2017-10-04 08:53 | 2018-02-15 | TITANIUM POWER INC | Retrofit | Sun Valley | Los Angeles | 91352 | Host Customer is System Owner | 8 |  | 30004079 | GREENoneTEC Solarindustrie GmbH | Solpal Plus | Solpal Plus L-GT | Direct Integral Collector Storage (DI) | 25.66 |  | Solpal Plus L |  |  | Solar Storage with Tankless Auxiliary Water Heater | 51 | 1 | 0.95 | 95 | Z09 | [18 empty] | Los Angeles | FALSE | 35.23 |  | 2011-06-01: 2017-09-28; 2011-08-03: 2017-10-04; 2011-09-20: 2018-02-15 | 2440 | 4509 | Up-front Payment
SCG-009403 | Low Income Single Family Residential | Domestic Hot Water | Gas | Southern California Gas Company | Incentive:Canceled | 4723 | 36.9 |  | 1 | 128 |  | 128 |  | 2017-10-04 08:58 |  | TITANIUM POWER INC | Retrofit | Sun Valley | Los Angeles | 91352 | Host Customer is System Owner | 5 |  | 30004079 | GREENoneTEC Solarindustrie GmbH | Solpal Plus | Solpal Plus L-GT | Direct Integral Collector Storage (DI) | 25.66 |  | Solpal Plus L |  |  | Solar Storage with Tankless Auxiliary Water Heater | 51 | 1 | 1 | 65 | Z09 | [18 empty] | Los Angeles | FALSE | 37.18 |  | 2011-06-01: 2017-09-28; 2011-06-21: 2018-02-06; 2011-08-03: 2017-10-04 | 2410 | 4759 | Up-front Payment
SCG-009404 | Commercial/Multifamily Residential | Domestic Hot Water | Gas | Southern California Gas Company | Incentive:Paid | 20311 | 20.19 |  | 1 | 1006 |  | 1006 |  | 2017-10-23 09:12 | 2017-10-23 | INTELLIGENT GREEN SOLUTIONS CA | Retrofit | Porterville | Tulare | 93257 | Lease | [7 empty] | 412.86 | 29.49 |  | Glycol | Steam Back | Solar Storage and Auxiliary Tanks are separate |  | 1 | 1 | 720 | Z13 | 300 | Full meals served | Meal Service Restaurant | 10002034 | 14 | 1 | 500 | 1 | 100 | 1 | 75100 | FALSE | 140 | 140 |  |  |  |  | Porterville | FALSE | 53.35 |  | 2017-09-28 |  | 2017-10-23 | 2017-10-23 | 2017-12-08 | 2017-12-18 | 2495 | 53671.8 | Up-front Payment
SCG-009405 | Low Income Multifamily Residential | Domestic Hot Water | Gas | Southern California Gas Company | Incentive:Paid | 34921 | 24.89 |  | 1 | 1403 |  | 1403 |  | 2017-09-29 06:41 | 2017-10-12 | CALIFORNIA SOLAR INTEGRATORS INC | New Construction | Yorba Linda | Los Angeles | 92887 | Host Customer is System Owner | [7 empty] | 327.6 | 40.95 |  | Glycol | Steam Back | Solar Storage and Auxiliary Tanks are separate |  | 1 | 1 | 1200 | Z08 | 30 | Units | Apartments/Condos | TRB-40 | 8 | 1 | 500 | 1 | 200 | 1 | 398000 | TRUE | 120 | 140 |  |  |  |  | City of Yorba Linda | FALSE | 73.94 |  | 2017-09-28 |  | 2017-09-29 | 2017-10-12 | 2018-09-07 | 2018-09-10 | 2236 | 103741 | Up-front Payment
SCG-009406 | Low Income Multifamily Residential | Domestic Hot Water | Gas | Southern California Gas Company | Incentive:Paid | 54011 | 24.89 |  | 1 | 2170 |  | 2170 |  | 2017-10-02 13:12 | 2017-10-13 | CALIFORNIA SOLAR INTEGRATORS INC | New Construction | Inglewood | Los Angeles | 90301 | Host Customer is System Owner | [7 empty] | 525.28 | 32.83 |  | Glycol | Steam Back | Solar Storage and Auxiliary Tanks are separate |  | 1 | 1 | 1600 | Z08 | 40 | Units | Apartments/Condos | TRB-32 | 16 | 1 | 800 | 1 | 274 | 1 | 600000 | TRUE | 120 | 140 |  | SunEarth - SETRA503 TTR U + Series 200 |  | SunEarth - SETRA503 TTR U + Series 200 | City of Inglewood | FALSE | 41.22 |  | 2017-09-28 |  | 2017-10-02 | 2017-10-13 | 2018-12-17 | 2019-01-15 | 2109 | 89454 | Up-front Payment
SCG-009407 | Commercial/Multifamily Residential | Domestic Hot Water | Gas | Southern California Gas Company | Incentive:Paid | 37028 | 20.19 |  | 1 | 1834 |  | 1834 |  | 2017-10-16 12:13 | 2017-10-23 | EVOLUTION ENERGY SOLUTIONS L L C | Retrofit | Los Angeles | Los Angeles | 90006 | Host Customer is System Owner | [7 empty] | 532.35 | 40.95 |  | Drainback | Drainback (Water) | Solar Storage and Auxiliary Tanks are separate |  | 1 | 1 | 930 | Z09 | 24 | Units | Apartments/Condos | TRB-40 | 13 | 1 | 1000 | 1 | 100 | 1 | 270000 | TRUE | 140 | 140 |  | SunEarth - SETR A503 TTR U + VFS 10-200 |  | SunEarth - SETR A503 TTR U + VFS 10-200 | Los Angeles | FALSE | 20.19 |  | 2017-10-12 |  | 2017-10-16 | 2017-10-23 | 2020-12-21 | 2020-12-22 | 1398 | 37028 | Up-front Payment
SCG-009408 | Low Income Single Family Residential | Domestic Hot Water | Gas | Southern California Gas Company | Incentive:Canceled | 5166 | 36.9 |  | 1 | 140 |  | 140 |  | 2017-10-04 08:59 |  | TITANIUM POWER INC | Retrofit | Pacoima | Los Angeles | 91331 | Host Customer is System Owner | 5 |  | 2011141B | Heliodyne, Inc. | HELIOPAK | HPAK 016 1 410 G 80 ACD Z | Indirect Forced Circulation (IF) | 40.17 |  | 410 001 | Glycol | Advanced Controller with a Vacation or Holiday Mode | Solar Storage and Auxiliary Tanks are separate | 80 | 1 | 1 | 65 | Z09 | [18 empty] | Los Angeles | FALSE | 37.27 |  | 2011-06-01: 2017-09-28; 2011-06-21: 2018-02-06; 2011-08-03: 2017-10-04 | 2410 | 5218 | Up-front Payment
SCG-009409 | Commercial/Multifamily Residential | Domestic Hot Water | Gas | Southern California Gas Company | Incentive:Paid | 50495 | 20.19 |  | 1 | 2501 |  | 2501 |  | 2017-10-18 07:41 | 2017-10-23 | EVOLUTION ENERGY SOLUTIONS L L C | Retrofit | North Hills | Los Angeles | 91343 | Host Customer is System Owner | [7 empty] | 655.2 | 40.95 |  | Drainback | Drainback (Water) | Solar Storage and Auxiliary Tanks are separate |  | 1 | 1 | 1440 | Z09 | 36 | Units | Apartments/Condos | TRB-40 | 16 | 1 | 1300 | 1 | 200 | 2 | 470000 | TRUE | 140 | 140 |  | SunEarth - SETR A503 TTR U + VFS 10-200 |  | SunEarth - SETR A503 TTR U + VFS 10-200 | Los Angeles | FALSE | 20.19 |  | 2017-10-12 |  | 2017-10-18 | 2017-10-23 | 2017-11-20 | 2017-12-07 | 2482 | 50495 | Up-front Payment
SCG-009410 | Single Family Residential | Domestic Hot Water | Gas | Southern California Gas Company | Incentive:Paid | 3821 | 29.85 |  | 1 | 128 |  | 128 |  | 2017-10-04 08:51 | 2017-10-12 | TITANIUM POWER INC | Retrofit | Sun Valley | Los Angeles | 91352 | Host Customer is System Owner | 5 |  | 30004079 | GREENoneTEC Solarindustrie GmbH | Solpal Plus | Solpal Plus L-GT | Direct Integral Collector Storage (DI) | 25.66 |  | Solpal Plus L |  |  | Solar Storage with Tankless Auxiliary Water Heater | 51 | 1 | 1 | 65 | Z09 | [18 empty] | Los Angeles | FALSE | 30.54 |  | 2011-06-01: 2017-09-28; 2011-08-03: 2017-10-04; 2011-09-20: 2017-10-12 | 2566 | 3909 | Up-front Payment
SCG-009411 | Single Family Residential | Domestic Hot Water | Gas | Southern California Gas Company | Incentive:Paid | 3821 | 29.85 |  | 1 | 128 |  | 128 |  | 2017-10-04 08:49 | 2017-10-12 | TITANIUM POWER INC | Retrofit | San Fernando | Los Angeles | 91340 | Host Customer is System Owner | 7 |  | 30004079 | GREENoneTEC Solarindustrie GmbH | Solpal Plus | Solpal Plus L-GT | Direct Integral Collector Storage (DI) | 25.66 |  | Solpal Plus L |  |  | Solar Storage with Tankless Auxiliary Water Heater | 51 | 1 | 1 | 85 | Z09 | [18 empty] | Los Angeles | FALSE | 30.54 |  | 2011-06-01: 2017-09-28; 2011-08-03: 2017-10-04; 2011-09-20: 2017-10-12 | 2566 | 3909 | Up-front Payment
PGE-009412 | Low Income Single Family Residential | Domestic Hot Water | Gas | Pacific Gas and Electric | Incentive:Paid | 4126 | 36.9 |  | 1 | 143 |  | 112 |  | 2018-06-05 11:41 | 2018-09-04 | COMMUNITY RESOURCE PROJECT INC | Retrofit | Yuba City | Sutter | 95991 | Host Customer is System Owner | 5 |  | 2010017C | Alternate Energy Technologies | EAGLESUN | DBS-G2-80-64 | Indirect Forced Circulation (IF) | 65.34 |  | MSC-32 | Automatic Drainback |  | Solar Storage and Auxiliary Tanks are separate | 80 | 0.92 | 0.85 | 65 | Z11 | [18 empty] | City of Yuba City | FALSE | 44.34 |  | 2017-09-28 | 2018-06-08 |  |  | 2018-06-05 | 2018-09-04 | 2234 | 6341 | Up-front Payment
PGE-009413 | Low Income Single Family Residential | Domestic Hot Water | Gas | Pacific Gas and Electric | Incentive:Paid | 4491 | 36.9 |  | 1 | 147 |  | 122 |  | 2018-01-16 09:48 | 2018-02-13 | COMMUNITY RESOURCE PROJECT INC | Retrofit | Sacramento | Sacramento | 95826 | Host Customer is System Owner | 5 |  | 2010017C | Alternate Energy Technologies | EAGLESUN | DBS-G2-80-64 | Indirect Forced Circulation (IF) | 65.34 |  | MSC-32 | Automatic Drainback |  | Solar Storage and Auxiliary Tanks are separate | 80 | 0.92 | 0.9 | 65 | Z12 | [18 empty] | Sacramento | FALSE | 37.39 |  | 2017-09-28 | 2018-01-23 |  |  | 2018-01-16 | 2018-02-13 | 2430 | 5496.03 | Up-front Payment
PGE-009414 | Low Income Single Family Residential | Domestic Hot Water | Gas | Pacific Gas and Electric | Incentive:Paid | 4998 | 36.9 |  | 1 | 147 |  | 146 |  | 2018-01-17 10:48 | 2018-01-24 | COMMUNITY RESOURCE PROJECT INC | Retrofit | rio linda | Sacramento | 95673 | Host Customer is System Owner | 3 |  | 2010017C | Alternate Energy Technologies | EAGLESUN | DBS-G2-80-64 | Indirect Forced Circulation (IF) | 65.34 |  | MSC-32 | Automatic Drainback | Drainback (Water) | Solar Storage and Auxiliary Tanks are separate | 80 | 0.99 | 1 | 45 | Z12 | [18 empty] | sacramento county | FALSE | 40.62 |  | 2011-06-01: 2017-09-28; 2011-08-03: 2018-01-17; 2011-09-20: 2018-01-24 | 2430 | 5971.31 | Up-front Payment
SCG-009415 | Single Family Residential | Domestic Hot Water | Gas | Southern California Gas Company | Incentive:Paid | 3821 | 29.85 |  | 1 | 128 |  | 128 |  | 2017-10-04 08:45 | 2017-10-12 | TITANIUM POWER INC | Retrofit | Pacoima | Los Angeles | 91331 | Host Customer is System Owner | 6 |  | 30004079 | GREENoneTEC Solarindustrie GmbH | Solpal Plus | Solpal Plus L-GT | Direct Integral Collector Storage (DI) | 25.66 |  | Solpal Plus L |  |  | Solar Storage with Tankless Auxiliary Water Heater | 51 | 1 | 1 | 75 | Z09 | [18 empty] | Los Angeles | FALSE | 30.54 |  | 2011-06-01: 2017-09-28; 2011-08-03: 2017-10-04; 2011-09-20: 2017-10-12 | 2566 | 3909 | Up-front Payment
SCG-009416 | Single Family Residential | Domestic Hot Water | Gas | Southern California Gas Company | Incentive:Paid | 3821 | 29.85 |  | 1 | 128 |  | 128 |  | 2017-10-04 08:38 | 2017-10-12 | TITANIUM POWER INC | Retrofit | Pacoima | Los Angeles | 91331 | Host Customer is System Owner | 6 |  | 30004079 | GREENoneTEC Solarindustrie GmbH | Solpal Plus | Solpal Plus L-GT | Direct Integral Collector Storage (DI) | 25.66 |  | Solpal Plus L |  |  | Solar Storage with Tankless Auxiliary Water Heater | 51 | 1 | 1 | 75 | Z09 | [18 empty] | Los Angeles | FALSE | 30.54 |  | 2011-06-01: 2017-09-28; 2011-08-03: 2017-10-04; 2011-09-20: 2017-10-12 | 2566 | 3909 | Up-front Payment
PGE-009417 | Low Income Single Family Residential | Domestic Hot Water | Gas | Pacific Gas and Electric | Incentive:Paid | 4998 | 36.9 |  | 1 | 147 |  | 144 |  | 2018-01-16 09:47 | 2018-01-23 | COMMUNITY RESOURCE PROJECT INC | Retrofit | Sacramento | Sacramento | 95827 | Host Customer is System Owner | 4 |  | 2010017C | Alternate Energy Technologies | EAGLESUN | DBS-G2-80-64 | Indirect Forced Circulation (IF) | 65.34 |  | MSC-32 | Automatic Drainback |  | Solar Storage and Auxiliary Tanks are separate | 80 | 0.98 | 1 | 55 | Z12 | [18 empty] | Rancho Cordova | FALSE | 38.26 |  | 2011-06-01: 2017-09-28; 2011-08-03: 2018-01-16; 2011-09-20: 2018-01-23 | 2430 | 5623.76 | Up-front Payment
PGE-009418 | Low Income Single Family Residential | Domestic Hot Water | Gas | Pacific Gas and Electric | Incentive:Paid | 4998 | 36.9 |  | 1 | 147 |  | 141 |  | 2018-06-05 11:32 | 2018-09-04 | COMMUNITY RESOURCE PROJECT INC | Retrofit | Sacramento | Sacramento | 95823 | Host Customer is System Owner | 5 |  | 2010017C | Alternate Energy Technologies | EAGLESUN | DBS-G2-80-64 | Indirect Forced Circulation (IF) | 65.34 |  | MSC-32 | Automatic Drainback |  | Solar Storage and Auxiliary Tanks are separate | 80 | 0.96 | 1 | 65 | Z12 | [18 empty] | City of Sacramento | FALSE | 46.85 |  | 2017-09-28 | 2018-06-08 |  |  | 2018-06-05 | 2018-09-04 | 2234 | 6887.45 | Up-front Payment
SCG-009419 | Low Income Single Family Residential | Domestic Hot Water | Gas | Southern California Gas Company | Incentive:Paid | 5166 | 36.9 |  | 1 | 140 |  | 140 |  | 2017-10-11 08:24 | 2018-02-21 | TITANIUM POWER INC | Retrofit | Pacoima | Los Angeles | 91331 | Host Customer is System Owner | 5 |  | 2011141B | Heliodyne, Inc. | HELIOPAK | HPAK 016 1 410 G 80 ACD Z | Indirect Forced Circulation (IF) | 40.17 |  | 410 001 | Glycol | Advanced Controller with a Vacation or Holiday Mode | Solar Storage and Auxiliary Tanks are separate | 80 | 1 | 1 | 65 | Z09 | [18 empty] | Los Angeles | FALSE | 37.27 |  | 2011-06-01: 2017-09-28; 2011-08-03: 2017-10-11; 2011-09-20: 2018-02-21 | 2434 | 5218 | Up-front Payment
SCG-009420 | Low Income Single Family Residential | Domestic Hot Water | Gas | Southern California Gas Company | Incentive:Canceled | 5166 | 36.9 |  | 1 | 140 |  | 140 |  | 2017-10-02 15:14 |  | TITANIUM POWER INC | Retrofit | Pacoima | Los Angeles | 91331 | Host Customer is System Owner | 7 |  | 2011141B | Heliodyne, Inc. | HELIOPAK | HPAK 016 1 410 G 80 ACD Z | Indirect Forced Circulation (IF) | 40.17 |  | 410 001 | Glycol | Advanced Controller with a Vacation or Holiday Mode | Solar Storage and Auxiliary Tanks are separate | 80 | 1 | 1 | 85 | Z09 | [18 empty] | Los Angeles | FALSE | 37.27 |  | 2011-06-01: 2017-09-28; 2011-06-21: 2018-02-06; 2011-08-03: 2017-10-02 | 2410 | 5218 | Up-front Payment
SCG-009421 | Single Family Residential | Domestic Hot Water | Gas | Southern California Gas Company | Incentive:Paid | 4179 | 29.85 |  | 1 | 140 |  | 140 |  | 2017-10-02 15:15 | 2017-10-04 | TITANIUM POWER INC | Retrofit | Pacoima | Los Angeles | 91331 | Host Customer is System Owner | 6 |  | 2011141B | Heliodyne, Inc. | HELIOPAK | HPAK 016 1 410 G 80 ACD Z | Indirect Forced Circulation (IF) | 40.17 |  | 410 001 | Glycol | Advanced Controller with a Vacation or Holiday Mode | Solar Storage and Auxiliary Tanks are separate | 80 | 1 | 1 | 75 | Z09 | [18 empty] | Los Angeles | FALSE | 30.13 |  | 2011-06-01: 2017-09-28; 2011-08-03: 2017-10-02; 2011-09-20: 2017-10-04 | 2573 | 4218 | Up-front Payment
PGE-009422 | Commercial/Multifamily Residential | Domestic Hot Water | Gas | Pacific Gas and Electric | Incentive:Paid | 35151 | 20.19 |  | 1 | 1741 |  | 1741 |  | 2017-10-18 09:34 | 2017-10-27 | SUN LIGHT & POWER | New Construction | Oakland | Alameda | 94611 | Host Customer is System Owner | [7 empty] | 482.04 | 40.17 |  | Glycol | Pressure Stagnation Protection (PSP) | Solar and Auxiliary Storage are the same Tank |  | 1 | 1 | 1640 | Z03 | 41 | Units | Apartments/Condos | 2010115A | 12 | 2 | 720 | 1 | 200 | 2 | 500000 | TRUE | 120 | 120 |  | Heliodyne - Delta-T Pro Ethernet |  | Heliodyne - Delta-T Pro Ethernet | City of Oakland | FALSE | 42.59 |  | 2017-09-28 | 2017-10-19 | 2017-10-18 | 2017-10-27 | 2019-04-15 | 2019-04-23 | 1996 | 74145 | Up-front Payment
SCG-009423 | Single Family Residential | Domestic Hot Water | Gas | Southern California Gas Company | Incentive:Paid | 3821 | 29.85 |  | 1 | 128 |  | 128 |  | 2017-10-02 15:16 | 2017-10-09 | TITANIUM POWER INC | Retrofit | Pacoima | Los Angeles | 91331 | Host Customer is System Owner | 6 |  | 30004079 | GREENoneTEC Solarindustrie GmbH | Solpal Plus | Solpal Plus L-GT | Direct Integral Collector Storage (DI) | 25.66 |  | Solpal Plus L |  |  | Solar Storage with Tankless Auxiliary Water Heater | 51 | 1 | 1 | 75 | Z09 | [18 empty] | Los Angeles | FALSE | 30.54 |  | 2011-06-01: 2017-09-28; 2011-08-03: 2017-10-02; 2011-09-20: 2017-10-09 | 2566 | 3909 | Up-front Payment
SCG-009424 | Single Family Residential - Disadvantaged Community | Domestic Hot Water | Gas | Southern California Gas Company | Incentive:Paid | 3821 | 29.85 |  | 1 | 128 |  | 128 |  | 2017-10-02 15:17 | 2018-01-23 | TITANIUM POWER INC | Retrofit | Pacoima | Los Angeles | 91331 | Host Customer is System Owner | 4 |  | 30004079 | GREENoneTEC Solarindustrie GmbH | Solpal Plus | Solpal Plus L-GT | Direct Integral Collector Storage (DI) | 25.66 |  | Solpal Plus L |  |  | Solar Storage with Tankless Auxiliary Water Heater | 51 | 1 | 1 | 55 | Z09 | [18 empty] | Los Angeles | FALSE | 30.54 |  | 2011-06-01: 2017-09-28; 2011-08-03: 2017-10-02; 2011-09-20: 2018-01-23 | 2461 | 3909 | Up-front Payment
SCG-009425 | Single Family Residential | Domestic Hot Water | Gas | Southern California Gas Company | Incentive:Paid | 3821 | 29.85 |  | 1 | 128 |  | 128 |  | 2017-10-03 14:07 | 2017-10-09 | TITANIUM POWER INC | Retrofit | Pacoima | Los Angeles | 91331 | Host Customer is System Owner | 4 |  | 30004079 | GREENoneTEC Solarindustrie GmbH | Solpal Plus | Solpal Plus L-GT | Direct Integral Collector Storage (DI) | 25.66 |  | Solpal Plus L |  |  | Solar Storage with Tankless Auxiliary Water Heater | 51 | 1 | 1 | 55 | Z09 | [18 empty] | Los Angeles | FALSE | 30.54 |  | 2011-06-01: 2017-09-28; 2011-08-03: 2017-10-03; 2011-09-20: 2017-10-09 | 2566 | 3909 | Up-front Payment
SCG-009426 | Single Family Residential - Disadvantaged Community | Domestic Hot Water | Gas | Southern California Gas Company | Incentive:Paid | 3630 | 29.85 |  | 1 | 128 |  | 122 |  | 2017-10-02 15:18 | 2018-01-26 | TITANIUM POWER INC | Retrofit | Sylmar | Los Angeles | 91342 | Host Customer is System Owner | 4 |  | 30004079 | GREENoneTEC Solarindustrie GmbH | Solpal Plus | Solpal Plus L-GT | Direct Integral Collector Storage (DI) | 25.66 |  | Solpal Plus L |  |  | Solar Storage with Tankless Auxiliary Water Heater | 51 | 1 | 0.95 | 55 | Z09 | [18 empty] | Los Angeles | FALSE | 30.54 |  | 2011-06-01: 2017-09-28; 2011-08-03: 2017-10-02; 2011-09-20: 2018-01-26 | 2460 | 3909 | Up-front Payment
SCG-009427 | Single Family Residential | Domestic Hot Water | Gas | Southern California Gas Company | Incentive:Paid | 4179 | 29.85 |  | 1 | 140 |  | 140 |  | 2017-10-04 08:35 | 2017-10-12 | TITANIUM POWER INC | Retrofit | Pacoima | Los Angeles | 91331 | Host Customer is System Owner | 5 |  | 2011141B | Heliodyne, Inc. | HELIOPAK | HPAK 016 1 410 G 80 ACD Z | Indirect Forced Circulation (IF) | 40.17 |  | 410 001 | Glycol | Advanced Controller with a Vacation or Holiday Mode | Solar Storage and Auxiliary Tanks are separate | 80 | 1 | 1 | 65 | Z09 | [18 empty] | Los Angeles | FALSE | 30.13 |  | 2011-06-01: 2017-09-28; 2011-08-03: 2017-10-04; 2011-09-20: 2017-10-12 | 2566 | 4218 | Up-front Payment
SCG-009428 | Single Family Residential - Disadvantaged Community | Domestic Hot Water | Gas | Southern California Gas Company | Incentive:Paid | 3821 | 29.85 |  | 1 | 128 |  | 128 |  | 2017-10-02 15:20 | 2017-12-27 | TITANIUM POWER INC | Retrofit | Pacoima | Los Angeles | 91331 | Host Customer is System Owner | 5 |  | 30004079 | GREENoneTEC Solarindustrie GmbH | Solpal Plus | Solpal Plus L-GT | Direct Integral Collector Storage (DI) | 25.66 |  | Solpal Plus L |  |  | Solar Storage with Tankless Auxiliary Water Heater | 51 | 1 | 1 | 65 | Z09 | [18 empty] | Los Angeles | FALSE | 30.54 |  | 2011-06-01: 2017-09-28; 2011-08-03: 2017-10-02; 2011-09-20: 2017-12-27 | 2466 | 3909 | Up-front Payment
SCG-009429 | Single Family Residential | Domestic Hot Water | Gas | Southern California Gas Company | Incentive:Paid | 3821 | 29.85 |  | 1 | 128 |  | 128 |  | 2017-10-02 15:19 | 2017-10-09 | TITANIUM POWER INC | Retrofit | Sylmar | Los Angeles | 91342 | Host Customer is System Owner | 4 |  | 30004079 | GREENoneTEC Solarindustrie GmbH | Solpal Plus | Solpal Plus L-GT | Direct Integral Collector Storage (DI) | 25.66 |  | Solpal Plus L |  |  | Solar Storage with Tankless Auxiliary Water Heater | 51 | 1 | 1 | 55 | Z09 | [18 empty] | Los Angeles | FALSE | 30.54 |  | 2011-06-01: 2017-09-28; 2011-08-03: 2017-10-02; 2011-09-20: 2017-10-09 | 2566 | 3909 | Up-front Payment
SCG-009430 | Single Family Residential | Domestic Hot Water | Gas | Southern California Gas Company | Incentive:Paid | 3821 | 29.85 |  | 1 | 128 |  | 128 |  | 2017-10-02 14:02 | 2017-10-27 | TITANIUM POWER INC | Retrofit | San Fernando | Los Angeles | 91342 | Host Customer is System Owner | 8 |  | 30004079 | GREENoneTEC Solarindustrie GmbH | Solpal Plus | Solpal Plus L-GT | Direct Integral Collector Storage (DI) | 25.66 |  | Solpal Plus L |  |  | Solar Storage with Tankless Auxiliary Water Heater | 51 | 1 | 1 | 95 | Z09 | [18 empty] | Los Angeles | FALSE | 30.34 |  | 2011-06-01: 2017-09-28; 2011-08-03: 2017-10-02; 2011-09-20: 2017-10-27 | 2530 | 3884 | Up-front Payment
PGE-009431 | Low Income Single Family Residential | Domestic Hot Water | Gas | Pacific Gas and Electric | Incentive:Paid | 4565 | 36.9 |  | 1 | 147 |  | 124 |  | 2017-10-05 12:24 | 2017-11-10 | MERCED COUNTY COMMUNITY ACTION BOARD | Retrofit | WINTON | Merced | 95388 | Host Customer is System Owner | 1 |  | 2010017C | Alternate Energy Technologies | EAGLESUN | DBS-G2-80-64 | Indirect Forced Circulation (IF) | 65.34 |  | MSC-32 | Automatic Drainback | Drainback (Water) | Solar Storage and Auxiliary Tanks are separate | 80 | 0.99 | 0.85 | 20 | Z12 | [18 empty] | COUNTY OF MERCED | FALSE | 41.22 |  | 2011-06-01: 2017-09-28; 2011-08-03: 2017-10-05; 2011-09-20: 2017-11-10 | 2523 | 6058.84 | Up-front Payment
SCG-009432 | Single Family Residential - Disadvantaged Community | Domestic Hot Water | Gas | Southern California Gas Company | Incentive:Paid | 3718 | 29.85 |  | 1 | 128 |  | 128 |  | 2017-10-04 08:26 | 2018-01-26 | TITANIUM POWER INC | Retrofit | North Hollywood | Los Angeles | 91605 | Host Customer is System Owner | 6 |  | 30004079 | GREENoneTEC Solarindustrie GmbH | Solpal Plus | Solpal Plus L-GT | Direct Integral Collector Storage (DI) | 25.66 |  | Solpal Plus L |  |  | Solar Storage with Tankless Auxiliary Water Heater | 51 | 1 | 1 | 75 | Z09 | [18 empty] | Los Angeles | FALSE | 29.05 |  | 2011-06-01: 2017-09-29; 2011-08-03: 2017-10-04; 2011-09-20: 2018-01-26 | 2460 | 3718 | Up-front Payment
SCG-009434 | Commercial/Multifamily Residential | Domestic Hot Water | Gas | Southern California Gas Company | Incentive:Paid | 30023 | 20.19 |  | 1 | 1487 |  | 1487 |  | 2017-11-10 06:51 | 2017-11-10 | ALL VALLEY SOLAR INC | Retrofit | Los Angeles | Los Angeles | 90034 | Host Customer is System Owner | [7 empty] | 400 | 40 |  | Drainback | Drainback (Water) | Solar Storage and Auxiliary Tanks are separate |  | 1 | 1 | 880 | Z08 | 22 | Units | Apartments/Condos | 2009058C | 10 | 2 | 560 | 4 | 200 | 2 | 398000 | TRUE | 135 | 140 |  |  |  |  | ladbs | FALSE | 23.11 |  | 2017-11-08 |  | 2017-11-10 | 2017-11-10 | 2018-02-22 | 2018-03-23 | 2403 | 34360 | Up-front Payment
SCG-009435 | Single Family Residential | Domestic Hot Water | Gas | Southern California Gas Company | Incentive:Paid | 3821 | 29.85 |  | 1 | 128 |  | 128 |  | 2017-10-03 14:51 | 2017-10-12 | TITANIUM POWER INC | Retrofit | Pacoima | Los Angeles | 91331 | Host Customer is System Owner | 6 |  | 30004079 | GREENoneTEC Solarindustrie GmbH | Solpal Plus | Solpal Plus L-GT | Direct Integral Collector Storage (DI) | 25.66 |  | Solpal Plus L |  |  | Solar Storage with Tankless Auxiliary Water Heater | 51 | 1 | 1 | 75 | Z09 | [18 empty] | Los Angeles | FALSE | 30.54 |  | 2011-06-01: 2017-09-29; 2011-08-03: 2017-10-03; 2011-09-20: 2017-10-12 | 2566 | 3909 | Up-front Payment
SCG-009436 | Low Income Single Family Residential | Domestic Hot Water | Gas | Southern California Gas Company | Incentive:Paid | 4723 | 36.9 |  | 1 | 128 |  | 128 |  | 2017-10-02 15:21 | 2018-03-20 | TITANIUM POWER INC | Retrofit | San Fernando | Los Angeles | 91340 | Owner/Tenant | 6 |  | 30004079 | GREENoneTEC Solarindustrie GmbH | Solpal Plus | Solpal Plus L-GT | Direct Integral Collector Storage (DI) | 25.66 |  | Solpal Plus L |  |  | Solar Storage with Tankless Auxiliary Water Heater | 51 | 1 | 1 | 75 | Z09 | [18 empty] | Los Angeles | FALSE | 37.18 |  | 2011-06-01: 2017-09-29; 2011-08-03: 2017-10-02; 2011-09-20: 2018-03-20 | 2409 | 4759 | Up-front Payment
SCG-009437 | Single Family Residential | Domestic Hot Water | Gas | Southern California Gas Company | Incentive:Paid | 2657 | 29.85 |  | 1 | 89 |  | 89 |  | 2017-10-09 11:15 | 2017-10-13 | TITANIUM POWER INC | Retrofit | Pacoima | Los Angeles | 91331 | Host Customer is System Owner | 7 |  | 30004078 | GREENoneTEC Solarindustrie GmbH | Solpal Plus | Solpal Plus L-G | Direct Integral Collector Storage (DI) | 25.66 |  | Solpal Plus L |  |  | Solar Storage and Auxiliary Tanks are separate | 51 | 1 | 1 | 85 | Z09 | [18 empty] | Los Angeles | FALSE | 30.44 |  | 2011-06-01: 2017-09-29; 2011-08-03: 2017-10-09; 2011-09-20: 2017-10-13 | 2549 | 2709 | Up-front Payment
SCG-009438 | Single Family Residential | Domestic Hot Water | Gas | Southern California Gas Company | Incentive:Paid | 3821 | 29.85 |  | 1 | 128 |  | 128 |  | 2017-10-09 11:17 | 2017-10-24 | TITANIUM POWER INC | Retrofit | Sylmar | Los Angeles | 91342 | Host Customer is System Owner | 6 |  | 30004079 | GREENoneTEC Solarindustrie GmbH | Solpal Plus | Solpal Plus L-GT | Direct Integral Collector Storage (DI) | 25.66 |  | Solpal Plus L |  |  | Solar Storage with Tankless Auxiliary Water Heater | 51 | 1 | 1 | 75 | Z09 | [18 empty] | Los Angeles | FALSE | 30.54 |  | 2011-06-01: 2017-09-29; 2011-08-03: 2017-10-09; 2011-09-20: 2017-10-24 | 2549 | 3909 | Up-front Payment
SCG-009439 | Single Family Residential | Domestic Hot Water | Gas | Southern California Gas Company | Incentive:Paid | 3821 | 29.85 |  | 1 | 128 |  | 128 |  | 2017-10-03 14:48 | 2017-10-11 | TITANIUM POWER INC | Retrofit | Pacoima | Los Angeles | 91331 | Host Customer is System Owner | 9 |  | 30004079 | GREENoneTEC Solarindustrie GmbH | Solpal Plus | Solpal Plus L-GT | Direct Integral Collector Storage (DI) | 25.66 |  | Solpal Plus L |  |  | Solar Storage with Tankless Auxiliary Water Heater | 51 | 1 | 1 | 105 | Z09 | [18 empty] | Los Angeles | FALSE | 30.54 |  | 2011-06-01: 2017-09-29; 2011-08-03: 2017-10-03; 2011-09-20: 2017-10-11 | 2566 | 3909 | Up-front Payment
PGE-009440 | Low Income Single Family Residential | Domestic Hot Water | Gas | Pacific Gas and Electric | Incentive:Paid | 4465 | 36.9 |  | 1 | 121 |  | 121 |  | 2017-10-05 12:10 | 2017-12-08 | MERCED COUNTY COMMUNITY ACTION BOARD | Retrofit | MERCED | Merced | 95341 | Host Customer is System Owner | 4 |  | 30004214 | Alternate Energy Technologies | EAGLESUN | DBS-G2-60-40 | Indirect Forced Circulation (IF) | 41.35 |  | MSC-20 | Automatic Drainback |  | Solar Storage and Auxiliary Tanks are separate | 60 | 1 | 1 | 55 | Z12 | [18 empty] | LIHEAP | FALSE | 47.97 |  | 2011-06-01: 2017-09-29; 2011-08-03: 2017-10-05; 2011-09-20: 2017-12-08 | 2494 | 5804.78 | Up-front Payment
SCG-009441 | Single Family Residential | Domestic Hot Water | Gas | Southern California Gas Company | Incentive:Paid | 4179 | 29.85 |  | 1 | 140 |  | 140 |  | 2017-10-03 14:35 | 2017-10-11 | TITANIUM POWER INC | Retrofit | San Fernando | Los Angeles | 91342 | Host Customer is System Owner | 5 |  | 2011141B | Heliodyne, Inc. | HELIOPAK | HPAK 016 1 410 G 80 ACD Z | Indirect Forced Circulation (IF) | 40.17 |  | 410 001 | Glycol | Advanced Controller with a Vacation or Holiday Mode | Solar Storage and Auxiliary Tanks are separate | 80 | 1 | 1 | 65 | Z09 | [18 empty] | Los Angeles | FALSE | 30.13 |  | 2011-06-01: 2017-09-29; 2011-08-03: 2017-10-03; 2011-09-20: 2017-10-11 | 2566 | 4218 | Up-front Payment
PGE-009442 | Low Income Single Family Residential | Domestic Hot Water | Gas | Pacific Gas and Electric | Incentive:Paid | 5045 | 36.9 |  | 1 | 147 |  | 137 |  | 2017-10-05 15:51 | 2017-10-10 | MERCED COUNTY COMMUNITY ACTION BOARD | Retrofit | MERCED | Merced | 95341 | Host Customer is System Owner | 5 |  | 2010017C | Alternate Energy Technologies | EAGLESUN | DBS-G2-80-64 | Indirect Forced Circulation (IF) | 65.34 |  | MSC-32 | Automatic Drainback |  | Solar Storage and Auxiliary Tanks are separate | 80 | 0.93 | 1 | 65 | Z12 | [18 empty] | CITY OF MERCED | FALSE | 40.83 |  | 2011-06-01: 2017-09-29; 2011-08-03: 2017-10-05; 2011-09-20: 2017-10-10 | 2559 | 6002.42 | Up-front Payment
SCG-009443 | Commercial/Multifamily Residential | Domestic Hot Water | Gas | Southern California Gas Company | Incentive:Paid | 49425 | 20.19 |  | 1 | 2448 |  | 2448 |  | 2017-10-16 15:29 | 2017-10-23 | EVOLUTION ENERGY SOLUTIONS L L C | Retrofit | North Hills | Los Angeles | 91343 | Host Customer is System Owner | [7 empty] | 655.2 | 40.95 |  | Drainback | Drainback (Water) | Solar Storage and Auxiliary Tanks are separate |  | 1 | 1 | 1440 | Z09 | 36 | Units | Apartments/Condos | TRB-40 | 16 | 1 | 1100 | 1 | 200 | 2 | 520000 | TRUE | 140 | 140 |  | SunEarth - SETR A503 TTR U + VFS 10-200 |  | SunEarth - SETR A503 TTR U + VFS 10-200 | Los Angeles | FALSE | 20.19 |  | 2017-10-12 |  | 2017-10-16 | 2017-10-23 | 2017-12-28 | 2018-01-19 | 2468 | 49425 | Up-front Payment
SCG-009444 | Single Family Residential | Domestic Hot Water | Gas | Southern California Gas Company | Incentive:Paid | 2657 | 29.85 |  | 1 | 89 |  | 89 |  | 2017-10-03 14:32 | 2017-10-11 | TITANIUM POWER INC | Retrofit | Sun Valley | Los Angeles | 91352 | Host Customer is System Owner | 6 |  | 30004078 | GREENoneTEC Solarindustrie GmbH | Solpal Plus | Solpal Plus L-G | Direct Integral Collector Storage (DI) | 25.66 |  | Solpal Plus L |  |  | Solar Storage and Auxiliary Tanks are separate | 51 | 1 | 1 | 75 | Z09 | [18 empty] | Los Angeles | FALSE | 30.44 |  | 2011-06-01: 2017-09-29; 2011-08-03: 2017-10-03; 2011-09-20: 2017-10-11 | 2566 | 2709 | Up-front Payment
SCG-009445 | Low Income Single Family Residential | Domestic Hot Water | Gas | Southern California Gas Company | Incentive:Paid | 3284 | 36.9 |  | 1 | 89 |  | 89 |  | 2017-10-03 14:30 | 2018-02-15 | TITANIUM POWER INC | Retrofit | Sun Valley | Los Angeles | 91352 | Host Customer is System Owner | 4 |  | 30004078 | GREENoneTEC Solarindustrie GmbH | Solpal Plus | Solpal Plus L-G | Direct Integral Collector Storage (DI) | 25.66 |  | Solpal Plus L |  |  | Solar Storage and Auxiliary Tanks are separate | 51 | 1 | 1 | 55 | Z09 | [18 empty] | Los Angeles | FALSE | 37.18 |  | 2011-06-01: 2017-09-29; 2011-08-03: 2017-10-03; 2011-09-20: 2018-02-15 | 2440 | 3309 | Up-front Payment
SCG-009446 | Single Family Residential | Domestic Hot Water | Gas | Southern California Gas Company | Incentive:Canceled | 2657 | 25.37 |  | 2 | 89 |  | 89 |  |  |  | TITANIUM POWER INC | Retrofit | Pacoima | Los Angeles | 91331 | Host Customer is System Owner | 5 |  | 30004078 | GREENoneTEC Solarindustrie GmbH | Solpal Plus | Solpal Plus L-G | Direct Integral Collector Storage (DI) | 25.66 |  | Solpal Plus L |  |  | Solar Storage and Auxiliary Tanks are separate | 51 | 1 | 1 | 65 | Z09 | [18 empty] | Los Angeles | FALSE | 30.44 |  | 2011-06-01: 2017-09-29 | 2584 | 2709 | Up-front Payment
SCG-009447 | Single Family Residential | Domestic Hot Water | Gas | Southern California Gas Company | Incentive:Paid | 2657 | 29.85 |  | 1 | 89 |  | 89 |  | 2017-10-03 14:28 | 2017-12-12 | TITANIUM POWER INC | Retrofit | Pacoima | Los Angeles | 91331 | Host Customer is System Owner | 5 |  | 30004078 | GREENoneTEC Solarindustrie GmbH | Solpal Plus | Solpal Plus L-G | Direct Integral Collector Storage (DI) | 25.66 |  | Solpal Plus L |  |  | Solar Storage and Auxiliary Tanks are separate | 51 | 1 | 1 | 65 | Z09 | [18 empty] | Los Angeles | FALSE | 30.44 |  | 2011-06-01: 2017-09-29; 2011-08-03: 2017-10-03; 2011-09-20: 2017-12-12 | 2496 | 2709 | Up-front Payment
SCG-009448 | Multifamily Residential - Disadvantaged Community | Domestic Hot Water | Gas | Southern California Gas Company | Incentive:Paid | 57622 | 20.19 |  | 1 | 2854 |  | 2854 |  | 2017-10-19 09:53 | 2017-10-27 | ENVIRONMENTAL SOLAR DESIGN INC | Retrofit | Sun Valley | Los Angeles | 91352 | Host Customer is System Owner | [7 empty] | 819 | 40.95 |  | Glycol | Advanced Controller with a Vacation or Holiday Mode | Solar Storage and Auxiliary Tanks are separate |  | 1 | 1 | 1920 | Z09 | 48 | Units | Apartments/Condos | TRB-40 | 20 | 2 | 1900 | 1 | 300 | 3 | 710000 | TRUE | 125 | 145 |  | SunEarth - SETR A503 TTR U + VFS 20-400 |  | SunEarth - SETR A503 TTR U + VFS 20-400 | City of Los Angeles | FALSE | 34.64 |  | 2017-10-12 |  | 2017-10-19 | 2017-10-27 | 2017-12-21 | 2017-12-26 | 2469 | 98860 | Up-front Payment
SCG-009449 | Single Family Residential | Domestic Hot Water | Gas | Southern California Gas Company | Incentive:Paid | 2657 | 29.85 |  | 1 | 89 |  | 89 |  | 2017-10-04 08:24 | 2017-10-12 | TITANIUM POWER INC | Retrofit | Pacoima | Los Angeles | 91331 | Host Customer is System Owner | 5 |  | 30004078 | GREENoneTEC Solarindustrie GmbH | Solpal Plus | Solpal Plus L-G | Direct Integral Collector Storage (DI) | 25.66 |  | Solpal Plus L |  |  | Solar Storage and Auxiliary Tanks are separate | 51 | 1 | 1 | 65 | Z09 | [18 empty] | Los Angeles | FALSE | 30.44 |  | 2011-06-01: 2017-09-29; 2011-08-03: 2017-10-04; 2011-09-20: 2017-10-12 | 2566 | 2709 | Up-front Payment
SCG-009450 | Single Family Residential | Domestic Hot Water | Gas | Southern California Gas Company | Incentive:Paid | 2657 | 29.85 |  | 1 | 89 |  | 89 |  | 2017-10-03 14:26 | 2017-10-11 | TITANIUM POWER INC | Retrofit | San Fernando | Los Angeles | 91342 | Host Customer is System Owner | 8 |  | 30004078 | GREENoneTEC Solarindustrie GmbH | Solpal Plus | Solpal Plus L-G | Direct Integral Collector Storage (DI) | 25.66 |  | Solpal Plus L |  |  | Solar Storage and Auxiliary Tanks are separate | 51 | 1 | 1 | 95 | Z09 | [18 empty] | Los Angeles | FALSE | 30.44 |  | 2011-06-01: 2017-09-29; 2011-08-03: 2017-10-03; 2011-09-20: 2017-10-11 | 2566 | 2709 | Up-front Payment
SCG-009451 | Single Family Residential | Domestic Hot Water | Gas | Southern California Gas Company | Incentive:Paid | 2524 | 29.85 |  | 1 | 89 |  | 85 |  | 2017-10-03 14:19 | 2017-10-09 | TITANIUM POWER INC | Retrofit | North Hollywood | Los Angeles | 91605 | Host Customer is System Owner | 7 |  | 30004078 | GREENoneTEC Solarindustrie GmbH | Solpal Plus | Solpal Plus L-G | Direct Integral Collector Storage (DI) | 25.66 |  | Solpal Plus L |  |  | Solar Storage and Auxiliary Tanks are separate | 51 | 1 | 0.95 | 85 | Z09 | [18 empty] | Los Angeles | FALSE | 29.31 |  | 2011-06-01: 2017-09-29; 2011-08-03: 2017-10-03; 2011-09-20: 2017-10-09 | 2566 | 2609 | Up-front Payment
PGE-009452 | Low Income Single Family Residential | Domestic Hot Water | Gas | Pacific Gas and Electric | Incentive:Paid | 4376 | 36.9 |  | 1 | 121 |  | 119 |  | 2017-10-05 11:20 | 2017-10-10 | MERCED COUNTY COMMUNITY ACTION BOARD | Retrofit | MERCED | Merced | 95348 | Host Customer is System Owner | 5 |  | 30004214 | Alternate Energy Technologies | EAGLESUN | DBS-G2-60-40 | Indirect Forced Circulation (IF) | 41.35 |  | MSC-20 | Automatic Drainback |  | Solar Storage and Auxiliary Tanks are separate | 60 | 0.98 | 1 | 65 | Z12 | [18 empty] | MERCED COUNTY | FALSE | 46.47 |  | 2011-06-01: 2017-09-29; 2011-08-03: 2017-10-05; 2011-09-20: 2017-10-10 | 2559 | 5622.32 | Up-front Payment
PGE-009453 | Low Income Single Family Residential | Domestic Hot Water | Gas | Pacific Gas and Electric | Incentive:Paid | 4998 | 36.9 |  | 1 | 147 |  | 135 |  | 2018-01-23 12:00 | 2018-03-23 | COMMUNITY RESOURCE PROJECT INC | Retrofit | Sacramento | Sacramento | 95827 | Host Customer is System Owner | 3 |  | 2010017C | Alternate Energy Technologies | EAGLESUN | DBS-G2-80-64 | Indirect Forced Circulation (IF) | 65.34 |  | MSC-32 | Automatic Drainback | Drainback (Water) | Solar Storage and Auxiliary Tanks are separate | 80 | 0.97 | 0.95 | 45 | Z12 | [18 empty] | City of Rancho Cordova | FALSE | 41.17 |  | 2017-09-29 | 2018-01-25 |  |  | 2018-01-23 | 2018-03-23 | 2395 | 6052.36 | Up-front Payment
PGE-009454 | Low Income Single Family Residential | Domestic Hot Water | Gas | Pacific Gas and Electric | Incentive:Paid | 4784 | 36.9 |  | 1 | 147 |  | 130 |  | 2018-01-23 11:24 | 2018-02-15 | COMMUNITY RESOURCE PROJECT INC | Retrofit | RANCHO CORDOVA | Sacramento | 95670 | Host Customer is System Owner | 6 |  | 2010017C | Alternate Energy Technologies | EAGLESUN | DBS-G2-80-64 | Indirect Forced Circulation (IF) | 65.34 |  | MSC-32 | Automatic Drainback |  | Solar Storage and Auxiliary Tanks are separate | 80 | 0.98 | 0.9 | 75 | Z12 | [18 empty] | City of Rancho Cordova | FALSE | 39.53 |  | 2017-09-29 | 2018-01-25 |  |  | 2018-01-23 | 2018-02-15 | 2430 | 5810.36 | Up-front Payment
PGE-009455 | Low Income Single Family Residential | Domestic Hot Water | Gas | Pacific Gas and Electric | Incentive:Paid | 3492 | 36.9 |  | 1 | 121 |  | 95 |  | 2017-10-05 11:54 | 2017-10-10 | MERCED COUNTY COMMUNITY ACTION BOARD | Retrofit | MERCED | Merced | 95348 | Host Customer is System Owner | 2 |  | 30004214 | Alternate Energy Technologies | EAGLESUN | DBS-G2-60-40 | Indirect Forced Circulation (IF) | 41.35 |  | MSC-20 | Automatic Drainback |  | Solar Storage and Auxiliary Tanks are separate | 60 | 0.92 | 0.85 | 35 | Z12 | [18 empty] | MERCED COUNTY | FALSE | 46.57 |  | 2011-06-01: 2017-09-29; 2011-08-03: 2017-10-05; 2011-09-20: 2017-10-10 | 2559 | 5634.65 | Up-front Payment
SCG-009456 | Single Family Residential | Domestic Hot Water | Gas | Southern California Gas Company | Incentive:Paid | 2524 | 29.85 |  | 1 | 89 |  | 85 |  | 2017-10-09 11:01 | 2017-10-12 | TITANIUM POWER INC | Retrofit | North Hollywood | Los Angeles | 91605 | Host Customer is System Owner | 5 |  | 30004078 | GREENoneTEC Solarindustrie GmbH | Solpal Plus | Solpal Plus L-G | Direct Integral Collector Storage (DI) | 25.66 |  | Solpal Plus L |  |  | Solar Storage and Auxiliary Tanks are separate | 51 | 1 | 0.95 | 65 | Z09 | [18 empty] | Los Angeles | FALSE | 29.31 |  | 2011-06-01: 2017-10-02; 2011-08-03: 2017-10-09; 2011-09-20: 2017-10-12 | 2566 | 2609 | Up-front Payment
PGE-009457 | Low Income Single Family Residential | Domestic Hot Water | Gas | Pacific Gas and Electric | Incentive:Paid | 4895 | 36.9 |  | 1 | 147 |  | 133 |  | 2018-01-23 11:24 | 2018-02-15 | COMMUNITY RESOURCE PROJECT INC | Retrofit | Sacramento | Sacramento | 95842 | Host Customer is System Owner | 4 |  | 2010017C | Alternate Energy Technologies | EAGLESUN | DBS-G2-80-64 | Indirect Forced Circulation (IF) | 65.34 |  | MSC-32 | Automatic Drainback |  | Solar Storage and Auxiliary Tanks are separate | 80 | 0.95 | 0.95 | 55 | Z12 | [18 empty] | SACRAMENTO | FALSE | 41.74 |  | 2017-10-02 | 2018-01-25 |  |  | 2018-01-23 | 2018-02-15 | 2430 | 6136.38 | Up-front Payment
PGE-009458 | Low Income Single Family Residential | Domestic Hot Water | Gas | Pacific Gas and Electric | Incentive:Paid | 4998 | 36.9 |  | 1 | 143 |  | 137 |  | 2018-06-05 10:43 | 2018-09-04 | COMMUNITY RESOURCE PROJECT INC | Retrofit | Yuba City | Sutter | 95993 | Host Customer is System Owner | 2 |  | 2010017C | Alternate Energy Technologies | EAGLESUN | DBS-G2-80-64 | Indirect Forced Circulation (IF) | 65.34 |  | MSC-32 | Automatic Drainback | Drainback (Water) | Solar Storage and Auxiliary Tanks are separate | 80 | 0.96 | 1 | 35 | Z11 | [18 empty] | City of Yuba City | FALSE | 48.88 |  | 2017-10-02 | 2018-06-08 |  |  | 2018-06-05 | 2018-09-04 | 2234 | 6989.23 | Up-front Payment
PGE-009459 | Single Family Residential | Domestic Hot Water | Gas | Pacific Gas and Electric | Incentive:Paid | 4344 | 29.85 |  | 1 | 147 |  | 146 |  | 2018-01-17 10:52 | 2018-01-24 | COMMUNITY RESOURCE PROJECT INC | Retrofit | SACRAMENTO | Sacramento | 95823 | Host Customer is System Owner | 3 |  | 2010017C | Alternate Energy Technologies | EAGLESUN | DBS-G2-80-64 | Indirect Forced Circulation (IF) | 65.34 |  | MSC-32 | Automatic Drainback | Drainback (Water) | Solar Storage and Auxiliary Tanks are separate | 80 | 0.99 | 1 | 45 | Z12 | [18 empty] | SACRAMENTO | FALSE | 37.79 |  | 2011-06-01: 2017-10-02; 2011-08-03: 2018-01-17; 2011-09-20: 2018-01-24 | 2430 | 5555.55 | Up-front Payment
SCG-009460 | Low Income Single Family Residential | Domestic Hot Water | Gas | Southern California Gas Company | Incentive:Paid | 4723 | 36.9 |  | 1 | 128 |  | 128 |  | 2017-10-04 10:24 | 2018-02-20 | TITANIUM POWER INC | Retrofit | Pacoima | Los Angeles | 91331 | Host Customer is System Owner | 7 |  | 30004079 | GREENoneTEC Solarindustrie GmbH | Solpal Plus | Solpal Plus L-GT | Direct Integral Collector Storage (DI) | 25.66 |  | Solpal Plus L |  |  | Solar Storage with Tankless Auxiliary Water Heater | 51 | 1 | 1 | 85 | Z09 | [18 empty] | Los Angeles | FALSE | 37.18 |  | 2011-06-01: 2017-10-02; 2011-08-03: 2017-10-04; 2011-09-20: 2018-02-20 | 2433 | 4759 | Up-front Payment
SCG-009461 | Commercial/Multifamily Residential | Domestic Hot Water | Gas | Southern California Gas Company | Incentive:Paid | 50233 | 20.19 |  | 1 | 2488 |  | 2488 |  | 2017-10-03 10:44 | 2017-10-23 | ALL VALLEY SOLAR INC | Retrofit | North Hollywood | Woodland Hills | 91607 | Host Customer is System Owner | [7 empty] | 655.2 | 40.95 |  | Drainback |  | Solar Storage and Auxiliary Tanks are separate |  | 1 | 1 | 1320 | Z09 | 33 | Units | Apartments/Condos | TRB-40 | 16 | 2 | 920 | 1 | 119 | 1 | 50000 | TRUE | 135 | 140 |  | SunEarth - SETR A503 TTR U + VFS 10-200 |  | SunEarth - SETR A503 TTR U + VFS 10-200 | LADBS | FALSE | 28.16 |  | 2017-10-03 |  | 2017-10-03 | 2017-10-23 | 2017-11-08 | 2017-12-28 | 2481 | 70050 | Up-front Payment
SCG-009462 | Multifamily Residential - Disadvantaged Community | Domestic Hot Water | Gas | Southern California Gas Company | Incentive:Paid | 61640 | 20.19 |  | 1 | 3053 |  | 3053 |  | 2017-11-01 14:24 | 2017-12-01 | INTELLIGENT GREEN SOLUTIONS CA | Retrofit | Buttonwillow | Kern | 93206 | Lease | [7 empty] | 1238.58 | 29.49 |  | Glycol | Steam Back | Solar Storage with Tankless Auxiliary Water Heater |  | 1 | 1 | 2352 | Z13 |  |  | Other | 10002034 | 42 | 1 | 1200 | 1 | 0 | 2 | 511500 | TRUE | 160 | 140 |  | SunMaxx Solar - SmartMaxx-EMETER1000 |  | SunMaxx Solar - SmartMaxx-EMETER1000 | Kern | FALSE | 52.74 |  | 2017-10-03 |  | 2017-11-01 | 2017-12-01 | 2017-12-23 | 2017-12-29 | 2482 | 161015 | Up-front Payment
SCG-009463 | Single Family Residential | Domestic Hot Water | Gas | Southern California Gas Company | Incentive:Paid | 4179 | 29.85 |  | 1 | 140 |  | 140 |  | 2017-10-11 08:31 | 2018-09-14 | TITANIUM POWER INC | Retrofit | Pacoima | Los Angeles | 91331 | Host Customer is System Owner | 7 |  | 2011141B | Heliodyne, Inc. | HELIOPAK | HPAK 016 1 410 G 80 ACD Z | Indirect Forced Circulation (IF) | 40.17 |  | 410 001 | Glycol | Advanced Controller with a Vacation or Holiday Mode | Solar Storage and Auxiliary Tanks are separate | 80 | 1 | 1 | 85 | Z09 | [18 empty] | Los Angeles | FALSE | 30.13 |  | 2017-10-03 | 2017-11-07 |  |  | 2017-10-11 | 2018-09-14 | 2151 | 4218 | Up-front Payment
SCG-009464 | Single Family Residential - Disadvantaged Community | Domestic Hot Water | Gas | Southern California Gas Company | Incentive:Paid | 3821 | 29.85 |  | 1 | 128 |  | 128 |  | 2017-10-12 11:52 | 2018-01-24 | TITANIUM POWER INC | Retrofit | Pacoima | Los Angeles | 91331 | Owner/Tenant | 5 |  | 30004079 | GREENoneTEC Solarindustrie GmbH | Solpal Plus | Solpal Plus L-GT | Direct Integral Collector Storage (DI) | 25.66 |  | Solpal Plus L |  |  | Solar Storage with Tankless Auxiliary Water Heater | 51 | 1 | 1 | 65 | Z09 | [18 empty] | Los Angeles | FALSE | 30.54 |  | 2011-06-01: 2017-10-03; 2011-08-03: 2017-10-12; 2011-09-20: 2018-01-24 | 2461 | 3909 | Up-front Payment
SCG-009465 | Single Family Residential | Domestic Hot Water | Gas | Southern California Gas Company | Incentive:Paid | 3197 | 29.85 |  | 1 | 140 |  | 107 |  | 2018-03-08 11:38 | 2018-04-10 | SOL RELIABLE INC | Retrofit | North Hills | Los Angeles | 91343 | Host Customer is System Owner | 3 |  | 2011141B | Heliodyne, Inc. | HELIOPAK | HPAK 016 1 410 G 80 ACD Z | Indirect Forced Circulation (IF) | 40.17 |  | 410 001 | Forced Circulation |  | Solar Storage with Tankless Auxiliary Water Heater | 80 | 0.9 | 0.85 | 45 | Z09 | [18 empty] | LADBS | FALSE | 103.57 |  | 2011-06-01: 2017-10-04; 2011-08-03: 2018-03-08; 2011-09-20: 2018-04-10 | 2389 | 14500 | Up-front Payment
PGE-009466 | Single Family Residential | Domestic Hot Water | Gas | Pacific Gas and Electric | Incentive:Paid | 4085 | 29.85 |  | 1 | 147 |  | 137 |  | 2021-10-07 12:15 | 2021-10-14 | COMMUNITY RESOURCE PROJECT INC | Retrofit | Sacramento | Sacramento | 95842 | Host Customer is System Owner | 2 |  | 2010017C | Alternate Energy Technologies | EAGLESUN | DBS-G2-80-64 | Indirect Forced Circulation (IF) | 65.34 |  | MSC-32 | Automatic Drainback | Drainback (Water) | Solar Storage and Auxiliary Tanks are separate | 80 | 0.98 | 0.95 | 35 | Z12 | [18 empty] | County of Sacramento | FALSE | 37.82 |  | 2011-06-01: 2017-10-04; 2011-08-03: 2021-10-07; 2011-09-20: 2021-10-14 | 1102 | 5559.13 | Up-front Payment
PGE-009467 | Single Family Residential | Domestic Hot Water | Gas | Pacific Gas and Electric | Incentive:Paid | 3791 | 29.85 |  | 1 | 147 |  | 127 |  | 2019-01-30 10:14 | 2021-10-28 | COMMUNITY RESOURCE PROJECT INC | Retrofit | North Highlands | Sacramento | 95660 | Host Customer is System Owner | 1 |  | 2010017C | Alternate Energy Technologies | EAGLESUN | DBS-G2-80-64 | Indirect Forced Circulation (IF) | 65.34 |  | MSC-32 | Automatic Drainback | Drainback (Water) | Solar Storage and Auxiliary Tanks are separate | 80 | 0.96 | 0.9 | 20 | Z12 | [18 empty] | Sacramento County | FALSE | 39.09 |  | 2017-10-04 | 2019-02-13 |  |  | 2019-01-30 | 2021-10-28 | 1074 | 5746.13 | Up-front Payment
PGE-009468 | Low Income Single Family Residential | Domestic Hot Water | Gas | Pacific Gas and Electric | Incentive:Paid | 4150 | 36.9 |  | 1 | 147 |  | 112 |  | 2018-04-24 11:30 | 2018-09-17 | COMMUNITY RESOURCE PROJECT INC | Retrofit | SACRAMENTO | Sacramento | 95834 | Host Customer is System Owner | 2 |  | 2010017C | Alternate Energy Technologies | EAGLESUN | DBS-G2-80-64 | Indirect Forced Circulation (IF) | 65.34 |  | MSC-32 | Automatic Drainback | Drainback (Water) | Solar Storage and Auxiliary Tanks are separate | 80 | 0.9 | 0.85 | 35 | Z12 | [18 empty] | City of Sacramento | FALSE | 44.3 |  | 2017-10-04 | 2018-05-01 |  |  | 2018-04-24 | 2018-09-17 | 2220 | 6512.2 | Up-front Payment
SCG-009469 | Single Family Residential | Domestic Hot Water | Gas | Southern California Gas Company | Incentive:Canceled | 1791 | 29.85 |  | 1 | 75 |  | 60 |  | 2017-10-04 14:28 |  | ZERO ENERGY CONTRACTING INC | Retrofit | Altadena | Los Angeles | 91001 | Host Customer is System Owner | 2 |  | 2012012B | GREENoneTEC Solarindustrie GmbH | SOLPAL (formerly Solcrafte) | SOLPAL L-G | Direct Integral Collector Storage (DI) | 26.11 |  | Solpal L |  |  | Solar Storage and Auxiliary Tanks are separate | 51 | 0.8 | 1 | 35 | Z09 | [18 empty] | LA County / Altadena | FALSE | 133.07 |  | 2011-06-01: 2017-10-04; 2011-06-21: 2017-11-03; 2011-08-03: 2017-10-04 | 2242 | 9980 | Up-front Payment
SCG-009470 | Low Income Single Family Residential | Domestic Hot Water | Gas | Southern California Gas Company | Incentive:Canceled | 3284 | 36.9 |  | 1 | 89 |  | 89 |  | 2017-10-09 11:08 |  | TITANIUM POWER INC | Retrofit | Pacoima | Los Angeles | 91331 | Host Customer is System Owner | 6 |  | 30004078 | GREENoneTEC Solarindustrie GmbH | Solpal Plus | Solpal Plus L-G | Direct Integral Collector Storage (DI) | 25.66 |  | Solpal Plus L |  |  | Solar Storage with Tankless Auxiliary Water Heater | 51 | 1 | 1 | 75 | Z09 | [18 empty] | Los Angeles | FALSE | 38.87 |  | 2011-06-01: 2017-10-04; 2011-06-21: 2018-02-06; 2011-08-03: 2017-10-09 | 2451 | 3459 | Up-front Payment
SCG-009471 | Single Family Residential | Domestic Hot Water | Gas | Southern California Gas Company | Incentive:Canceled | 2015 | 29.85 |  | 1 | 75 |  | 68 |  | 2017-10-05 08:49 |  | ZERO ENERGY CONTRACTING INC | Retrofit | Altadena | Los Angeles | 91001 | Host Customer is System Owner | 2 |  | 2012012B | GREENoneTEC Solarindustrie GmbH | SOLPAL (formerly Solcrafte) | SOLPAL L-G | Direct Integral Collector Storage (DI) | 26.11 |  | Solpal L |  |  | Solar Storage and Auxiliary Tanks are separate | 51 | 1 | 0.9 | 35 | Z09 | [18 empty] | LA County / Altadena | FALSE | 133.07 |  | 2011-06-01: 2017-10-04; 2011-06-21: 2017-11-03; 2011-08-03: 2017-10-05 | 2242 | 9980 | Up-front Payment
SCG-009472 | Low Income Single Family Residential | Domestic Hot Water | Gas | Southern California Gas Company | Incentive:Paid | 4723 | 36.9 |  | 1 | 128 |  | 128 |  | 2017-10-11 11:42 | 2018-02-21 | TITANIUM POWER INC | Retrofit | San Fernando | Los Angeles | 91340 | Host Customer is System Owner | 5 |  | 30004079 | GREENoneTEC Solarindustrie GmbH | Solpal Plus | Solpal Plus L-GT | Direct Integral Collector Storage (DI) | 25.66 |  | Solpal Plus L |  |  | Solar Storage with Tankless Auxiliary Water Heater | 51 | 1 | 1 | 65 | Z09 | [18 empty] | Los Angeles | FALSE | 37.18 |  | 2011-06-01: 2017-10-05; 2011-08-03: 2017-10-11; 2011-09-20: 2018-02-21 | 2433 | 4759 | Up-front Payment
SCG-009473 | Low Income Single Family Residential | Domestic Hot Water | Gas | Southern California Gas Company | Incentive:Paid | 4723 | 36.9 |  | 1 | 128 |  | 128 |  | 2017-10-11 11:41 | 2018-02-21 | TITANIUM POWER INC | Retrofit | Pacoima | Los Angeles | 91331 | Host Customer is System Owner | 7 |  | 30004079 | GREENoneTEC Solarindustrie GmbH | Solpal Plus | Solpal Plus L-GT | Direct Integral Collector Storage (DI) | 25.66 |  | Solpal Plus L |  |  | Solar Storage with Tankless Auxiliary Water Heater | 51 | 1 | 1 | 85 | Z09 | [18 empty] | Los Angeles | FALSE | 37.18 |  | 2011-06-01: 2017-10-05; 2011-08-03: 2017-10-11; 2011-09-20: 2018-02-21 | 2433 | 4759 | Up-front Payment
SCG-009474 | Low Income Single Family Residential | Domestic Hot Water | Gas | Southern California Gas Company | Incentive:Paid | 4487 | 36.9 |  | 1 | 128 |  | 122 |  | 2017-10-19 12:11 | 2018-03-05 | TITANIUM POWER INC | Retrofit | Pacoima | Los Angeles | 91331 | Host Customer is System Owner | 7 |  | 30004079 | GREENoneTEC Solarindustrie GmbH | Solpal Plus | Solpal Plus L-GT | Direct Integral Collector Storage (DI) | 25.66 |  | Solpal Plus L |  |  | Solar Storage with Tankless Auxiliary Water Heater | 51 | 1 | 0.95 | 85 | Z09 | [18 empty] | Los Angeles | FALSE | 35.23 |  | 2011-06-01: 2017-10-05; 2011-08-03: 2017-10-19; 2011-09-20: 2018-03-05 | 2425 | 4509 | Up-front Payment
SCG-009475 | Low Income Single Family Residential | Domestic Hot Water | Gas | Southern California Gas Company | Incentive:Paid | 4487 | 36.9 |  | 1 | 128 |  | 122 |  | 2017-10-24 09:56 | 2018-03-19 | TITANIUM POWER INC | Retrofit | N Hollywood | Los Angeles | 91605 | Host Customer is System Owner | 5 |  | 30004079 | GREENoneTEC Solarindustrie GmbH | Solpal Plus | Solpal Plus L-GT | Direct Integral Collector Storage (DI) | 25.66 |  | Solpal Plus L |  |  | Solar Storage with Tankless Auxiliary Water Heater | 51 | 1 | 0.95 | 65 | Z09 | [18 empty] | Los Angeles | FALSE | 35.62 |  | 2011-06-01: 2017-10-05; 2011-08-03: 2017-10-24; 2011-09-20: 2018-03-19 | 2411 | 4559 | Up-front Payment
SCG-009476 | Single Family Residential - Disadvantaged Community | Domestic Hot Water | Gas | Southern California Gas Company | Incentive:Paid | 3821 | 29.85 |  | 1 | 128 |  | 128 |  | 2017-10-11 11:45 | 2018-02-21 | TITANIUM POWER INC | Retrofit | Arleta | Los Angeles | 91331 | Host Customer is System Owner | 5 |  | 30004079 | GREENoneTEC Solarindustrie GmbH | Solpal Plus | Solpal Plus L-GT | Direct Integral Collector Storage (DI) | 25.66 |  | Solpal Plus L |  |  | Solar Storage with Tankless Auxiliary Water Heater | 51 | 1 | 1 | 65 | Z09 | [18 empty] | Los Angeles | FALSE | 37.18 |  | 2011-06-01: 2017-10-05; 2011-08-03: 2017-10-11; 2011-09-20: 2018-02-21 | 2377 | 4759 | Up-front Payment
SCG-009477 | Low Income Single Family Residential | Domestic Hot Water | Gas | Southern California Gas Company | Incentive:Paid | 4723 | 36.9 |  | 1 | 128 |  | 128 |  | 2017-10-11 11:40 | 2018-02-21 | TITANIUM POWER INC | Retrofit | San Fernando | Los Angeles | 91340 | Host Customer is System Owner | 7 |  | 30004079 | GREENoneTEC Solarindustrie GmbH | Solpal Plus | Solpal Plus L-GT | Direct Integral Collector Storage (DI) | 25.66 |  | Solpal Plus L |  |  | Solar Storage with Tankless Auxiliary Water Heater | 51 | 1 | 1 | 85 | Z09 | [18 empty] | Los Angeles | FALSE | 37.38 |  | 2011-06-01: 2017-10-05; 2011-08-03: 2017-10-11; 2011-09-20: 2018-02-21 | 2433 | 4784 | Up-front Payment
SCG-009478 | Low Income Single Family Residential | Domestic Hot Water | Gas | Southern California Gas Company | Incentive:Paid | 4723 | 36.9 |  | 1 | 128 |  | 128 |  | 2017-10-11 11:39 | 2018-02-20 | TITANIUM POWER INC | Retrofit | Pacoima | Los Angeles | 91331 | Host Customer is System Owner | 5 |  | 30004079 | GREENoneTEC Solarindustrie GmbH | Solpal Plus | Solpal Plus L-GT | Direct Integral Collector Storage (DI) | 25.66 |  | Solpal Plus L |  |  | Solar Storage with Tankless Auxiliary Water Heater | 51 | 1 | 1 | 65 | Z09 | [18 empty] | Los Angeles | FALSE | 37.38 |  | 2011-06-01: 2017-10-05; 2011-08-03: 2017-10-11; 2011-09-20: 2018-02-20 | 2433 | 4784 | Up-front Payment
SCG-009479 | Single Family Residential | Domestic Hot Water | Gas | Southern California Gas Company | Incentive:Paid | 3821 | 29.85 |  | 1 | 128 |  | 128 |  | 2017-10-19 12:18 | 2017-11-02 | TITANIUM POWER INC | Retrofit | Sylmar | Los Angeles | 91342 | Host Customer is System Owner | 6 |  | 30004079 | GREENoneTEC Solarindustrie GmbH | Solpal Plus | Solpal Plus L-GT | Direct Integral Collector Storage (DI) | 25.66 |  | Solpal Plus L |  |  | Solar Storage with Tankless Auxiliary Water Heater | 51 | 1 | 1 | 75 | Z09 | [18 empty] | Los Angeles | FALSE | 30.15 |  | 2011-06-01: 2017-10-05; 2011-08-03: 2017-10-19; 2011-09-20: 2017-11-02 | 2532 | 3859 | Up-front Payment
SCG-009480 | Low Income Single Family Residential | Domestic Hot Water | Gas | Southern California Gas Company | Incentive:Canceled | 4723 | 36.9 |  | 1 | 128 |  | 128 |  | 2017-10-11 11:38 |  | TITANIUM POWER INC | Retrofit | Pacoima | Los Angeles | 91331 | Host Customer is System Owner | 6 |  | 30004079 | GREENoneTEC Solarindustrie GmbH | Solpal Plus | Solpal Plus L-GT | Direct Integral Collector Storage (DI) | 25.66 |  | Solpal Plus L |  |  | Solar Storage with Tankless Auxiliary Water Heater | 51 | 1 | 1 | 75 | Z09 | [18 empty] | Los Angeles | FALSE | 37.18 |  | 2011-06-01: 2017-10-05; 2011-06-21: 2018-02-06; 2011-08-03: 2017-10-11 | 2451 | 4759 | Up-front Payment
SCG-009481 | Low Income Single Family Residential | Domestic Hot Water | Gas | Southern California Gas Company | Incentive:Paid | 4723 | 36.9 |  | 1 | 128 |  | 128 |  | 2017-10-11 11:38 | 2018-03-07 | TITANIUM POWER INC | Retrofit | Pacoima | Los Angeles | 91331 | Host Customer is System Owner | 7 |  | 30004079 | GREENoneTEC Solarindustrie GmbH | Solpal Plus | Solpal Plus L-GT | Direct Integral Collector Storage (DI) | 25.66 |  | Solpal Plus L |  |  | Solar Storage with Tankless Auxiliary Water Heater | 51 | 1 | 1 | 85 | Z09 | [18 empty] | Los Angeles | FALSE | 37.18 |  | 2011-06-01: 2017-10-05; 2011-08-03: 2017-10-11; 2011-09-20: 2018-03-07 | 2420 | 4759 | Up-front Payment
PGE-009482 | Low Income Single Family Residential | Domestic Hot Water | Gas | Pacific Gas and Electric | Incentive:Paid | 4465 | 36.9 |  | 1 | 121 |  | 121 |  | 2017-10-11 09:30 | 2017-10-17 | MERCED COUNTY COMMUNITY ACTION BOARD | Retrofit | MERCED | Merced | 95341 | Host Customer is System Owner | 5 |  | 30004214 | Alternate Energy Technologies | EAGLESUN | DBS-G2-60-40 | Indirect Forced Circulation (IF) | 41.35 |  | MSC-20 | Automatic Drainback |  | Solar Storage and Auxiliary Tanks are separate | 60 | 1 | 1 | 65 | Z12 | [18 empty] | City of Merced | FALSE | 47.08 |  | 2011-06-01: 2017-10-05; 2011-08-03: 2017-10-11; 2011-09-20: 2017-10-17 | 2546 | 5696.74 | Up-front Payment
SCG-009483 | Low Income Single Family Residential | Domestic Hot Water | Gas | Southern California Gas Company | Incentive:Paid | 4723 | 36.9 |  | 1 | 128 |  | 128 |  | 2017-10-11 11:29 | 2018-02-20 | TITANIUM POWER INC | Retrofit | Pacoima | Los Angeles | 91331 | Host Customer is System Owner | 5 |  | 30004079 | GREENoneTEC Solarindustrie GmbH | Solpal Plus | Solpal Plus L-GT | Direct Integral Collector Storage (DI) | 25.66 |  | Solpal Plus L |  |  | Solar Storage with Tankless Auxiliary Water Heater | 51 | 1 | 1 | 65 | Z09 | [18 empty] | Los Angeles | FALSE | 37.18 |  | 2011-06-01: 2017-10-05; 2011-08-03: 2017-10-11; 2011-09-20: 2018-02-20 | 2438 | 4759 | Up-front Payment
PGE-009484 | Commercial/Multifamily Residential | Domestic Hot Water | Gas | Pacific Gas and Electric | Incentive:Paid | 48395 | 20.19 |  | 1 | 2397 |  | 2397 |  | 2017-10-19 17:37 | 2017-11-29 | ADROIT ENERGY INC | New Construction | Hayward | Alameda | 94541 | Host Customer is System Owner | [7 empty] | 642.72 | 40.17 |  | Glycol | Pressure Stagnation Protection (PSP) | Solar Storage and Auxiliary Tanks are separate |  | 1 | 1 | 2280 | Z03 | 60 | Units | Apartments/Condos | 2010115A | 16 | 1 | 1130 | 3 | 320 | 1 | 300000 | TRUE | 130 | 120 |  | Heliodyne - Delta-T Pro Lite WiFi |  | Heliodyne - Delta-T Pro Ethernet | City of Hayward | FALSE | 46.41 |  | 2017-10-05 | 2017-10-31 | 2017-10-19 | 2017-11-29 | 2018-01-30 | 2018-02-22 | 2411 | 111240 | Up-front Payment
SCG-009485 | Low Income Single Family Residential | Domestic Hot Water | Gas | Southern California Gas Company | Incentive:Paid | 4723 | 36.9 |  | 1 | 128 |  | 128 |  | 2017-10-11 11:27 | 2018-02-16 | TITANIUM POWER INC | Retrofit | Pacoima | Los Angeles | 91331 | Host Customer is System Owner | 4 |  | 30004079 | GREENoneTEC Solarindustrie GmbH | Solpal Plus | Solpal Plus L-GT | Direct Integral Collector Storage (DI) | 25.66 |  | Solpal Plus L |  |  | Solar Storage with Tankless Auxiliary Water Heater | 51 | 1 | 1 | 55 | Z09 | [18 empty] | Los Angeles | FALSE | 37.18 |  | 2011-06-01: 2017-10-06; 2011-08-03: 2017-10-11; 2011-09-20: 2018-02-16 | 2438 | 4759 | Up-front Payment
PGE-009486 | Low Income Single Family Residential | Domestic Hot Water | Gas | Pacific Gas and Electric | Incentive:Paid | 3492 | 36.9 |  | 1 | 121 |  | 95 |  | 2017-10-09 16:51 | 2017-10-11 | MERCED COUNTY COMMUNITY ACTION BOARD | Retrofit | ATWATER | Merced | 95301 | Host Customer is System Owner | 5 |  | 30004214 | Alternate Energy Technologies | EAGLESUN | DBS-G2-60-40 | Indirect Forced Circulation (IF) | 41.35 |  | MSC-20 | Automatic Drainback |  | Solar Storage and Auxiliary Tanks are separate | 60 | 0.92 | 0.85 | 65 | Z12 | [18 empty] | County of Merced | FALSE | 46.53 |  | 2011-06-01: 2017-10-06; 2011-08-03: 2017-10-09; 2011-09-20: 2017-10-11 | 2559 | 5629.94 | Up-front Payment
SCG-009487 | Low Income Single Family Residential | Domestic Hot Water | Gas | Southern California Gas Company | Incentive:Canceled | 4723 | 36.9 |  | 1 | 128 |  | 128 |  | 2017-10-11 11:25 |  | TITANIUM POWER INC | Retrofit | Arleta | Los Angeles | 91331 | Host Customer is System Owner | 7 |  | 30004079 | GREENoneTEC Solarindustrie GmbH | Solpal Plus | Solpal Plus L-GT | Direct Integral Collector Storage (DI) | 25.66 |  | Solpal Plus L |  |  | Solar Storage with Tankless Auxiliary Water Heater | 51 | 1 | 1 | 85 | Z09 | [18 empty] | Los Angeles | FALSE | 37.18 |  | 2011-06-01: 2017-10-06; 2011-06-21: 2018-02-06; 2011-08-03: 2017-10-11 | 2451 | 4759 | Up-front Payment
SCG-009488 | Low Income Single Family Residential | Domestic Hot Water | Gas | Southern California Gas Company | Incentive:Paid | 4723 | 36.9 |  | 1 | 128 |  | 128 |  | 2017-10-11 11:23 | 2018-02-16 | TITANIUM POWER INC | Retrofit | Pacoima | Los Angeles | 91331 | Host Customer is System Owner | 5 |  | 30004079 | GREENoneTEC Solarindustrie GmbH | Solpal Plus | Solpal Plus L-GT | Direct Integral Collector Storage (DI) | 25.66 |  | Solpal Plus L |  |  | Solar Storage with Tankless Auxiliary Water Heater | 51 | 1 | 1 | 65 | Z09 | [18 empty] | Los Angeles | FALSE | 37.18 |  | 2011-06-01: 2017-10-06; 2011-08-03: 2017-10-11; 2011-09-20: 2018-02-16 | 2438 | 4759 | Up-front Payment
SCG-009489 | Low Income Single Family Residential | Domestic Hot Water | Gas | Southern California Gas Company | Incentive:Paid | 4723 | 36.9 |  | 1 | 128 |  | 128 |  | 2017-10-11 11:20 | 2018-03-07 | TITANIUM POWER INC | Retrofit | Arleta | Los Angeles | 91331 | Host Customer is System Owner | 8 |  | 30004079 | GREENoneTEC Solarindustrie GmbH | Solpal Plus | Solpal Plus L-GT | Direct Integral Collector Storage (DI) | 25.66 |  | Solpal Plus L |  |  | Solar Storage with Tankless Auxiliary Water Heater | 51 | 1 | 1 | 95 | Z09 | [18 empty] | Los Angeles | FALSE | 37.18 |  | 2011-06-01: 2017-10-06; 2011-08-03: 2017-10-11; 2011-09-20: 2018-03-07 | 2420 | 4759 | Up-front Payment
SCG-009490 | Low Income Single Family Residential | Domestic Hot Water | Gas | Southern California Gas Company | Incentive:Paid | 4487 | 36.9 |  | 1 | 128 |  | 122 |  | 2017-10-11 11:20 | 2018-02-16 | TITANIUM POWER INC | Retrofit | Pacoima | Los Angeles | 91331 | Host Customer is System Owner | 8 |  | 30004079 | GREENoneTEC Solarindustrie GmbH | Solpal Plus | Solpal Plus L-GT | Direct Integral Collector Storage (DI) | 25.66 |  | Solpal Plus L |  |  | Solar Storage with Tankless Auxiliary Water Heater | 51 | 1 | 0.95 | 95 | Z09 | [18 empty] | Los Angeles | FALSE | 35.62 |  | 2011-06-01: 2017-10-06; 2011-08-03: 2017-10-11; 2011-09-20: 2018-02-16 | 2438 | 4559 | Up-front Payment
SCG-009491 | Low Income Single Family Residential | Domestic Hot Water | Gas | Southern California Gas Company | Incentive:Canceled | 4487 | 36.9 |  | 1 | 128 |  | 122 |  | 2017-10-19 12:22 |  | TITANIUM POWER INC | Retrofit | Panorama City | Los Angeles | 91402 | Host Customer is System Owner | 4 |  | 30004079 | GREENoneTEC Solarindustrie GmbH | Solpal Plus | Solpal Plus L-GT | Direct Integral Collector Storage (DI) | 25.66 |  | Solpal Plus L |  |  | Solar Storage with Tankless Auxiliary Water Heater | 51 | 1 | 0.95 | 55 | Z09 | [18 empty] | Los Angeles | FALSE | 35.62 |  | 2011-06-01: 2017-10-06; 2011-06-21: 2018-02-06; 2011-08-03: 2017-10-19 | 2451 | 4559 | Up-front Payment
SCG-009492 | Low Income Single Family Residential | Domestic Hot Water | Gas | Southern California Gas Company | Incentive:Paid | 4723 | 36.9 |  | 1 | 128 |  | 128 |  | 2017-10-11 11:06 | 2018-02-16 | TITANIUM POWER INC | Retrofit | Pacoima | Los Angeles | 91331 | Host Customer is System Owner | 6 |  | 30004079 | GREENoneTEC Solarindustrie GmbH | Solpal Plus | Solpal Plus L-GT | Direct Integral Collector Storage (DI) | 25.66 |  | Solpal Plus L |  |  | Solar Storage with Tankless Auxiliary Water Heater | 51 | 1 | 1 | 75 | Z09 | [18 empty] | Los Angeles | FALSE | 37.18 |  | 2011-06-01: 2017-10-06; 2011-08-03: 2017-10-11; 2011-09-20: 2018-02-16 | 2434 | 4759 | Up-front Payment
SCG-009493 | Commercial/Multifamily Residential | Domestic Hot Water | Gas | Southern California Gas Company | Incentive:Paid | 49082 | 20.19 |  | 1 | 2431 |  | 2431 |  | 2017-10-16 12:16 | 2017-10-23 | EVOLUTION ENERGY SOLUTIONS L L C | Retrofit | Los Angeles | Los Angeles | 90019 | Host Customer is System Owner | [7 empty] | 655.2 | 40.95 |  | Drainback |  | Solar Storage and Auxiliary Tanks are separate |  | 1 | 1 | 1320 | Z09 | 33 | Units | Apartments/Condos | TRB-40 | 16 | 1 | 1300 | 1 | 200 | 2 | 470000 | TRUE | 140 | 140 |  | SunEarth - SETR A503 TTR U + VFS 10-200 |  | SunEarth - SETR A503 TTR U + VFS 10-200 | Los Angeles | FALSE | 20.19 |  | 2017-10-12 |  | 2017-10-16 | 2017-10-23 | 2019-04-08 | 2019-04-09 | 2024 | 49082 | Up-front Payment
PGE-009494 | Low Income Single Family Residential | Domestic Hot Water | Gas | Pacific Gas and Electric | Incentive:Paid | 5316 | 36.9 |  | 1 | 147 |  | 144 |  | 2017-10-06 16:42 | 2017-11-02 | MERCED COUNTY COMMUNITY ACTION BOARD | Retrofit | ATWATER | Merced | 95301 | Host Customer is System Owner | 5 |  | 2010017C | Alternate Energy Technologies | EAGLESUN | DBS-G2-80-64 | Indirect Forced Circulation (IF) | 65.34 |  | MSC-32 | Automatic Drainback |  | Solar Storage and Auxiliary Tanks are separate | 80 | 0.98 | 1 | 65 | Z12 | [18 empty] | CITY OF ATWATER | FALSE | 39.02 |  | 2017-10-06 | 2017-10-17 |  |  | 2017-10-06 | 2017-11-02 | 2535 | 5736.06 | Up-front Payment
SCG-009495 | Single Family Residential | Domestic Hot Water | Gas | Southern California Gas Company | Incentive:Canceled | 2239 | 29.85 |  | 1 | 75 |  | 75 |  | 2017-10-06 12:11 |  | ZERO ENERGY CONTRACTING INC | Retrofit | Altadena | Los Angeles | 91001 | Host Customer is System Owner | 2 |  | 2012012B | GREENoneTEC Solarindustrie GmbH | SOLPAL (formerly Solcrafte) | SOLPAL L-G | Direct Integral Collector Storage (DI) | 26.11 |  | Solpal L |  |  | Solar Storage and Auxiliary Tanks are separate | 51 | 1 | 1 | 35 | Z09 | [18 empty] | LA County / Altadena | FALSE | 133.07 |  | 2011-06-01: 2017-10-06; 2011-06-21: 2017-11-03; 2011-08-03: 2017-10-06 | 2242 | 9980 | Up-front Payment
PGE-009496 | Low Income Single Family Residential | Domestic Hot Water | Gas | Pacific Gas and Electric | Incentive:Paid | 3607 | 36.9 |  | 1 | 115 |  | 98 |  | 2017-11-03 15:19 | 2017-11-14 | CENTRAL COAST ENERGY SERVICES INC | Retrofit | SALINAS | Monterey | 93906 | Host Customer is System Owner | 4 |  | 30004214 | Alternate Energy Technologies | EAGLESUN | DBS-G2-60-40 | Indirect Forced Circulation (IF) | 41.35 |  | MSC-20 | Automatic Drainback |  | Solar Storage and Auxiliary Tanks are separate | 60 | 1 | 0.85 | 55 | Z03 | [18 empty] | City of Salinas | FALSE | 56.56 |  | 2011-06-01: 2017-10-06; 2011-08-03: 2017-11-03; 2011-09-20: 2017-11-14 | 2523 | 6504.43 | Up-front Payment
SCG-009497 | Low Income Single Family Residential | Domestic Hot Water | Gas | Southern California Gas Company | Incentive:Paid | 4487 | 36.9 |  | 1 | 128 |  | 122 |  | 2017-10-11 11:18 | 2018-02-16 | TITANIUM POWER INC | Retrofit | N Hollywood | Los Angeles | 91605 | Host Customer is System Owner | 5 |  | 30004079 | GREENoneTEC Solarindustrie GmbH | Solpal Plus | Solpal Plus L-GT | Direct Integral Collector Storage (DI) | 25.66 |  | Solpal Plus L |  |  | Solar Storage with Tankless Auxiliary Water Heater | 51 | 1 | 0.95 | 65 | Z09 | [18 empty] | Los Angeles | FALSE | 35.62 |  | 2011-06-01: 2017-10-06; 2011-08-03: 2017-10-11; 2011-09-20: 2018-02-16 | 2434 | 4559 | Up-front Payment
PGE-009498 | Low Income Single Family Residential | Domestic Hot Water | Gas | Pacific Gas and Electric | Incentive:Canceled |  | 36.9 |  | 1 | 0 |  | 0 |  |  |  | MERCED COUNTY COMMUNITY ACTION BOARD | Retrofit | Merced | Merced | 95340 | Host Customer is System Owner | 6 | [15 empty] | 75 | [19 empty] | City of Merced | FALSE | 0 |  | 2011-06-01: 2017-10-06 | 2577 | 5127.97 | Up-front Payment
PGE-009499 | Low Income Single Family Residential | Domestic Hot Water | Gas | Pacific Gas and Electric | Incentive:Canceled |  | 36.9 |  | 1 | 0 |  | 0 |  |  |  | MERCED COUNTY COMMUNITY ACTION BOARD | Retrofit | Merced | Merced | 95340 | Host Customer is System Owner | 6 | [15 empty] | 75 | [19 empty] | City of Merced | FALSE | 0 |  | 2011-06-01: 2017-10-06 | 2577 | 5127.97 | Up-front Payment
PGE-009500 | Low Income Single Family Residential | Domestic Hot Water | Gas | Pacific Gas and Electric | Incentive:Paid | 4426 | 36.9 |  | 1 | 147 |  | 120 |  | 2017-10-17 12:11 | 2017-10-18 | MERCED COUNTY COMMUNITY ACTION BOARD | Retrofit | Merced | Merced | 95340 | Host Customer is System Owner | 6 |  | 2010017C | Alternate Energy Technologies | EAGLESUN | DBS-G2-80-64 | Indirect Forced Circulation (IF) | 65.34 |  | MSC-32 | Automatic Drainback |  | Solar Storage and Auxiliary Tanks are separate | 80 | 0.96 | 0.85 | 75 | Z12 | [18 empty] | City of Merced | FALSE | 40.71 |  | 2011-06-01: 2017-10-06; 2011-08-03: 2017-10-17; 2011-09-20: 2017-10-18 | 2546 | 5984.74 | Up-front Payment
PGE-009501 | Low Income Single Family Residential | Domestic Hot Water | Gas | Pacific Gas and Electric | Incentive:Paid | 4286 | 36.9 |  | 1 | 121 |  | 116 |  | 2017-10-11 16:12 | 2017-10-17 | MERCED COUNTY COMMUNITY ACTION BOARD | Retrofit | MERCED | Merced | 95341 | Host Customer is System Owner | 2 |  | 30004214 | Alternate Energy Technologies | EAGLESUN | DBS-G2-60-40 | Indirect Forced Circulation (IF) | 41.35 |  | MSC-20 | Automatic Drainback |  | Solar Storage and Auxiliary Tanks are separate | 60 | 0.96 | 1 | 35 | Z12 | [18 empty] | City of Merced | FALSE | 47.23 |  | 2011-06-01: 2017-10-07; 2011-08-03: 2017-10-11; 2011-09-20: 2017-10-17 | 2546 | 5714.64 | Up-front Payment
PGE-009502 | Low Income Single Family Residential | Domestic Hot Water | Gas | Pacific Gas and Electric | Incentive:Paid | 3719 | 36.9 |  | 1 | 121 |  | 101 |  | 2017-11-29 13:25 | 2017-12-01 | MERCED COUNTY COMMUNITY ACTION BOARD | Retrofit | MERCED | Merced | 95348 | Owner/Tenant | 5 |  | 30004214 | Alternate Energy Technologies | EAGLESUN | DBS-G2-60-40 | Indirect Forced Circulation (IF) | 41.35 |  | MSC-20 | Automatic Drainback |  | Solar Storage and Auxiliary Tanks are separate | 60 | 0.98 | 0.85 | 65 | Z12 | [18 empty] | COUNTY OF MERCED | FALSE | 47.4 |  | 2011-06-01: 2017-10-07; 2011-08-03: 2017-11-29; 2011-09-20: 2017-12-01 | 2494 | 5735.59 | Up-front Payment
PGE-009503 | Low Income Single Family Residential | Domestic Hot Water | Gas | Pacific Gas and Electric | Incentive:Paid | 4491 | 36.9 |  | 1 | 147 |  | 122 |  | 2017-10-11 16:11 | 2017-10-17 | MERCED COUNTY COMMUNITY ACTION BOARD | Retrofit | MERCED | Merced | 95341 | Host Customer is System Owner | 5 |  | 2010017C | Alternate Energy Technologies | EAGLESUN | DBS-G2-80-64 | Indirect Forced Circulation (IF) | 65.34 |  | MSC-32 | Automatic Drainback |  | Solar Storage and Auxiliary Tanks are separate | 80 | 0.92 | 0.9 | 65 | Z12 | [18 empty] | CITY OF MERCED | FALSE | 40.48 |  | 2011-06-01: 2017-10-07; 2011-08-03: 2017-10-11; 2011-09-20: 2017-10-17 | 2546 | 5950.72 | Up-front Payment
PGE-009504 | Low Income Single Family Residential | Domestic Hot Water | Gas | Pacific Gas and Electric | Incentive:Paid | 4518 | 36.9 |  | 1 | 147 |  | 122 |  | 2017-10-11 09:23 | 2017-10-17 | MERCED COUNTY COMMUNITY ACTION BOARD | Retrofit | MERCED | Merced | 95341 | Host Customer is System Owner | 5 |  | 2010017C | Alternate Energy Technologies | EAGLESUN | DBS-G2-80-64 | Indirect Forced Circulation (IF) | 65.34 |  | MSC-32 | Automatic Drainback |  | Solar Storage and Auxiliary Tanks are separate | 80 | 0.98 | 0.85 | 65 | Z12 | [18 empty] | CITY OF MERCED | FALSE | 40.55 |  | 2011-06-01: 2017-10-07; 2011-08-03: 2017-10-11; 2011-09-20: 2017-10-17 | 2546 | 5960.23 | Up-front Payment
PGE-009505 | Low Income Single Family Residential | Domestic Hot Water | Gas | Pacific Gas and Electric | Incentive:Paid | 4150 | 36.9 |  | 1 | 147 |  | 112 |  | 2017-10-17 11:47 | 2017-10-18 | MERCED COUNTY COMMUNITY ACTION BOARD | Retrofit | MERCED | Merced | 95348 | Host Customer is System Owner | 2 |  | 2010017C | Alternate Energy Technologies | EAGLESUN | DBS-G2-80-64 | Indirect Forced Circulation (IF) | 65.34 |  | MSC-32 | Automatic Drainback | Drainback (Water) | Solar Storage and Auxiliary Tanks are separate | 80 | 0.9 | 0.85 | 35 | Z12 | [18 empty] | City of Merced | FALSE | 41.65 |  | 2011-06-01: 2017-10-07; 2011-08-03: 2017-10-17; 2011-09-20: 2017-10-18 | 2523 | 6122.29 | Up-front Payment
PGE-009506 | Low Income Single Family Residential | Domestic Hot Water | Gas | Pacific Gas and Electric | Incentive:Paid | 4420 | 36.9 |  | 1 | 121 |  | 120 |  | 2017-11-08 09:26 | 2017-11-14 | MERCED COUNTY COMMUNITY ACTION BOARD | Retrofit | ATWATER | Merced | 95301 | Host Customer is System Owner | 3 |  | 30004214 | Alternate Energy Technologies | EAGLESUN | DBS-G2-60-40 | Indirect Forced Circulation (IF) | 41.35 |  | MSC-20 | Automatic Drainback |  | Solar Storage and Auxiliary Tanks are separate | 60 | 0.99 | 1 | 45 | Z12 | [18 empty] | CITY OF ATWATER | FALSE | 46.68 |  | 2011-06-01: 2017-10-07; 2011-08-03: 2017-11-08; 2011-09-20: 2017-11-14 | 2523 | 5648.22 | Up-front Payment
PGE-009507 | Low Income Single Family Residential | Domestic Hot Water | Gas | Pacific Gas and Electric | Incentive:Paid | 5207 | 36.9 |  | 1 | 147 |  | 141 |  | 2017-10-11 09:27 | 2017-10-17 | MERCED COUNTY COMMUNITY ACTION BOARD | Retrofit | MERCED | Merced | 95341 | Host Customer is System Owner | 4 |  | 2010017C | Alternate Energy Technologies | EAGLESUN | DBS-G2-80-64 | Indirect Forced Circulation (IF) | 65.34 |  | MSC-32 | Automatic Drainback |  | Solar Storage and Auxiliary Tanks are separate | 80 | 0.96 | 1 | 55 | Z12 | [18 empty] | CITY OF MERCED | FALSE | 41.33 |  | 2011-06-01: 2017-10-07; 2011-08-03: 2017-10-11; 2011-09-20: 2017-10-17 | 2545 | 6075.33 | Up-front Payment
PGE-009508 | Low Income Single Family Residential | Domestic Hot Water | Gas | Pacific Gas and Electric | Incentive:Paid | 4199 | 36.9 |  | 1 | 121 |  | 114 |  | 2017-10-11 16:11 | 2017-10-17 | MERCED COUNTY COMMUNITY ACTION BOARD | Retrofit | MERCED | Merced | 95340 | Host Customer is System Owner | 2 |  | 30004214 | Alternate Energy Technologies | EAGLESUN | DBS-G2-60-40 | Indirect Forced Circulation (IF) | 41.35 |  | MSC-20 | Automatic Drainback |  | Solar Storage and Auxiliary Tanks are separate | 60 | 0.99 | 0.95 | 35 | Z12 | [18 empty] | City of Merced | FALSE | 49.26 |  | 2011-06-01: 2017-10-07; 2011-08-03: 2017-10-11; 2011-09-20: 2017-10-17 | 2546 | 5960.35 | Up-front Payment
PGE-009509 | Commercial/Multifamily Residential | Domestic Hot Water | Gas | Pacific Gas and Electric | Reservation:Canceled | 37331 | 17.16 |  | 2 | 1849 |  | 1849 |  |  |  | EVOLUTION ENERGY SOLUTIONS L L C | Retrofit | San Francisco | San Francisco | 94109 | Host Customer is System Owner | [7 empty] | 532.35 | 40.95 |  | Drainback | Advanced Controller with a Vacation or Holiday Mode | Solar Storage and Auxiliary Tanks are separate |  | 1 | 1 | 1080 | Z03 | 27 | Units | Apartments/Condos | TRB-40 | 13 | 1 | 1000 | 1 | 200 | 1 | 250000 | TRUE | 140 | 140 |  | SunEarth - SETR A503 TTR U + VFS 10-200 |  | SunEarth - SETR A503 TTR U + VFS 10-200 |  | FALSE | 20.19 |  | 2011-06-01: 2017-10-12 | 2571 | 37331 | Up-front Payment
SCG-009510 | Commercial/Multifamily Residential | Domestic Hot Water | Gas | Southern California Gas Company | Incentive:Paid | 43994 | 20.19 |  | 1 | 2179 |  | 2179 |  | 2017-10-12 08:52 | 2017-10-17 | EVOLUTION ENERGY SOLUTIONS L L C | Retrofit | North Hills | Los Angeles | 91343 | Host Customer is System Owner | [7 empty] | 573.3 | 40.95 |  | Drainback | Drainback (Water) | Solar Storage and Auxiliary Tanks are separate |  | 1 | 1 | 1240 | Z09 | 31 | Units | Apartments/Condos | TRB-40 | 14 | 1 | 1100 | 1 | 200 | 2 | 540000 | TRUE | 140 | 140 |  | SunEarth - SETR A503 TTR U + VFS 10-200 |  | SunEarth - SETR A503 TTR U + VFS 10-200 | Los Angeles | FALSE | 20.19 |  | 2017-10-09 |  | 2017-10-12 | 2017-10-17 | 2018-04-04 | 2018-04-18 | 2330 | 43994 | Up-front Payment
SCG-009512 | Commercial/Multifamily Residential | Domestic Hot Water | Gas | Southern California Gas Company | Incentive:Paid | 49082 | 20.19 |  | 1 | 2431 |  | 2431 |  | 2017-10-12 09:00 | 2017-10-17 | EVOLUTION ENERGY SOLUTIONS L L C | Retrofit | Panorama City | Los Angeles | 91402 | Host Customer is System Owner | [7 empty] | 655.2 | 40.95 |  | Drainback | Drainback (Water) | Solar Storage and Auxiliary Tanks are separate |  | 1 | 1 | 1320 | Z09 | 33 | Units | Apartments/Condos | TRB-40 | 16 | 1 | 1300 | 1 | 200 | 2 | 540000 | TRUE | 140 | 140 |  | SunEarth - SETR A503 TTR U + VFS 10-200 |  | SunEarth - SETR A503 TTR U + VFS 10-200 | Los Angeles | FALSE | 20.19 |  | 2017-10-09 |  | 2017-10-12 | 2017-10-17 | 2019-09-11 | 2019-09-12 | 1867 | 49082 | Up-front Payment
PGE-009513 | Low Income Single Family Residential | Domestic Hot Water | Gas | Pacific Gas and Electric | Incentive:Paid | 4565 | 36.9 |  | 1 | 147 |  | 124 |  | 2017-11-08 10:01 | 2017-11-14 | MERCED COUNTY COMMUNITY ACTION BOARD | Retrofit | MERCED | Merced | 95341 | Host Customer is System Owner | 2 |  | 2010017C | Alternate Energy Technologies | EAGLESUN | DBS-G2-80-64 | Indirect Forced Circulation (IF) | 65.34 |  | MSC-32 | Automatic Drainback | Drainback (Water) | Solar Storage and Auxiliary Tanks are separate | 80 | 0.99 | 0.85 | 35 | Z12 | [18 empty] | City of Merced | FALSE | 57.59 |  | 2011-06-01: 2017-10-09; 2011-08-03: 2017-11-08; 2011-09-20: 2017-11-14 | 2523 | 8465 | Up-front Payment
SCG-009514 | Multifamily Residential - Disadvantaged Community | Domestic Hot Water | Gas | Southern California Gas Company | Incentive:Paid | 41914 | 20.19 |  | 1 | 2076 |  | 2076 |  | 2017-10-25 07:59 | 2017-10-30 | EVOLUTION ENERGY SOLUTIONS L L C | Retrofit | Lawndale | Los Angeles | 90260 | Host Customer is System Owner | [7 empty] | 573.3 | 40.95 |  | Drainback | Drainback (Water) | Solar Storage and Auxiliary Tanks are separate |  | 1 | 1 | 1080 | Z08 | 50 | Units | Apartments/Condos | TRB-40 | 14 | 1 | 1000 | 2 | 200 | 2 | 400000 | TRUE | 140 | 140 |  | SunEarth - SETR A503 TTR U + VFS 10-200 |  | SunEarth - SETR A503 TTR U + VFS 10-200 | Lawndale | FALSE | 20.19 |  | 2017-10-13 |  | 2017-10-25 | 2017-10-30 | 2018-05-22 | 2018-05-30 | 2327 | 41914 | Up-front Payment
SCG-009515 | Commercial/Multifamily Residential | Domestic Hot Water | Gas | Southern California Gas Company | Incentive:Paid | 58490 | 20.19 |  | 1 | 2897 |  | 2897 |  | 2017-10-12 08:57 | 2017-10-17 | EVOLUTION ENERGY SOLUTIONS L L C | Retrofit | Los Angeles | Los Angeles | 90005 | Host Customer is System Owner | [7 empty] | 778.05 | 40.95 |  | Drainback | Drainback (Water) | Solar Storage and Auxiliary Tanks are separate |  | 1 | 1 | 1600 | Z09 | 40 | Units | Apartments/Condos | TRB-40 | 19 | 1 | 1500 | 1 | 200 | 2 | 540000 | TRUE | 140 | 140 |  | SunEarth - SETR A503 TTR U + VFS 10-200 |  | SunEarth - SETR A503 TTR U + VFS 10-200 | Los Angeles | FALSE | 20.19 |  | 2017-10-09 |  | 2017-10-12 | 2017-10-17 | 2018-03-15 | 2018-03-30 | 2329 | 58490 | Up-front Payment
SCG-009516 | Commercial/Multifamily Residential | Domestic Hot Water | Gas | Southern California Gas Company | Incentive:Paid | 36463 | 20.19 |  | 1 | 1806 |  | 1806 |  | 2017-10-16 12:27 | 2017-10-23 | EVOLUTION ENERGY SOLUTIONS L L C | Retrofit | Los Angeles | Los Angeles | 90005 | Host Customer is System Owner | [7 empty] | 532.35 | 40.95 |  | Drainback | Advanced Controller with a Vacation or Holiday Mode | Solar Storage and Auxiliary Tanks are separate |  | 1 | 1 | 920 | Z09 | 23 | Units | Apartments/Condos | TRB-40 | 13 | 1 | 1000 | 2 | 100 | 1 | 270000 | TRUE | 140 | 140 |  | SunEarth - SETR A503 TTR U + VFS 10-200 |  | SunEarth - SETR A503 TTR U + VFS 10-200 | Los Angeles | FALSE | 20.19 |  | 2017-10-12 |  | 2017-10-16 | 2017-10-23 | 2019-05-14 | 2019-05-15 | 1989 | 36463 | Up-front Payment
PGE-009517 | Low Income Single Family Residential | Domestic Hot Water | Gas | Pacific Gas and Electric | Incentive:Canceled |  | 36.9 |  | 1 | 0 |  | 0 |  |  |  | MERCED COUNTY COMMUNITY ACTION BOARD | Retrofit | MERCED | Merced | 95341 |  | 7 | [15 empty] | 85 | [20 empty] | FALSE | 0 |  | 2011-06-01: 2017-10-09 | 2574 |  | Up-front Payment
PGE-009518 | Low Income Single Family Residential | Domestic Hot Water | Gas | Pacific Gas and Electric | Incentive:Paid | 4472 | 36.9 |  | 1 | 147 |  | 121 |  | 2017-11-08 10:49 | 2017-11-14 | MERCED COUNTY COMMUNITY ACTION BOARD | Retrofit | MERCED | Merced | 95341 | Host Customer is System Owner | 7 |  | 2010017C | Alternate Energy Technologies | EAGLESUN | DBS-G2-80-64 | Indirect Forced Circulation (IF) | 65.34 |  | MSC-32 | Automatic Drainback |  | Solar Storage and Auxiliary Tanks are separate | 80 | 0.97 | 0.85 | 85 | Z12 | [18 empty] | CITY OF MERCED | FALSE | 51.46 |  | 2017-10-09 | 2017-11-14 |  |  | 2017-11-08 | 2017-11-14 | 2494 | 7565 | Up-front Payment
PGE-009519 | Low Income Single Family Residential | Domestic Hot Water | Gas | Pacific Gas and Electric | Incentive:Paid | 4426 | 36.9 |  | 1 | 147 |  | 120 |  | 2017-11-08 10:58 | 2017-11-14 | MERCED COUNTY COMMUNITY ACTION BOARD | Retrofit | Merced | Merced | 95348 | Host Customer is System Owner | 2 |  | 2010017C | Alternate Energy Technologies | EAGLESUN | DBS-G2-80-64 | Indirect Forced Circulation (IF) | 65.34 |  | MSC-32 | Automatic Drainback | Drainback (Water) | Solar Storage and Auxiliary Tanks are separate | 80 | 0.96 | 0.85 | 35 | Z12 | [18 empty] | County of Merced | FALSE | 51.46 |  | 2011-06-01: 2017-10-09; 2011-08-03: 2017-11-08; 2011-09-20: 2017-11-14 | 2523 | 7565 | Up-front Payment
PGE-009523 | Low Income Single Family Residential | Domestic Hot Water | Gas | Pacific Gas and Electric | Incentive:Paid | 4166 | 36.9 |  | 1 | 147 |  | 113 |  | 2017-11-14 15:23 | 2017-11-17 | MERCED COUNTY COMMUNITY ACTION BOARD | Retrofit | MERCED | Merced | 95341 | Host Customer is System Owner | 1 |  | 2010017C | Alternate Energy Technologies | EAGLESUN | DBS-G2-80-64 | Indirect Forced Circulation (IF) | 65.34 |  | MSC-32 | Automatic Drainback | Drainback (Water) | Solar Storage and Auxiliary Tanks are separate | 80 | 0.96 | 0.8 | 20 | Z12 | [18 empty] | CITY OF MERCED | FALSE | 51.46 |  | 2011-06-01: 2017-10-09; 2011-08-03: 2017-11-14; 2011-09-20: 2017-11-17 | 2523 | 7565 | Up-front Payment
SDG-009524 | Commercial Pools | Pool Heating | Gas | San Diego Gas and Electric | Incentive:Paid | 5820 | 5 |  | 1 | 1164 |  | 1164 |  | 2017-10-24 09:47 | 2017-11-03 | SUNX SOLAR INC | Retrofit | San Diego | San Diego | 92124 | Host Customer is System Owner | [7 empty] | 900 | 50 |  | Manual Drainback |  |  |  | 1 | 1 |  | Z07 |  |  |  | 10001884 | 18 | 1 | [5 empty] | FALSE |  |  |  | SunEarth - SETR A503 TTR U + VFS 20-400 |  | SunEarth - SETR A503 TTR U + VFS 20-400 | City of San Diego | FALSE | 13.93 |  | 2017-10-09 | 2017-10-25 | 2017-10-24 | 2017-11-03 | 2018-03-05 | 2018-08-29 | 2216 | 16210 | Up-front Payment
SCG-009525 | Low Income Single Family Residential | Domestic Hot Water | Gas | Southern California Gas Company | Incentive:Paid | 4487 | 36.9 |  | 1 | 128 |  | 122 |  | 2017-10-12 11:39 | 2018-02-26 | TITANIUM POWER INC | Retrofit | North Hollywood | Los Angeles | 91605 | Host Customer is System Owner | 7 |  | 30004079 | GREENoneTEC Solarindustrie GmbH | Solpal Plus | Solpal Plus L-GT | Direct Integral Collector Storage (DI) | 25.66 |  | Solpal Plus L |  |  | Solar Storage with Tankless Auxiliary Water Heater | 51 | 1 | 0.95 | 85 | Z09 | [18 empty] | Los Angeles | FALSE | 35.23 |  | 2011-06-01: 2017-10-09; 2011-08-03: 2017-10-12; 2011-09-20: 2018-02-26 | 2431 | 4509 | Up-front Payment
SCG-009526 | Low Income Single Family Residential | Domestic Hot Water | Gas | Southern California Gas Company | Incentive:Paid | 4487 | 36.9 |  | 1 | 128 |  | 122 |  | 2017-10-12 11:41 | 2018-02-26 | TITANIUM POWER INC | Retrofit | Sylmar | Los Angeles | 91342 | Host Customer is System Owner | 7 |  | 30004079 | GREENoneTEC Solarindustrie GmbH | Solpal Plus | Solpal Plus L-GT | Direct Integral Collector Storage (DI) | 25.66 |  | Solpal Plus L |  |  | Solar Storage with Tankless Auxiliary Water Heater | 51 | 1 | 0.95 | 85 | Z09 | [18 empty] | Los Angeles | FALSE | 35.23 |  | 2011-06-01: 2017-10-09; 2011-08-03: 2017-10-12; 2011-09-20: 2018-02-26 | 2431 | 4509 | Up-front Payment
PGE-009527 | Commercial/Multifamily Residential | Domestic Hot Water | Gas | Pacific Gas and Electric | Incentive:Paid | 141856 | 20.19 |  | 1 | 7097 |  | 7026 |  | 2017-10-16 14:05 | 2017-10-26 | SUN LIGHT & POWER | New Construction | Milpitas | Santa Clara | 95035 | Host Customer is System Owner | [7 empty] | 1928.16 | 40.17 |  | Glycol | Pressure Stagnation Protection (PSP) | Solar Storage and Auxiliary Tanks are separate |  | 0.99 | 1 | 7030 | Z04 | 190 | Units | Apartments/Condos | 2010115A | 48 | 2 | 2880 | 1 | 264 | 1 | 1000000 | TRUE | 135 | 120 |  | Heliodyne - Delta-T Pro Ethernet |  | Heliodyne - Delta-T Pro Ethernet | City of Milpitas | FALSE | 30.97 |  | 2017-10-09 | 2017-10-18 | 2017-10-16 | 2017-10-26 | 2019-04-04 | 2019-05-14 | 1933 | 219814 | Up-front Payment
PGE-009528 | Commercial/Multifamily Residential | Domestic Hot Water | Gas | Pacific Gas and Electric | Incentive:Paid | 143288 | 20.19 |  | 1 | 7097 |  | 7097 |  | 2017-10-16 14:04 | 2017-10-27 | SUN LIGHT & POWER | New Construction | Milpitas | Santa Clara | 95050 | Host Customer is System Owner | [7 empty] | 1928.16 | 40.17 |  | Glycol | Pressure Stagnation Protection (PSP) | Solar Storage and Auxiliary Tanks are separate |  | 1 | 1 | 7030 | Z04 | 190 | Units | Apartments/Condos | 2010115A | 48 | 2 | 2880 | 1 | 264 | 1 | 1000000 | TRUE | 135 | 120 |  | Heliodyne - Delta-T Pro Ethernet |  | Heliodyne - Delta-T Pro Ethernet | City of Milpitas | FALSE | 30.97 |  | 2017-10-09 | 2017-10-18 | 2017-10-16 | 2017-10-27 | 2019-04-04 | 2019-06-28 | 1933 | 219814 | Up-front Payment
SCG-009529 | Low Income Single Family Residential | Domestic Hot Water | Gas | Southern California Gas Company | Incentive:Paid | 4487 | 36.9 |  | 1 | 128 |  | 122 |  | 2017-10-12 11:44 | 2018-02-26 | TITANIUM POWER INC | Retrofit | Sylmar | Los Angeles | 91340 | Host Customer is System Owner | 7 |  | 30004079 | GREENoneTEC Solarindustrie GmbH | Solpal Plus | Solpal Plus L-GT | Direct Integral Collector Storage (DI) | 25.66 |  | Solpal Plus L |  |  | Solar Storage with Tankless Auxiliary Water Heater | 51 | 1 | 0.95 | 85 | Z09 | [18 empty] | Los Angeles | FALSE | 35.23 |  | 2011-06-01: 2017-10-10; 2011-08-03: 2017-10-12; 2011-09-20: 2018-02-26 | 2431 | 4509 | Up-front Payment
SCG-009530 | Commercial/Multifamily Residential | Domestic Hot Water | Gas | Southern California Gas Company | Incentive:Paid | 58248 | 20.19 |  | 1 | 2885 |  | 2885 |  | 2017-10-16 15:15 | 2017-10-23 | EVOLUTION ENERGY SOLUTIONS L L C | Retrofit | Los Angeles | Los Angeles | 90020 | Host Customer is System Owner | [7 empty] | 778.05 | 40.95 |  | Drainback | Advanced Controller with a Vacation or Holiday Mode | Solar Storage and Auxiliary Tanks are separate |  | 1 | 1 | 1600 | Z09 | 40 | Units | Apartments/Condos | TRB-40 | 19 | 1 | 1500 | 1 | 100 | 1 | 270000 | TRUE | 140 | 140 |  | SunEarth - SETR A503 TTR U + VFS 10-200 |  | SunEarth - SETR A503 TTR U + VFS 10-200 | Los Angeles | FALSE | 20.19 |  | 2017-10-16 |  | 2017-10-16 | 2017-10-23 | 2019-08-28 | 2019-08-28 | 1878 | 58248 | Up-front Payment
SCG-009531 | Multifamily Residential - Disadvantaged Community | Domestic Hot Water | Gas | Southern California Gas Company | Incentive:Paid | 32587 | 20.19 |  | 1 | 1614 |  | 1614 |  | 2017-10-19 11:05 | 2017-10-19 | EVOLUTION ENERGY SOLUTIONS L L C | Retrofit | Los Angeles | Los Angeles | 90019 | Host Customer is System Owner | [7 empty] | 450.45 | 40.95 |  | Drainback | Drainback (Water) | Solar Storage and Auxiliary Tanks are separate |  | 1 | 1 | 880 | Z09 | 22 | Units | Apartments/Condos | TRB-40 | 11 | 1 | 800 | 1 | 103 | 1 | 400000 | TRUE | 140 | 140 |  |  |  |  | Los Angeles | FALSE | 20.19 |  | 2017-10-16 |  | 2017-10-19 | 2017-10-19 | 2018-03-12 | 2018-03-28 | 2329 | 32587 | Up-front Payment
SCG-009532 | Multifamily Residential - Disadvantaged Community | Domestic Hot Water | Gas | Southern California Gas Company | Incentive:Paid | 63457 | 20.19 |  | 1 | 3143 |  | 3143 |  | 2017-10-16 12:35 | 2017-10-24 | EVOLUTION ENERGY SOLUTIONS L L C | Retrofit | Paramount | Los Angeles | 90723 | Host Customer is System Owner | [7 empty] | 819 | 40.95 |  | Drainback | Drainback (Water) | Solar Storage and Auxiliary Tanks are separate |  | 1 | 1 | 1760 | Z08 | 44 | Units | Apartments/Condos | TRB-40 | 20 | 1 | 1500 | 1 | 200 | 2 | 540000 | TRUE | 140 | 140 |  | SunEarth - SETR A503 TTR U + VFS 10-200 |  | SunEarth - SETR A503 TTR U + VFS 10-200 | Paramount | FALSE | 20.19 |  | 2017-10-12 |  | 2017-10-16 | 2017-10-24 | 2018-06-13 | 2018-06-26 | 2312 | 63457 | Up-front Payment
SCG-009533 | Commercial/Multifamily Residential | Domestic Hot Water | Gas | Southern California Gas Company | Reservation:Canceled | 37634 | 17.16 |  | 2 | 1864 |  | 1864 |  |  |  | EVOLUTION ENERGY SOLUTIONS L L C | Retrofit | Pomona | Los Angeles | 91768 | Host Customer is System Owner | [7 empty] | 572.6 | 40.9 |  | Drainback | Drainback (Water) | Solar Storage and Auxiliary Tanks are separate |  | 1 | 1 | 1248 | Z09 | 96 | Persons | Men's Dormitories | EC-40 | 14 | 1 | 1100 | 1 | 240 | 2 | 1000000 | TRUE | 140 | 140 |  | SunEarth - SETR A503 TTR U + VFS 10-200 |  | SunEarth - SETR A503 TTR U + VFS 10-200 |  | FALSE | 20.19 |  | 2011-06-01: 2017-10-19; 2011-06-21: 2017-10-20 | 2563 | 37634 | Up-front Payment
SCG-009534 | Low Income Single Family Residential | Domestic Hot Water | Gas | Southern California Gas Company | Incentive:Paid | 4723 | 36.9 |  | 1 | 128 |  | 128 |  | 2017-10-12 11:51 | 2018-02-23 | TITANIUM POWER INC | Retrofit | Pacoima | Los Angeles | 91331 | Host Customer is System Owner | 7 |  | 30004079 | GREENoneTEC Solarindustrie GmbH | Solpal Plus | Solpal Plus L-GT | Direct Integral Collector Storage (DI) | 25.66 |  | Solpal Plus L |  |  | Solar Storage with Tankless Auxiliary Water Heater | 51 | 1 | 1 | 85 | Z09 | [18 empty] | Los Angeles | FALSE | 37.18 |  | 2011-06-01: 2017-10-10; 2011-08-03: 2017-10-12; 2011-09-20: 2018-02-23 | 2433 | 4759 | Up-front Payment
SCG-009535 | Low Income Single Family Residential | Domestic Hot Water | Gas | Southern California Gas Company | Incentive:Paid | 4723 | 36.9 |  | 1 | 128 |  | 128 |  | 2017-10-17 12:11 | 2018-03-20 | TITANIUM POWER INC | Retrofit | San Fernando | Los Angeles | 91340 | Host Customer is System Owner | 5 |  | 30004079 | GREENoneTEC Solarindustrie GmbH | Solpal Plus | Solpal Plus L-GT | Direct Integral Collector Storage (DI) | 25.66 |  | Solpal Plus L |  |  | Solar Storage with Tankless Auxiliary Water Heater | 51 | 1 | 1 | 65 | Z09 | [18 empty] | Los Angeles | FALSE | 37.18 |  | 2011-06-01: 2017-10-10; 2011-08-03: 2017-10-17; 2011-09-20: 2018-03-20 | 2409 | 4759 | Up-front Payment
SCG-009536 | Low Income Single Family Residential | Domestic Hot Water | Gas | Southern California Gas Company | Incentive:Paid | 4723 | 36.9 |  | 1 | 128 |  | 128 |  | 2017-10-17 12:10 | 2018-03-26 | TITANIUM POWER INC | Retrofit | Pacoima | Los Angeles | 91331 | Host Customer is System Owner | 5 |  | 30004079 | GREENoneTEC Solarindustrie GmbH | Solpal Plus | Solpal Plus L-GT | Direct Integral Collector Storage (DI) | 25.66 |  | Solpal Plus L |  |  | Solar Storage with Tankless Auxiliary Water Heater | 51 | 1 | 1 | 65 | Z09 | [18 empty] | Los Angeles | FALSE | 37.18 |  | 2011-06-01: 2017-10-10; 2011-08-03: 2017-10-17; 2011-09-20: 2018-03-26 | 2403 | 4759 | Up-front Payment
SDG-009537 | Commercial/Multifamily Residential | Domestic Hot Water | Gas | San Diego Gas and Electric | Reservation:Canceled | 32203 | 20.19 |  | 1 | 1595 |  | 1595 |  |  |  | EVOLUTION ENERGY SOLUTIONS L L C | Retrofit | San Diego | San Diego | 92104 | Host Customer is System Owner | [7 empty] | 450.45 | 40.95 |  | Drainback |  | Solar Storage and Auxiliary Tanks are separate |  | 1 | 1 | 880 | Z07 | 22 | Units | Apartments/Condos | TRB-40 | 11 | 1 | 800 | 1 | 115 | 1 | 175000 | TRUE | 140 | 140 | [5 empty] | FALSE | 20.19 |  | 2011-06-01: 2017-10-12 | 2571 | 32203 | Up-front Payment
SDG-009538 | Commercial/Multifamily Residential | Domestic Hot Water | Gas | San Diego Gas and Electric | Reservation:Canceled | 43106 | 20.19 |  | 1 | 2135 |  | 2135 |  |  |  | EVOLUTION ENERGY SOLUTIONS L L C | Retrofit | San Diego | San Diego | 92104 | Host Customer is System Owner | [7 empty] | 573.3 | 40.95 |  | Drainback |  | Solar Storage and Auxiliary Tanks are separate |  | 1 | 1 | 1280 | Z07 | 32 | Units | Apartments/Condos | TRB-40 | 14 | 1 | 1100 | 1 | 170 | 2 | 395000 | TRUE | 140 | 140 |  | SunEarth - SETR A503 TTR U + VFS 10-200 |  | SunEarth - SETR A503 TTR U + VFS 10-200 |  | FALSE | 20.19 |  | 2011-06-01: 2017-10-12 | 2571 | 43106 | Up-front Payment
SCG-009539 | Multifamily Residential - Disadvantaged Community | Domestic Hot Water | Gas | Southern California Gas Company | Incentive:Paid | 43388 | 20.19 |  | 1 | 2149 |  | 2149 |  | 2017-10-13 08:51 | 2017-10-17 | EVOLUTION ENERGY SOLUTIONS L L C | Retrofit | Hollywood | Los Angeles | 90028 | Host Customer is System Owner | [7 empty] | 614.25 | 40.95 |  | Drainback | Advanced Controller with a Vacation or Holiday Mode | Solar Storage and Auxiliary Tanks are separate |  | 1 | 1 | 1120 | Z09 | 28 | Units | Apartments/Condos | TRB-40 | 15 | 1 | 1100 | 1 | 100 | 3 | 270000 | TRUE | 140 | 140 |  | SunEarth - SETR A503 TTR U + VFS 10-200 |  | SunEarth - SETR A503 TTR U + VFS 10-200 | Los Angeles | FALSE | 20.19 |  | 2017-10-12 |  | 2017-10-13 | 2017-10-17 | 2018-01-18 | 2018-02-07 | 2446 | 43388 | Up-front Payment
SCG-009540 | Low Income Single Family Residential | Domestic Hot Water | Gas | Southern California Gas Company | Incentive:Canceled | 4487 | 36.9 |  | 1 | 128 |  | 122 |  | 2017-10-12 11:58 |  | TITANIUM POWER INC | Retrofit | Pacoima | Los Angeles | 91331 | Host Customer is System Owner | 6 |  | 30004079 | GREENoneTEC Solarindustrie GmbH | Solpal Plus | Solpal Plus L-GT | Direct Integral Collector Storage (DI) | 25.66 |  | Solpal Plus L |  |  | Solar Storage with Tankless Auxiliary Water Heater | 51 | 1 | 0.95 | 75 | Z09 | [18 empty] | Los Angeles | FALSE | 35.23 |  | 2011-06-01: 2017-10-10; 2011-06-21: 2018-02-06; 2011-08-03: 2017-10-12 | 2410 | 4509 | Up-front Payment
SCG-009541 | Low Income Single Family Residential | Domestic Hot Water | Gas | Southern California Gas Company | Incentive:Paid | 4723 | 36.9 |  | 1 | 128 |  | 128 |  | 2017-10-12 12:00 | 2018-02-23 | TITANIUM POWER INC | Retrofit | Pacoima | Los Angeles | 91340 | Host Customer is System Owner | 6 |  | 30004079 | GREENoneTEC Solarindustrie GmbH | Solpal Plus | Solpal Plus L-GT | Direct Integral Collector Storage (DI) | 25.66 |  | Solpal Plus L |  |  | Solar Storage with Tankless Auxiliary Water Heater | 51 | 1 | 1 | 75 | Z09 | [18 empty] | Los Angeles | FALSE | 37.18 |  | 2011-06-01: 2017-10-10; 2011-08-03: 2017-10-12; 2011-09-20: 2018-02-23 | 2433 | 4759 | Up-front Payment
SCG-009542 | Single Family Residential | Domestic Hot Water | Gas | Southern California Gas Company | Incentive:Paid | 1970 | 29.85 |  | 1 | 66 |  | 66 |  | 2017-11-10 11:16 | 2017-12-07 | MOHR POWER SOLAR INC | Retrofit | Temple City | Los Angeles | 91780 | Host Customer is System Owner | 3 |  | 30003825 | SunEarth, Inc. | CopperHeart | CP-40G | Direct Integral Collector Storage (DI) | 24.96 |  | CP-40 | Glycol | Advanced Controller with a Vacation or Holiday Mode | Solar Storage and Auxiliary Tanks are separate | 39.9 | 1 | 1 | 45 | Z09 | [18 empty] | City of Temple City | FALSE | 167.95 |  | 2011-06-01: 2017-10-10; 2011-08-03: 2017-11-10; 2011-09-20: 2017-12-07 | 2502 | 11085 | Up-front Payment
SCG-009543 | Low Income Single Family Residential | Domestic Hot Water | Gas | Southern California Gas Company | Incentive:Canceled | 4723 | 36.9 |  | 1 | 128 |  | 128 |  | 2017-10-17 12:10 |  | TITANIUM POWER INC | Retrofit | Sylmar | Los Angeles | 91340 | Host Customer is System Owner | 6 |  | 30004079 | GREENoneTEC Solarindustrie GmbH | Solpal Plus | Solpal Plus L-GT | Direct Integral Collector Storage (DI) | 25.66 |  | Solpal Plus L |  |  | Solar Storage with Tankless Auxiliary Water Heater | 51 | 1 | 1 | 75 | Z09 | [18 empty] | Los Angeles | FALSE | 37.18 |  | 2011-06-01: 2017-10-10; 2011-06-21: 2018-02-06; 2011-08-03: 2017-10-17 | 2451 | 4759 | Up-front Payment
SCG-009544 | Low Income Single Family Residential | Domestic Hot Water | Gas | Southern California Gas Company | Incentive:Paid | 4723 | 36.9 |  | 1 | 128 |  | 128 |  | 2017-10-12 10:43 | 2018-02-22 | TITANIUM POWER INC | Retrofit | Pacoima | Los Angeles | 91331 | Host Customer is System Owner | 7 |  | 30004079 | GREENoneTEC Solarindustrie GmbH | Solpal Plus | Solpal Plus L-GT | Direct Integral Collector Storage (DI) | 25.66 |  | Solpal Plus L |  |  | Solar Storage with Tankless Auxiliary Water Heater | 51 | 1 | 1 | 85 | Z09 | [18 empty] | Los Angeles | FALSE | 37.18 |  | 2011-06-01: 2017-10-10; 2011-08-03: 2017-10-12; 2011-09-20: 2018-02-22 | 2434 | 4759 | Up-front Payment
SCG-009545 | Commercial/Multifamily Residential | Domestic Hot Water | Gas | Southern California Gas Company | Reservation:Canceled | 37634 | 17.16 |  | 2 | 1864 |  | 1864 |  |  |  | EVOLUTION ENERGY SOLUTIONS L L C | Retrofit | Pomona | Los Angeles | 91768 | Host Customer is System Owner | [7 empty] | 572.6 | 40.9 |  | Drainback | Drainback (Water) | Solar Storage and Auxiliary Tanks are separate |  | 1 | 1 | 1248 | Z09 | 96 | Persons | Men's Dormitories | EC-40 | 14 | 1 | 1100 | 1 | 240 | 2 | 1000000 | TRUE | 140 | 140 |  | SunEarth - SETR A503 TTR U + VFS 10-200 |  | SunEarth - SETR A503 TTR U + VFS 10-200 |  | FALSE | 20.19 |  | 2011-06-01: 2017-10-19; 2011-06-21: 2017-10-20 | 2563 | 37634 | Up-front Payment
SCG-009546 | Low Income Single Family Residential | Domestic Hot Water | Gas | Southern California Gas Company | Incentive:Canceled | 4723 | 36.9 |  | 1 | 128 |  | 128 |  | 2017-10-12 12:05 |  | TITANIUM POWER INC | Retrofit | Pacoima | Los Angeles | 91331 | Host Customer is System Owner | 5 |  | 30004079 | GREENoneTEC Solarindustrie GmbH | Solpal Plus | Solpal Plus L-GT | Direct Integral Collector Storage (DI) | 25.66 |  | Solpal Plus L |  |  | Solar Storage with Tankless Auxiliary Water Heater | 51 | 1 | 1 | 65 | Z09 | [18 empty] | Los Angeles | FALSE | 37.18 |  | 2011-06-01: 2017-10-10; 2011-06-21: 2018-02-06; 2011-08-03: 2017-10-12 | 2451 | 4759 | Up-front Payment
SCG-009547 | Single Family Residential - Disadvantaged Community | Domestic Hot Water | Gas | Southern California Gas Company | Incentive:Paid | 4328 | 29.85 |  | 1 | 145 |  | 145 |  | 2018-07-16 14:15 | 2018-08-23 | MOHR POWER SOLAR INC | Retrofit | Los Angeles | Los Angeles | 90077 | Owner/Tenant | 4 |  | 2010143B | Solene | AURORA/AO SMITH | SLAR64DC-80HE-XG | Indirect Forced Circulation (IF) | 64 |  | SLAR-32 | Glycol | Advanced Controller with a Vacation or Holiday Mode | Solar and Auxiliary Storage are the same Tank | 80 | 1 | 1 | 55 | Z09 | [18 empty] | City of Los Angeles | FALSE | 70.07 |  | 2011-06-01: 2017-10-10; 2011-08-03: 2018-07-16; 2011-09-20: 2018-08-23 | 2252 | 10159.95 | Up-front Payment
SCG-009548 | Low Income Single Family Residential | Domestic Hot Water | Gas | Southern California Gas Company | Incentive:Paid | 4723 | 36.9 |  | 1 | 128 |  | 128 |  | 2017-10-12 11:09 | 2018-02-26 | TITANIUM POWER INC | Retrofit | Arleta | Los Angeles | 91331 | Host Customer is System Owner | 4 |  | 30004079 | GREENoneTEC Solarindustrie GmbH | Solpal Plus | Solpal Plus L-GT | Direct Integral Collector Storage (DI) | 25.66 |  | Solpal Plus L |  |  | Solar Storage with Tankless Auxiliary Water Heater | 51 | 1 | 1 | 55 | Z09 | [18 empty] | Los Angeles | FALSE | 37.18 |  | 2011-06-01: 2017-10-10; 2011-08-03: 2017-10-12; 2011-09-20: 2018-02-26 | 2431 | 4759 | Up-front Payment
SCG-009549 | Low Income Single Family Residential | Domestic Hot Water | Gas | Southern California Gas Company | Incentive:Paid | 4487 | 36.9 |  | 1 | 128 |  | 122 |  | 2017-10-17 12:09 | 2018-03-01 | TITANIUM POWER INC | Retrofit | Pacoima | Los Angeles | 91331 | Host Customer is System Owner | 4 |  | 30004079 | GREENoneTEC Solarindustrie GmbH | Solpal Plus | Solpal Plus L-GT | Direct Integral Collector Storage (DI) | 25.66 |  | Solpal Plus L |  |  | Solar Storage with Tankless Auxiliary Water Heater | 51 | 1 | 0.95 | 55 | Z09 | [18 empty] | Los Angeles | FALSE | 35.23 |  | 2011-06-01: 2017-10-10; 2011-08-03: 2017-10-17; 2011-09-20: 2018-03-01 | 2427 | 4509 | Up-front Payment
SCG-009550 | Low Income Single Family Residential | Domestic Hot Water | Gas | Southern California Gas Company | Incentive:Paid | 4487 | 36.9 |  | 1 | 128 |  | 122 |  | 2017-10-12 11:13 | 2018-02-21 | TITANIUM POWER INC | Retrofit | San Fernando | Los Angeles | 91342 | Host Customer is System Owner | 7 |  | 30004079 | GREENoneTEC Solarindustrie GmbH | Solpal Plus | Solpal Plus L-GT | Direct Integral Collector Storage (DI) | 25.66 |  | Solpal Plus L |  |  | Solar Storage with Tankless Auxiliary Water Heater | 51 | 1 | 0.95 | 85 | Z09 | [18 empty] | Los Angeles | FALSE | 35.23 |  | 2011-06-01: 2017-10-10; 2011-08-03: 2017-10-12; 2011-09-20: 2018-02-21 | 2434 | 4509 | Up-front Payment
SCG-009551 | Commercial/Multifamily Residential | Domestic Hot Water | Gas | Southern California Gas Company | Reservation:Canceled | 37634 | 17.16 |  | 2 | 1864 |  | 1864 |  |  |  | EVOLUTION ENERGY SOLUTIONS L L C | Retrofit | Pomona | Los Angeles | 91768 | Host Customer is System Owner | [7 empty] | 572.6 | 40.9 |  | Drainback | Drainback (Water) | Solar Storage and Auxiliary Tanks are separate |  | 1 | 1 | 1248 | Z09 | 96 | Persons | Men's Dormitories | EC-40 | 14 | 1 | 1100 | 1 | 240 | 2 | 1000000 | TRUE | 140 | 140 |  | SunEarth - SETR A503 TTR U + VFS 10-200 |  | SunEarth - SETR A503 TTR U + VFS 10-200 |  | FALSE | 20.19 |  | 2011-06-01: 2017-10-19; 2011-06-21: 2017-10-20 | 2563 | 37634 | Up-front Payment
SCG-009552 | Low Income Single Family Residential | Domestic Hot Water | Gas | Southern California Gas Company | Incentive:Canceled | 4723 | 36.9 |  | 1 | 128 |  | 128 |  | 2017-11-22 09:19 |  | TITANIUM POWER INC | Retrofit | San Fernando | Los Angeles | 91342 | Host Customer is System Owner | 8 |  | 30004079 | GREENoneTEC Solarindustrie GmbH | Solpal Plus | Solpal Plus L-GT | Direct Integral Collector Storage (DI) | 25.66 |  | Solpal Plus L |  |  | Solar Storage with Tankless Auxiliary Water Heater | 51 | 1 | 1 | 95 | Z09 | [18 empty] | Los Angeles | FALSE | 37.18 |  | 2011-06-01: 2017-10-10; 2011-08-03: 2017-11-22 | 2530 | 4759 | Up-front Payment
SCG-009553 | Low Income Single Family Residential | Domestic Hot Water | Gas | Southern California Gas Company | Incentive:Paid | 4723 | 36.9 |  | 1 | 128 |  | 128 |  | 2017-10-12 11:16 | 2018-02-21 | TITANIUM POWER INC | Retrofit | Pacoima | Los Angeles | 91331 | Host Customer is System Owner | 8 |  | 30004079 | GREENoneTEC Solarindustrie GmbH | Solpal Plus | Solpal Plus L-GT | Direct Integral Collector Storage (DI) | 25.66 |  | Solpal Plus L |  |  | Solar Storage with Tankless Auxiliary Water Heater | 51 | 1 | 1 | 95 | Z09 | [18 empty] | Los Angeles | FALSE | 37.18 |  | 2011-06-01: 2017-10-10; 2011-08-03: 2017-10-12; 2011-09-20: 2018-02-21 | 2434 | 4759 | Up-front Payment
SCG-009555 | Low Income Single Family Residential | Domestic Hot Water | Gas | Southern California Gas Company | Incentive:Canceled | 4723 | 36.9 |  | 1 | 128 |  | 128 |  | 2017-10-17 12:18 |  | TITANIUM POWER INC | Retrofit | San Fernando | Los Angeles | 91342 | Host Customer is System Owner | 8 |  | 30004079 | GREENoneTEC Solarindustrie GmbH | Solpal Plus | Solpal Plus L-GT | Direct Integral Collector Storage (DI) | 25.66 |  | Solpal Plus L |  |  | Solar Storage with Tankless Auxiliary Water Heater | 51 | 1 | 1 | 95 | Z09 | [18 empty] | Los Angeles | FALSE | 37.18 |  | 2011-06-01: 2017-10-10; 2011-06-21: 2018-02-06; 2011-08-03: 2017-10-17 | 2451 | 4759 | Up-front Payment
SCG-009556 | Low Income Single Family Residential | Domestic Hot Water | Gas | Southern California Gas Company | Incentive:Paid | 4487 | 36.9 |  | 1 | 128 |  | 122 |  | 2017-10-12 11:27 | 2018-02-21 | TITANIUM POWER INC | Retrofit | Pacoima | Los Angeles | 91331 | Host Customer is System Owner | 7 |  | 30004079 | GREENoneTEC Solarindustrie GmbH | Solpal Plus | Solpal Plus L-GT | Direct Integral Collector Storage (DI) | 25.66 |  | Solpal Plus L |  |  | Solar Storage with Tankless Auxiliary Water Heater | 51 | 1 | 0.95 | 85 | Z09 | [18 empty] | Los Angeles | FALSE | 35.23 |  | 2011-06-01: 2017-10-10; 2011-08-03: 2017-10-12; 2011-09-20: 2018-02-21 | 2434 | 4509 | Up-front Payment
SCG-009557 | Low Income Single Family Residential | Domestic Hot Water | Gas | Southern California Gas Company | Incentive:Paid | 4487 | 36.9 |  | 1 | 128 |  | 122 |  | 2017-10-17 12:17 | 2018-03-01 | TITANIUM POWER INC | Retrofit | San Fernando | Los Angeles | 91340 | Host Customer is System Owner | 8 |  | 30004079 | GREENoneTEC Solarindustrie GmbH | Solpal Plus | Solpal Plus L-GT | Direct Integral Collector Storage (DI) | 25.66 |  | Solpal Plus L |  |  | Solar Storage with Tankless Auxiliary Water Heater | 51 | 1 | 0.95 | 95 | Z09 | [18 empty] | Los Angeles | FALSE | 35.23 |  | 2011-06-01: 2017-10-10; 2011-08-03: 2017-10-17; 2011-09-20: 2018-03-01 | 2427 | 4509 | Up-front Payment
SCG-009558 | Low Income Single Family Residential | Domestic Hot Water | Gas | Southern California Gas Company | Incentive:Paid | 4723 | 36.9 |  | 1 | 128 |  | 128 |  | 2017-10-17 12:17 | 2018-02-28 | TITANIUM POWER INC | Retrofit | Pacoima | Los Angeles | 91331 | Host Customer is System Owner | 5 |  | 30004079 | GREENoneTEC Solarindustrie GmbH | Solpal Plus | Solpal Plus L-GT | Direct Integral Collector Storage (DI) | 25.66 |  | Solpal Plus L |  |  | Solar Storage with Tankless Auxiliary Water Heater | 51 | 1 | 1 | 65 | Z09 | [18 empty] | Los Angeles | FALSE | 37.18 |  | 2011-06-01: 2017-10-10; 2011-08-03: 2017-10-17; 2011-09-20: 2018-02-28 | 2427 | 4759 | Up-front Payment
SCG-009559 | Low Income Single Family Residential | Domestic Hot Water | Gas | Southern California Gas Company | Incentive:Paid | 4723 | 36.9 |  | 1 | 128 |  | 128 |  | 2017-10-12 11:06 | 2018-05-08 | TITANIUM POWER INC | Retrofit | San Fernando | Los Angeles | 91342 | Host Customer is System Owner | 5 |  | 30004079 | GREENoneTEC Solarindustrie GmbH | Solpal Plus | Solpal Plus L-GT | Direct Integral Collector Storage (DI) | 25.66 |  | Solpal Plus L |  |  | Solar Storage with Tankless Auxiliary Water Heater | 51 | 1 | 1 | 65 | Z09 | [18 empty] | Los Angeles | FALSE | 37.18 |  | 2017-10-10 | 2018-02-06 |  |  | 2017-10-12 | 2018-05-08 | 2357 | 4759 | Up-front Payment
SCG-009560 | Low Income Single Family Residential | Domestic Hot Water | Gas | Southern California Gas Company | Incentive:Canceled | 4487 | 36.9 |  | 1 | 128 |  | 122 |  | 2017-10-17 12:16 |  | TITANIUM POWER INC | Retrofit | Sylmar | Los Angeles | 91340 | Host Customer is System Owner | 7 |  | 30004079 | GREENoneTEC Solarindustrie GmbH | Solpal Plus | Solpal Plus L-GT | Direct Integral Collector Storage (DI) | 25.66 |  | Solpal Plus L |  |  | Solar Storage with Tankless Auxiliary Water Heater | 51 | 1 | 0.95 | 85 | Z09 | [18 empty] | Los Angeles | FALSE | 35.23 |  | 2011-06-01: 2017-10-10; 2011-06-21: 2018-02-06; 2011-08-03: 2017-10-17 | 2451 | 4509 | Up-front Payment
SCG-009561 | Low Income Single Family Residential | Domestic Hot Water | Gas | Southern California Gas Company | Incentive:Paid | 4487 | 36.9 |  | 1 | 128 |  | 122 |  | 2017-10-17 12:15 | 2018-03-15 | TITANIUM POWER INC | Retrofit | Pacoima | Los Angeles | 91331 | Host Customer is System Owner | 4 |  | 30004079 | GREENoneTEC Solarindustrie GmbH | Solpal Plus | Solpal Plus L-GT | Direct Integral Collector Storage (DI) | 25.66 |  | Solpal Plus L |  |  | Solar Storage with Tankless Auxiliary Water Heater | 51 | 1 | 0.95 | 55 | Z09 | [18 empty] | Los Angeles | FALSE | 35.23 |  | 2011-06-01: 2017-10-10; 2011-08-03: 2017-10-17; 2011-09-20: 2018-03-15 | 2413 | 4509 | Up-front Payment
SCG-009562 | Commercial/Multifamily Residential | Domestic Hot Water | Gas | Southern California Gas Company | Reservation:Canceled | 30568 | 17.16 |  | 2 | 1514 |  | 1514 |  |  |  | EVOLUTION ENERGY SOLUTIONS L L C | Retrofit | Pomona | Los Angeles | 91768 | Host Customer is System Owner | [7 empty] | 449.9 | 40.9 |  | Drainback | Drainback (Water) | Solar Storage and Auxiliary Tanks are separate |  | 1 | 1 | 1248 | Z09 | 96 | Persons | Men's Dormitories | EC-40 | 11 | 1 | 800 | 1 | 240 | 2 | 1000000 | TRUE | 140 | 140 | [5 empty] | FALSE | 20.19 |  | 2011-06-01: 2017-10-19; 2011-06-21: 2017-10-20 | 2563 | 30568 | Up-front Payment
SCG-009564 | Low Income Single Family Residential | Domestic Hot Water | Gas | Southern California Gas Company | Incentive:Paid | 4723 | 36.9 |  | 1 | 128 |  | 128 |  | 2017-10-17 12:08 | 2018-02-28 | TITANIUM POWER INC | Retrofit | Pacoima | Los Angeles | 91331 | Host Customer is System Owner | 7 |  | 30004079 | GREENoneTEC Solarindustrie GmbH | Solpal Plus | Solpal Plus L-GT | Direct Integral Collector Storage (DI) | 25.66 |  | Solpal Plus L |  |  | Solar Storage with Tankless Auxiliary Water Heater | 51 | 1 | 1 | 85 | Z09 | [18 empty] | Los Angeles | FALSE | 37.18 |  | 2011-06-01: 2017-10-11; 2011-08-03: 2017-10-17; 2011-09-20: 2018-02-28 | 2285 | 4759 | Up-front Payment
SCG-009565 | Low Income Single Family Residential | Domestic Hot Water | Gas | Southern California Gas Company | Incentive:Paid | 4487 | 36.9 |  | 1 | 128 |  | 122 |  | 2017-10-17 12:07 | 2018-02-28 | TITANIUM POWER INC | Retrofit | Pacoima | Los Angeles | 91331 | Host Customer is System Owner | 7 |  | 30004079 | GREENoneTEC Solarindustrie GmbH | Solpal Plus | Solpal Plus L-GT | Direct Integral Collector Storage (DI) | 25.66 |  | Solpal Plus L |  |  | Solar Storage with Tankless Auxiliary Water Heater | 51 | 1 | 0.95 | 85 | Z09 | [18 empty] | Los Angeles | FALSE | 35.23 |  | 2011-06-01: 2017-10-11; 2011-08-03: 2017-10-17; 2011-09-20: 2018-02-28 | 2285 | 4509 | Up-front Payment
SCG-009566 | Commercial/Multifamily Residential | Domestic Hot Water | Gas | Southern California Gas Company | Incentive:Paid | 23986 | 20.19 |  | 1 | 1188 |  | 1188 |  | 2017-12-15 06:29 | 2017-12-28 | ALL VALLEY SOLAR INC | Retrofit | Los Angeles | Los Angeles | 90068 | Host Customer is System Owner | [7 empty] | 286.65 | 40.95 |  | Drainback | Drainback (Water) | Solar Storage and Auxiliary Tanks are separate |  | 1 | 1 | 880 | Z09 | 22 | Units | Apartments/Condos | TRB-40 | 7 | 1 | 507 | 4 | 219 | 2 | 270000 | TRUE | 135 | 140 |  |  |  |  | LADBS | FALSE | 29.59 |  | 2017-12-13 |  | 2017-12-15 | 2017-12-28 | 2018-02-14 | 2018-02-26 | 2424 | 35158 | Up-front Payment
SCG-009567 | Low Income Single Family Residential | Domestic Hot Water | Gas | Southern California Gas Company | Incentive:Paid | 4723 | 36.9 |  | 1 | 128 |  | 128 |  | 2017-10-17 11:43 | 2018-02-27 | TITANIUM POWER INC | Retrofit | San Fernando | Los Angeles | 91342 | Host Customer is System Owner | 5 |  | 30004079 | GREENoneTEC Solarindustrie GmbH | Solpal Plus | Solpal Plus L-GT | Direct Integral Collector Storage (DI) | 25.66 |  | Solpal Plus L |  |  | Solar Storage with Tankless Auxiliary Water Heater | 51 | 1 | 1 | 65 | Z09 | [18 empty] | Los Angeles | FALSE | 37.18 |  | 2011-06-01: 2017-10-11; 2011-08-03: 2017-10-17; 2011-09-20: 2018-02-27 | 2285 | 4759 | Up-front Payment
SCG-009568 | Low Income Single Family Residential | Domestic Hot Water | Gas | Southern California Gas Company | Incentive:Paid | 4723 | 36.9 |  | 1 | 128 |  | 128 |  | 2017-10-17 12:12 | 2018-05-09 | TITANIUM POWER INC | Retrofit | San Fernando | Los Angeles | 91342 | Host Customer is System Owner | 6 |  | 30004079 | GREENoneTEC Solarindustrie GmbH | Solpal Plus | Solpal Plus L-GT | Direct Integral Collector Storage (DI) | 25.66 |  | Solpal Plus L |  |  | Solar Storage with Tankless Auxiliary Water Heater | 51 | 1 | 1 | 75 | Z09 | [18 empty] | Los Angeles | FALSE | 37.18 |  | 2011-06-01: 2017-10-11; 2011-08-03: 2017-10-17; 2011-09-20: 2018-05-09 | 2356 | 4759 | Up-front Payment
SCG-009569 | Single Family Residential | Domestic Hot Water | Gas | Southern California Gas Company | Incentive:Paid | 2657 | 29.85 |  | 1 | 89 |  | 89 |  | 2017-10-17 12:13 | 2017-12-12 | TITANIUM POWER INC | Retrofit | Sun Valley | Los Angeles | 91352 | Host Customer is System Owner | 6 |  | 30004078 | GREENoneTEC Solarindustrie GmbH | Solpal Plus | Solpal Plus L-G | Direct Integral Collector Storage (DI) | 25.66 |  | Solpal Plus L |  |  | Solar Storage and Auxiliary Tanks are separate | 51 | 1 | 1 | 75 | Z09 | [18 empty] | Los Angeles | FALSE | 30.44 |  | 2011-06-01: 2017-10-12; 2011-08-03: 2017-10-17; 2011-09-20: 2017-12-12 | 2496 | 2709 | Up-front Payment
SCG-009570 | Low Income Single Family Residential | Domestic Hot Water | Gas | Southern California Gas Company | Incentive:Canceled | 4487 | 36.9 |  | 1 | 128 |  | 122 |  |  |  | TITANIUM POWER INC | Retrofit | Pacoima | Los Angeles | 91331 | Host Customer is System Owner | 8 |  | 30004079 | GREENoneTEC Solarindustrie GmbH | Solpal Plus | Solpal Plus L-GT | Direct Integral Collector Storage (DI) | 25.66 |  | Solpal Plus L |  |  | Solar Storage with Tankless Auxiliary Water Heater | 51 | 1 | 0.95 | 95 | Z09 | [18 empty] | Los Angeles | FALSE | 35.23 |  | 2011-06-01: 2017-10-12; 2011-06-21: 2017-10-17 | 2566 | 4509 | Up-front Payment
SCG-009571 | Low Income Single Family Residential | Domestic Hot Water | Gas | Southern California Gas Company | Incentive:Paid | 4487 | 36.9 |  | 1 | 128 |  | 122 |  | 2017-10-17 12:25 | 2018-02-27 | TITANIUM POWER INC | Retrofit | San Fernando | Los Angeles | 91340 | Host Customer is System Owner | 4 |  | 30004079 | GREENoneTEC Solarindustrie GmbH | Solpal Plus | Solpal Plus L-GT | Direct Integral Collector Storage (DI) | 25.66 |  | Solpal Plus L |  |  | Solar Storage with Tankless Auxiliary Water Heater | 51 | 1 | 0.95 | 55 | Z09 | [18 empty] | Los Angeles | FALSE | 35.23 |  | 2011-06-01: 2017-10-12; 2011-08-03: 2017-10-17; 2011-09-20: 2018-02-27 | 2285 | 4509 | Up-front Payment
SCG-009572 | Low Income Single Family Residential | Domestic Hot Water | Gas | Southern California Gas Company | Incentive:Canceled | 4487 | 36.9 |  | 1 | 128 |  | 122 |  | 2017-10-17 12:21 |  | TITANIUM POWER INC | Retrofit | Pacoima | Los Angeles | 91331 | Host Customer is System Owner | 6 |  | 30004079 | GREENoneTEC Solarindustrie GmbH | Solpal Plus | Solpal Plus L-GT | Direct Integral Collector Storage (DI) | 25.66 |  | Solpal Plus L |  |  | Solar Storage with Tankless Auxiliary Water Heater | 51 | 1 | 0.95 | 75 | Z09 | [18 empty] | Los Angeles | FALSE | 35.23 |  | 2011-06-01: 2017-10-12; 2011-06-21: 2018-02-06; 2011-08-03: 2017-10-17 | 2451 | 4509 | Up-front Payment
SCG-009573 | Low Income Multifamily Residential | Domestic Hot Water | Gas | Southern California Gas Company | Incentive:Paid | 23646 | 24.89 |  | 1 | 950 |  | 950 |  | 2017-10-12 16:05 | 2017-11-20 | PROMISE ENERGY INC | Retrofit | Los Angeles | Los Angeles | 90013 | Host Customer is System Owner | [7 empty] | 368.55 | 40.95 |  | Glycol | Steam Back | Solar Storage and Auxiliary Tanks are separate |  | 1 | 1 | 2090 | Z09 | 55 | Units | Apartments/Condos | 10001803 | 9 | 1 | 600 | 1 | 379 | 3 | 399000 | TRUE | 140 | 120 |  |  |  |  | Los Angeles | FALSE | 88 |  | 2017-10-12 |  | 2017-10-12 | 2017-11-20 | 2019-06-18 | 2019-06-20 | 1914 | 83604 | Up-front Payment
SCG-009574 | Low Income Single Family Residential | Domestic Hot Water | Gas | Southern California Gas Company | Incentive:Paid | 4723 | 36.9 |  | 1 | 128 |  | 128 |  | 2017-10-17 12:25 | 2018-02-27 | TITANIUM POWER INC | Retrofit | Pacoima | Los Angeles | 91331 | Host Customer is System Owner | 8 |  | 30004079 | GREENoneTEC Solarindustrie GmbH | Solpal Plus | Solpal Plus L-GT | Direct Integral Collector Storage (DI) | 25.66 |  | Solpal Plus L |  |  | Solar Storage with Tankless Auxiliary Water Heater | 51 | 1 | 1 | 95 | Z09 | [18 empty] | Los Angeles | FALSE | 37.18 |  | 2011-06-01: 2017-10-12; 2011-08-03: 2017-10-17; 2011-09-20: 2018-02-27 | 2285 | 4759 | Up-front Payment
SCG-009575 | Low Income Single Family Residential | Domestic Hot Water | Gas | Southern California Gas Company | Incentive:Paid | 4723 | 36.9 |  | 1 | 128 |  | 128 |  | 2017-10-17 12:24 | 2018-02-27 | TITANIUM POWER INC | Retrofit | San Fernando | Los Angeles | 91340 | Host Customer is System Owner | 8 |  | 30004079 | GREENoneTEC Solarindustrie GmbH | Solpal Plus | Solpal Plus L-GT | Direct Integral Collector Storage (DI) | 25.66 |  | Solpal Plus L |  |  | Solar Storage with Tankless Auxiliary Water Heater | 51 | 1 | 1 | 95 | Z09 | [18 empty] | Los Angeles | FALSE | 37.18 |  | 2011-06-01: 2017-10-12; 2011-08-03: 2017-10-17; 2011-09-20: 2018-02-27 | 2285 | 4759 | Up-front Payment
SCG-009576 | Low Income Multifamily Residential | Domestic Hot Water | Gas | Southern California Gas Company | Incentive:Paid | 16851 | 24.89 |  | 1 | 677 |  | 677 |  | 2017-10-12 16:06 | 2017-11-16 | PROMISE ENERGY INC | Retrofit | Los Angeles | Los Angeles | 90021 | Host Customer is System Owner | [7 empty] | 163.8 | 40.95 |  | Glycol | Steam Back | Solar Storage with Tankless Auxiliary Water Heater |  | 1 | 1 | 2204 | Z09 | 58 | Units | Apartments/Condos | 10001803 | 4 | 1 | 300 | 1 | 0 | 0 | 900000 | TRUE | 140 | 120 |  |  |  |  | California | FALSE | 154.89 |  | 2017-10-12 |  | 2017-10-12 | 2017-11-16 | 2019-11-11 | 2019-11-12 | 1804 | 104860 | Up-front Payment
SCG-009577 | Low Income Single Family Residential | Domestic Hot Water | Gas | Southern California Gas Company | Incentive:Canceled | 4723 | 36.9 |  | 1 | 128 |  | 128 |  | 2017-10-17 12:23 |  | TITANIUM POWER INC | Retrofit | Pacoima | Los Angeles | 91331 | Host Customer is System Owner | 7 |  | 30004079 | GREENoneTEC Solarindustrie GmbH | Solpal Plus | Solpal Plus L-GT | Direct Integral Collector Storage (DI) | 25.66 |  | Solpal Plus L |  |  | Solar Storage with Tankless Auxiliary Water Heater | 51 | 1 | 1 | 85 | Z09 | [18 empty] | Los Angeles | FALSE | 37.18 |  | 2011-06-01: 2017-10-12; 2011-06-21: 2018-02-06; 2011-08-03: 2017-10-17 | 2451 | 4759 | Up-front Payment
SCG-009578 | Low Income Single Family Residential | Domestic Hot Water | Gas | Southern California Gas Company | Incentive:Paid | 4487 | 36.9 |  | 1 | 128 |  | 122 |  | 2017-10-17 12:19 | 2018-02-27 | TITANIUM POWER INC | Retrofit | Pacoima | Los Angeles | 91331 | Host Customer is System Owner | 6 |  | 30004079 | GREENoneTEC Solarindustrie GmbH | Solpal Plus | Solpal Plus L-GT | Direct Integral Collector Storage (DI) | 25.66 |  | Solpal Plus L |  |  | Solar Storage with Tankless Auxiliary Water Heater | 51 | 1 | 0.95 | 75 | Z09 | [18 empty] | Los Angeles | FALSE | 35.23 |  | 2011-06-01: 2017-10-12; 2011-08-03: 2017-10-17; 2011-09-20: 2018-02-27 | 2285 | 4509 | Up-front Payment
SCG-009579 | Low Income Single Family Residential | Domestic Hot Water | Gas | Southern California Gas Company | Incentive:Paid | 4487 | 36.9 |  | 1 | 128 |  | 122 |  | 2017-10-19 11:33 | 2018-03-02 | TITANIUM POWER INC | Retrofit | Arleta | Los Angeles | 91331 | Host Customer is System Owner | 8 |  | 30004079 | GREENoneTEC Solarindustrie GmbH | Solpal Plus | Solpal Plus L-GT | Direct Integral Collector Storage (DI) | 25.66 |  | Solpal Plus L |  |  | Solar Storage with Tankless Auxiliary Water Heater | 51 | 1 | 0.95 | 95 | Z09 | [18 empty] | Los Angeles | FALSE | 35.23 |  | 2011-06-01: 2017-10-12; 2011-08-03: 2017-10-19; 2011-09-20: 2018-03-02 | 2426 | 4509 | Up-front Payment
SCG-009580 | Low Income Single Family Residential | Domestic Hot Water | Gas | Southern California Gas Company | Incentive:Canceled | 4723 | 36.9 |  | 1 | 128 |  | 128 |  | 2017-10-17 12:22 |  | TITANIUM POWER INC | Retrofit | Pacoima | Los Angeles | 91331 | Host Customer is System Owner | 10 |  | 30004079 | GREENoneTEC Solarindustrie GmbH | Solpal Plus | Solpal Plus L-GT | Direct Integral Collector Storage (DI) | 25.66 |  | Solpal Plus L |  |  | Solar Storage with Tankless Auxiliary Water Heater | 51 | 1 | 1 | 115 | Z09 | [18 empty] | Los Angeles | FALSE | 37.18 |  | 2011-06-01: 2017-10-12; 2011-06-21: 2018-02-06; 2011-08-03: 2017-10-17 | 2451 | 4759 | Up-front Payment
PGE-009583 | Commercial/Multifamily Residential | Domestic Hot Water | Gas | Pacific Gas and Electric | Incentive:Paid | 37331 | 20.19 |  | 1 | 1849 |  | 1849 |  | 2017-10-16 07:21 | 2017-10-26 | EVOLUTION ENERGY SOLUTIONS L L C | Retrofit | SAN FRANCISCO | San Francisco | 94109 | Host Customer is System Owner | [7 empty] | 532.35 | 40.95 |  | Drainback | Advanced Controller with a Vacation or Holiday Mode | Solar Storage and Auxiliary Tanks are separate |  | 1 | 1 | 1080 | Z03 | 27 | Units | Apartments/Condos | TRB-40 | 13 | 1 | 1000 | 1 | 200 | 1 | 250000 | TRUE | 140 | 140 |  | SunEarth - SETR A503 TTR U + VFS 10-200 |  | SunEarth - SETR A503 TTR U + VFS 10-200 | San Francisco | FALSE | 20.19 |  | 2017-10-13 | 2017-10-18 | 2017-10-16 | 2017-10-26 | 2018-04-06 | 2018-04-11 | 2367 | 37331 | Up-front Payment
SDG-009584 | Commercial/Multifamily Residential | Domestic Hot Water | Gas | San Diego Gas and Electric | Incentive:Paid | 43106 | 20.19 |  | 1 | 2135 |  | 2135 |  | 2017-10-16 07:12 | 2017-10-31 | EVOLUTION ENERGY SOLUTIONS L L C | Retrofit | San Diego | San Diego | 92104 | Host Customer is System Owner | [7 empty] | 573.3 | 40.95 |  | Drainback |  | Solar Storage and Auxiliary Tanks are separate |  | 1 | 1 | 1280 | Z07 | 32 | Units | Apartments/Condos | TRB-40 | 14 | 1 | 1100 | 1 | 170 | 2 | 395000 | TRUE | 140 | 140 |  | SunEarth - SETR A503 TTR U + VFS 10-200 |  | SunEarth - SETR A503 TTR U + VFS 10-200 | San Diego | FALSE | 20.19 |  | 2017-10-13 | 2019-09-24 | 2017-10-16 | 2017-10-31 | 2019-09-18 | 2020-01-27 | 1705 | 43106 | Up-front Payment
SDG-009585 | Commercial/Multifamily Residential | Domestic Hot Water | Gas | San Diego Gas and Electric | Incentive:Paid | 32203 | 20.19 |  | 1 | 1595 |  | 1595 |  | 2017-10-16 07:35 | 2017-11-08 | EVOLUTION ENERGY SOLUTIONS L L C | Retrofit | San Diego | San Diego | 92104 | Host Customer is System Owner | [7 empty] | 450.45 | 40.95 |  | Drainback |  | Solar Storage and Auxiliary Tanks are separate |  | 1 | 1 | 880 | Z07 | 22 | Units | Apartments/Condos | TRB-40 | 11 | 1 | 800 | 1 | 115 | 1 | 175000 | TRUE | 140 | 140 |  |  |  |  | San Diego | FALSE | 20.19 |  | 2017-10-13 | 2019-09-24 | 2017-10-16 | 2017-11-08 | 2019-09-18 | 2019-10-30 | 1790 | 32203 | Up-front Payment
SCG-009586 | Low Income Single Family Residential | Domestic Hot Water | Gas | Southern California Gas Company | Incentive:Paid | 4723 | 36.9 |  | 1 | 128 |  | 128 |  | 2017-10-17 11:30 | 2018-02-27 | TITANIUM POWER INC | Retrofit | Sun Valley | Los Angeles | 91352 | Host Customer is System Owner | 5 |  | 30004079 | GREENoneTEC Solarindustrie GmbH | Solpal Plus | Solpal Plus L-GT | Direct Integral Collector Storage (DI) | 25.66 |  | Solpal Plus L |  |  | Solar Storage with Tankless Auxiliary Water Heater | 51 | 1 | 1 | 65 | Z09 | [18 empty] | Los Angeles | FALSE | 37.18 |  | 2011-06-01: 2017-10-13; 2011-08-03: 2017-10-17; 2011-09-20: 2018-02-27 | 2285 | 4759 | Up-front Payment
SCG-009587 | Low Income Single Family Residential | Domestic Hot Water | Gas | Southern California Gas Company | Incentive:Canceled | 4723 | 36.9 |  | 1 | 128 |  | 128 |  | 2017-10-17 11:29 |  | TITANIUM POWER INC | Retrofit | North Holyywood | Los Angeles | 91605 | Host Customer is System Owner | 4 |  | 30004079 | GREENoneTEC Solarindustrie GmbH | Solpal Plus | Solpal Plus L-GT | Direct Integral Collector Storage (DI) | 25.66 |  | Solpal Plus L |  |  | Solar Storage with Tankless Auxiliary Water Heater | 51 | 1 | 1 | 55 | Z09 | [18 empty] | Los Angeles | FALSE | 37.18 |  | 2011-06-01: 2017-10-13; 2011-06-21: 2018-02-06; 2011-08-03: 2017-10-17 | 2451 | 4759 | Up-front Payment
SCG-009588 | Low Income Single Family Residential | Domestic Hot Water | Gas | Southern California Gas Company | Incentive:Paid | 4723 | 36.9 |  | 1 | 128 |  | 128 |  | 2017-10-17 12:27 | 2018-02-27 | TITANIUM POWER INC | Retrofit | North Hollywood | Los Angeles | 91605 | Host Customer is System Owner | 5 |  | 30004079 | GREENoneTEC Solarindustrie GmbH | Solpal Plus | Solpal Plus L-GT | Direct Integral Collector Storage (DI) | 25.66 |  | Solpal Plus L |  |  | Solar Storage with Tankless Auxiliary Water Heater | 51 | 1 | 1 | 65 | Z09 | [18 empty] | Los Angeles | FALSE | 37.18 |  | 2011-06-01: 2017-10-13; 2011-08-03: 2017-10-17; 2011-09-20: 2018-02-27 | 2285 | 4759 | Up-front Payment
PGE-009589 | Commercial/Multifamily Residential | Domestic Hot Water | Gas | Pacific Gas and Electric | Incentive:Paid | 40582 | 20.19 |  | 1 | 2010 |  | 2010 |  | 2017-10-23 12:44 | 2017-11-20 | EVOLUTION ENERGY SOLUTIONS L L C | Retrofit | HAYWARD | Alameda | 94544 | Host Customer is System Owner | [7 empty] | 573.3 | 40.95 |  | Drainback |  | Solar Storage and Auxiliary Tanks are separate |  | 1 | 1 | 1200 | Z03 | 30 | Units | Apartments/Condos | TRB-40 | 14 | 1 | 1100 | 1 | 198 | 2 | 274100 | TRUE | 140 | 140 |  | SunEarth - SETR A503 TTR U + VFS 10-200 |  | SunEarth - SETR A503 TTR U + VFS 10-200 | Hayward | FALSE | 20.19 |  | 2017-10-16 | 2017-10-31 | 2017-10-23 | 2017-11-20 | 2018-01-10 | 2018-01-10 | 2461 | 40582 | Up-front Payment
SCG-009590 | Low Income Single Family Residential | Domestic Hot Water | Gas | Southern California Gas Company | Incentive:Paid | 4723 | 36.9 |  | 1 | 128 |  | 128 |  | 2017-10-17 12:27 | 2018-02-28 | TITANIUM POWER INC | Retrofit | North Hollywood | Los Angeles | 91606 | Host Customer is System Owner | 6 |  | 30004079 | GREENoneTEC Solarindustrie GmbH | Solpal Plus | Solpal Plus L-GT | Direct Integral Collector Storage (DI) | 25.66 |  | Solpal Plus L |  |  | Solar Storage with Tankless Auxiliary Water Heater | 51 | 1 | 1 | 75 | Z09 | [18 empty] | Los Angeles | FALSE | 37.18 |  | 2011-06-01: 2017-10-13; 2011-08-03: 2017-10-17; 2011-09-20: 2018-02-28 | 2285 | 4759 | Up-front Payment
SCG-009591 | Low Income Single Family Residential | Domestic Hot Water | Gas | Southern California Gas Company | Incentive:Paid | 4723 | 36.9 |  | 1 | 128 |  | 128 |  | 2017-10-17 12:26 | 2018-02-28 | TITANIUM POWER INC | Retrofit | North Hollywood | Los Angeles | 91605 | Host Customer is System Owner | 6 |  | 30004079 | GREENoneTEC Solarindustrie GmbH | Solpal Plus | Solpal Plus L-GT | Direct Integral Collector Storage (DI) | 25.66 |  | Solpal Plus L |  |  | Solar Storage with Tankless Auxiliary Water Heater | 51 | 1 | 1 | 75 | Z09 | [18 empty] | Los Angeles | FALSE | 37.18 |  | 2011-06-01: 2017-10-13; 2011-08-03: 2017-10-17; 2011-09-20: 2018-02-28 | 2285 | 4759 | Up-front Payment
SCG-009592 | Low Income Single Family Residential | Domestic Hot Water | Gas | Southern California Gas Company | Incentive:Paid | 4723 | 36.9 |  | 1 | 128 |  | 128 |  | 2017-10-17 11:29 | 2018-03-13 | TITANIUM POWER INC | Retrofit | North Hollywood | Los Angeles | 91605 | Host Customer is System Owner | 5 |  | 30004079 | GREENoneTEC Solarindustrie GmbH | Solpal Plus | Solpal Plus L-GT | Direct Integral Collector Storage (DI) | 25.66 |  | Solpal Plus L |  |  | Solar Storage with Tankless Auxiliary Water Heater | 51 | 1 | 1 | 65 | Z09 | [18 empty] | Los Angeles | FALSE | 37.18 |  | 2011-06-01: 2017-10-13; 2011-08-03: 2017-10-17; 2011-09-20: 2018-03-13 | 2412 | 4759 | Up-front Payment
SCG-009593 | Low Income Single Family Residential | Domestic Hot Water | Gas | Southern California Gas Company | Incentive:Paid | 4487 | 36.9 |  | 1 | 128 |  | 122 |  | 2017-10-20 10:37 | 2018-03-07 | TITANIUM POWER INC | Retrofit | Sun Valley | Los Angeles | 91352 | Host Customer is System Owner | 5 |  | 30004079 | GREENoneTEC Solarindustrie GmbH | Solpal Plus | Solpal Plus L-GT | Direct Integral Collector Storage (DI) | 25.66 |  | Solpal Plus L |  |  | Solar Storage with Tankless Auxiliary Water Heater | 51 | 1 | 0.95 | 65 | Z09 | [18 empty] | Los Angeles | FALSE | 35.23 |  | 2011-06-01: 2017-10-13; 2011-08-03: 2017-10-20; 2011-09-20: 2018-03-07 | 2420 | 4509 | Up-front Payment
PGE-009594 | Commercial/Multifamily Residential | Domestic Hot Water | Gas | Pacific Gas and Electric | Incentive:Canceled | 88830 | 20.19 |  | 1 | 4583 |  | 4400 |  | 2017-11-07 14:17 | 2017-11-14 | SUN LIGHT & POWER | New Construction | Fremont | Alameda | 94539 | Host Customer is System Owner | [7 empty] | 1285.44 | 40.17 |  | Glycol | Pressure Stagnation Protection (PSP) | Solar Storage and Auxiliary Tanks are separate |  | 0.96 | 1 | 6327 | Z03 | 171 | Units | Apartments/Condos | 2010115A | 32 | 1 | 1950 | 1 | 500 | 1 | 1500000 | TRUE | 140 | 125 |  | Heliodyne - Delta-T Pro Ethernet |  | Heliodyne - Delta-T Pro Ethernet |  | FALSE | 57.66 |  | 2011-06-01: 2017-11-07; 2011-06-23: 2017-11-07; 2011-07-01: 2017-11-14 | 2538 | 264243 | Up-front Payment
PGE-009595 | Low Income Multifamily Residential | Domestic Hot Water | Gas | Pacific Gas and Electric | Incentive:Paid | 36165 | 24.89 |  | 1 | 1453 |  | 1453 |  | 2017-10-19 15:43 | 2017-10-31 | SUN LIGHT & POWER | New Construction | San Francisco | San Francisco | 94115 | Host Customer is System Owner | [7 empty] | 386.64 | 32.22 |  | Glycol | Pressure Stagnation Protection (PSP) | Solar Storage and Auxiliary Tanks are separate |  | 1 | 1 | 1600 | Z03 | 40 | Units | Apartments/Condos | 2010115D | 12 | 1 | 606 | 1 | 120 | 2 | 250000 | TRUE | 130 | 125 |  |  |  |  | City and County of San Francisco | FALSE | 68.57 |  | 2017-10-19 |  | 2017-10-19 | 2017-10-31 | 2018-05-25 | 2018-05-30 | 2327 | 99639 | Up-front Payment
SCG-009596 | Low Income Single Family Residential | Domestic Hot Water | Gas | Southern California Gas Company | Incentive:Paid | 4487 | 36.9 |  | 1 | 128 |  | 122 |  | 2017-10-17 11:39 | 2018-02-27 | TITANIUM POWER INC | Retrofit | North Hollywood | Los Angeles | 91605 | Host Customer is System Owner | 5 |  | 30004079 | GREENoneTEC Solarindustrie GmbH | Solpal Plus | Solpal Plus L-GT | Direct Integral Collector Storage (DI) | 25.66 |  | Solpal Plus L |  |  | Solar Storage with Tankless Auxiliary Water Heater | 51 | 1 | 0.95 | 65 | Z09 | [18 empty] | Los Angeles | FALSE | 35.23 |  | 2011-06-01: 2017-10-13; 2011-08-03: 2017-10-17; 2011-09-20: 2018-02-27 | 2431 | 4509 | Up-front Payment
SCG-009597 | Low Income Single Family Residential | Domestic Hot Water | Gas | Southern California Gas Company | Incentive:Paid | 4723 | 36.9 |  | 1 | 128 |  | 128 |  | 2017-10-25 08:41 | 2018-04-20 | TITANIUM POWER INC | Retrofit | Sun Valley | Los Angeles | 91352 | Host Customer is System Owner | 5 |  | 30004079 | GREENoneTEC Solarindustrie GmbH | Solpal Plus | Solpal Plus L-GT | Direct Integral Collector Storage (DI) | 25.66 |  | Solpal Plus L |  |  | Solar Storage with Tankless Auxiliary Water Heater | 51 | 1 | 1 | 65 | Z09 | [18 empty] | Los Angeles | FALSE | 37.18 |  | 2017-10-13 | 2018-02-06 |  |  | 2017-10-25 | 2018-04-20 | 2374 | 4759 | Up-front Payment
SCG-009598 | Low Income Single Family Residential | Domestic Hot Water | Gas | Southern California Gas Company | Incentive:Canceled | 4723 | 36.9 |  | 1 | 128 |  | 128 |  | 2017-10-24 13:59 |  | TITANIUM POWER INC | Retrofit | Sun Valley | Los Angeles | 91352 | Owner/Tenant | 5 |  | 30004079 | GREENoneTEC Solarindustrie GmbH | Solpal Plus | Solpal Plus L-GT | Direct Integral Collector Storage (DI) | 25.66 |  | Solpal Plus L |  |  | Solar Storage with Tankless Auxiliary Water Heater | 51 | 1 | 1 | 65 | Z09 | [18 empty] | Los Angeles | FALSE | 37.18 |  | 2011-06-01: 2017-10-13; 2011-06-21: 2018-02-06; 2011-08-03: 2017-10-24 | 2452 | 4759 | Up-front Payment
SCG-009599 | Low Income Single Family Residential | Domestic Hot Water | Gas | Southern California Gas Company | Incentive:Canceled | 4723 | 36.9 |  | 1 | 128 |  | 128 |  | 2017-10-17 11:37 |  | TITANIUM POWER INC | Retrofit | Sun Valley | Los Angeles | 91352 | Host Customer is System Owner | 4 |  | 30004079 | GREENoneTEC Solarindustrie GmbH | Solpal Plus | Solpal Plus L-GT | Direct Integral Collector Storage (DI) | 25.66 |  | Solpal Plus L |  |  | Solar Storage with Tankless Auxiliary Water Heater | 51 | 1 | 1 | 55 | Z09 | [18 empty] | Los Angeles | FALSE | 37.18 |  | 2011-06-01: 2017-10-13; 2011-06-21: 2018-02-06; 2011-08-03: 2017-10-17 | 2452 | 4759 | Up-front Payment
SCG-009600 | Low Income Single Family Residential | Domestic Hot Water | Gas | Southern California Gas Company | Incentive:Paid | 4723 | 36.9 |  | 1 | 128 |  | 128 |  | 2017-10-17 11:36 | 2018-02-26 | TITANIUM POWER INC | Retrofit | Sun Valley | Los Angeles | 91352 | Host Customer is System Owner | 5 |  | 30004079 | GREENoneTEC Solarindustrie GmbH | Solpal Plus | Solpal Plus L-GT | Direct Integral Collector Storage (DI) | 25.66 |  | Solpal Plus L |  |  | Solar Storage with Tankless Auxiliary Water Heater | 51 | 1 | 1 | 65 | Z09 | [18 empty] | Los Angeles | FALSE | 37.18 |  | 2011-06-01: 2017-10-13; 2011-08-03: 2017-10-17; 2011-09-20: 2018-02-26 | 2431 | 4759 | Up-front Payment
SCG-009601 | Low Income Single Family Residential | Domestic Hot Water | Gas | Southern California Gas Company | Incentive:Paid | 4723 | 36.9 |  | 1 | 128 |  | 128 |  | 2017-10-17 11:31 | 2018-02-27 | TITANIUM POWER INC | Retrofit | Sun Valley | Los Angeles | 91352 | Host Customer is System Owner | 4 |  | 30004079 | GREENoneTEC Solarindustrie GmbH | Solpal Plus | Solpal Plus L-GT | Direct Integral Collector Storage (DI) | 25.66 |  | Solpal Plus L |  |  | Solar Storage with Tankless Auxiliary Water Heater | 51 | 1 | 1 | 55 | Z09 | [18 empty] | Los Angeles | FALSE | 37.18 |  | 2011-06-01: 2017-10-13; 2011-08-03: 2017-10-17; 2011-09-20: 2018-02-27 | 2431 | 4759 | Up-front Payment
PGE-009602 | Low Income Multifamily Residential | Domestic Hot Water | Gas | Pacific Gas and Electric | Incentive:Paid | 40249 | 24.89 |  | 1 | 1777 |  | 1617 |  | 2017-11-21 14:40 | 2017-11-28 | SUN LIGHT & POWER | Retrofit | SAN FRANCISCO | San Francisco | 94102 | Host Customer is System Owner | [7 empty] | 482.04 | 40.17 |  | Glycol | Pressure Stagnation Protection (PSP) | Solar Storage and Auxiliary Tanks are separate |  | 0.91 | 1 | 3800 | Z03 | 100 | Units | Apartments/Condos | 2010115A | 12 | 2 | 480 | 1 | 400 | 2 | 3000000 | TRUE | 140 | 125 |  | Heliodyne - Delta-T Pro Ethernet |  | Heliodyne - Delta-T Pro Ethernet | City and County of San Francisco | FALSE | 61.82 |  | 2017-11-20 |  | 2017-11-21 | 2017-11-28 | 2018-03-13 | 2018-03-16 | 2395 | 109855 | Up-front Payment
SCG-009603 | Low Income Single Family Residential | Domestic Hot Water | Gas | Southern California Gas Company | Incentive:Paid | 4487 | 36.9 |  | 1 | 128 |  | 122 |  | 2017-10-19 13:23 | 2018-03-02 | TITANIUM POWER INC | Retrofit | Pacoima | Los Banos | 91331 | Host Customer is System Owner | 5 |  | 30004079 | GREENoneTEC Solarindustrie GmbH | Solpal Plus | Solpal Plus L-GT | Direct Integral Collector Storage (DI) | 25.66 |  | Solpal Plus L |  |  | Solar Storage with Tankless Auxiliary Water Heater | 51 | 1 | 0.95 | 65 | Z09 | [18 empty] | Los Angeles | FALSE | 35.23 |  | 2011-06-01: 2017-10-16; 2011-08-03: 2017-10-19; 2011-09-20: 2018-03-02 | 2426 | 4509 | Up-front Payment
SCG-009604 | Low Income Single Family Residential | Domestic Hot Water | Gas | Southern California Gas Company | Incentive:Canceled | 4487 | 36.9 |  | 1 | 128 |  | 122 |  | 2017-10-19 13:23 |  | TITANIUM POWER INC | Retrofit | North Hollywood | Los Angeles | 91605 | Host Customer is System Owner | 7 |  | 30004079 | GREENoneTEC Solarindustrie GmbH | Solpal Plus | Solpal Plus L-GT | Direct Integral Collector Storage (DI) | 25.66 |  | Solpal Plus L |  |  | Solar Storage with Tankless Auxiliary Water Heater | 51 | 1 | 0.95 | 85 | Z09 | [18 empty] | Los Angeles | FALSE | 35.23 |  | 2011-06-01: 2017-10-16; 2011-06-21: 2018-02-06; 2011-08-03: 2017-10-19 | 2452 | 4509 | Up-front Payment
SCG-009605 | Low Income Single Family Residential | Domestic Hot Water | Gas | Southern California Gas Company | Incentive:Canceled | 4723 | 36.9 |  | 1 | 128 |  | 128 |  | 2017-10-19 13:32 |  | TITANIUM POWER INC | Retrofit | North Hollywood | Los Angeles | 91605 | Host Customer is System Owner | 4 |  | 30004079 | GREENoneTEC Solarindustrie GmbH | Solpal Plus | Solpal Plus L-GT | Direct Integral Collector Storage (DI) | 25.66 |  | Solpal Plus L |  |  | Solar Storage with Tankless Auxiliary Water Heater | 51 | 1 | 1 | 55 | Z09 | [18 empty] | Los Angeles | FALSE | 37.18 |  | 2011-06-01: 2017-10-16; 2011-06-21: 2018-02-06; 2011-08-03: 2017-10-19 | 2452 | 4759 | Up-front Payment
SCG-009606 | Low Income Single Family Residential | Domestic Hot Water | Gas | Southern California Gas Company | Incentive:Paid | 4487 | 36.9 |  | 1 | 128 |  | 122 |  | 2017-10-19 13:26 | 2018-04-02 | TITANIUM POWER INC | Retrofit | Pacoima | Los Angeles | 91331 | Host Customer is System Owner | 8 |  | 30004079 | GREENoneTEC Solarindustrie GmbH | Solpal Plus | Solpal Plus L-GT | Direct Integral Collector Storage (DI) | 25.66 |  | Solpal Plus L |  |  | Solar Storage with Tankless Auxiliary Water Heater | 51 | 1 | 0.95 | 95 | Z09 | [18 empty] | Los Angeles | FALSE | 35.23 |  | 2011-06-01: 2017-10-16; 2011-08-03: 2017-10-19; 2011-09-20: 2018-04-02 | 2392 | 4509 | Up-front Payment
SCG-009607 | Low Income Single Family Residential | Domestic Hot Water | Gas | Southern California Gas Company | Incentive:Paid | 4487 | 36.9 |  | 1 | 128 |  | 122 |  | 2017-10-19 13:34 | 2018-03-02 | TITANIUM POWER INC | Retrofit | Pacoima | Los Angeles | 91331 | Host Customer is System Owner | 6 |  | 30004079 | GREENoneTEC Solarindustrie GmbH | Solpal Plus | Solpal Plus L-GT | Direct Integral Collector Storage (DI) | 25.66 |  | Solpal Plus L |  |  | Solar Storage with Tankless Auxiliary Water Heater | 51 | 1 | 0.95 | 75 | Z09 | [18 empty] | Los Angeles | FALSE | 35.23 |  | 2017-10-16 | 2018-02-06 |  |  | 2017-10-19 | 2018-03-02 | 2426 | 4509 | Up-front Payment
SCG-009608 | Low Income Single Family Residential | Domestic Hot Water | Gas | Southern California Gas Company | Incentive:Paid | 4487 | 36.9 |  | 1 | 128 |  | 122 |  | 2017-10-19 13:24 | 2018-03-02 | TITANIUM POWER INC | Retrofit | Pacoima | Los Angeles | 91331 | Host Customer is System Owner | 4 |  | 30004079 | GREENoneTEC Solarindustrie GmbH | Solpal Plus | Solpal Plus L-GT | Direct Integral Collector Storage (DI) | 25.66 |  | Solpal Plus L |  |  | Solar Storage with Tankless Auxiliary Water Heater | 51 | 1 | 0.95 | 55 | Z09 | [18 empty] | Los Angeles | FALSE | 35.23 |  | 2011-06-01: 2017-10-16; 2011-08-03: 2017-10-19; 2011-09-20: 2018-03-02 | 2425 | 4509 | Up-front Payment
SCG-009609 | Low Income Single Family Residential | Domestic Hot Water | Gas | Southern California Gas Company | Incentive:Paid | 4723 | 36.9 |  | 1 | 128 |  | 128 |  | 2017-10-19 13:35 | 2018-03-02 | TITANIUM POWER INC | Retrofit | Pacoima | Los Angeles | 91331 | Host Customer is System Owner | 8 |  | 30004079 | GREENoneTEC Solarindustrie GmbH | Solpal Plus | Solpal Plus L-GT | Direct Integral Collector Storage (DI) | 25.66 |  | Solpal Plus L |  |  | Solar Storage with Tankless Auxiliary Water Heater | 51 | 1 | 1 | 95 | Z09 | [18 empty] | Los Angeles | FALSE | 37.18 |  | 2011-06-01: 2017-10-16; 2011-08-03: 2017-10-19; 2011-09-20: 2018-03-02 | 2426 | 4759 | Up-front Payment
SCG-009610 | Low Income Single Family Residential | Domestic Hot Water | Gas | Southern California Gas Company | Incentive:Paid | 4723 | 36.9 |  | 1 | 128 |  | 128 |  | 2017-10-25 08:17 | 2018-03-26 | TITANIUM POWER INC | Retrofit | North Hollywood | Los Angeles | 91605 | Host Customer is System Owner | 8 |  | 30004079 | GREENoneTEC Solarindustrie GmbH | Solpal Plus | Solpal Plus L-GT | Direct Integral Collector Storage (DI) | 25.66 |  | Solpal Plus L |  |  | Solar Storage with Tankless Auxiliary Water Heater | 51 | 1 | 1 | 95 | Z09 | [18 empty] | Los Angeles | FALSE | 37.18 |  | 2011-06-01: 2017-10-16; 2011-08-03: 2017-10-25; 2011-09-20: 2018-03-26 | 2404 | 4759 | Up-front Payment
SCG-009611 | Low Income Single Family Residential | Domestic Hot Water | Gas | Southern California Gas Company | Incentive:Paid | 4723 | 36.9 |  | 1 | 128 |  | 128 |  | 2017-10-19 13:37 | 2018-03-02 | TITANIUM POWER INC | Retrofit | Sun Valley | Los Angeles | 91352 | Host Customer is System Owner | 7 |  | 30004079 | GREENoneTEC Solarindustrie GmbH | Solpal Plus | Solpal Plus L-GT | Direct Integral Collector Storage (DI) | 25.66 |  | Solpal Plus L |  |  | Solar Storage with Tankless Auxiliary Water Heater | 51 | 1 | 1 | 85 | Z09 | [18 empty] | Los Angeles | FALSE | 37.18 |  | 2011-06-01: 2017-10-16; 2011-08-03: 2017-10-19; 2011-09-20: 2018-03-02 | 2426 | 4759 | Up-front Payment
SCG-009612 | Low Income Single Family Residential | Domestic Hot Water | Gas | Southern California Gas Company | Incentive:Paid | 4723 | 36.9 |  | 1 | 128 |  | 128 |  | 2017-10-19 13:40 | 2018-03-02 | TITANIUM POWER INC | Retrofit | North Hollywood | Los Angeles | 91605 | Host Customer is System Owner | 8 |  | 30004079 | GREENoneTEC Solarindustrie GmbH | Solpal Plus | Solpal Plus L-GT | Direct Integral Collector Storage (DI) | 25.66 |  | Solpal Plus L |  |  | Solar Storage with Tankless Auxiliary Water Heater | 51 | 1 | 1 | 95 | Z09 | [18 empty] | Los Angeles | FALSE | 37.18 |  | 2011-06-01: 2017-10-16; 2011-08-03: 2017-10-19; 2011-09-20: 2018-03-02 | 2426 | 4759 | Up-front Payment
SCG-009613 | Low Income Single Family Residential | Domestic Hot Water | Gas | Southern California Gas Company | Incentive:Paid | 4487 | 36.9 |  | 1 | 128 |  | 122 |  | 2017-10-19 13:31 | 2018-03-02 | TITANIUM POWER INC | Retrofit | San Fernando | Los Angeles | 91340 | Host Customer is System Owner | 4 |  | 30004079 | GREENoneTEC Solarindustrie GmbH | Solpal Plus | Solpal Plus L-GT | Direct Integral Collector Storage (DI) | 25.66 |  | Solpal Plus L |  |  | Solar Storage with Tankless Auxiliary Water Heater | 51 | 1 | 0.95 | 55 | Z09 | [18 empty] | Los Angeles | FALSE | 35.23 |  | 2011-06-01: 2017-10-16; 2011-08-03: 2017-10-19; 2011-09-20: 2018-03-02 | 2426 | 4509 | Up-front Payment
SCG-009614 | Low Income Single Family Residential | Domestic Hot Water | Gas | Southern California Gas Company | Incentive:Paid | 4723 | 36.9 |  | 1 | 128 |  | 128 |  | 2017-10-19 13:29 | 2018-03-02 | TITANIUM POWER INC | Retrofit | Sun Valley | Los Angeles | 91352 | Host Customer is System Owner | 5 |  | 30004079 | GREENoneTEC Solarindustrie GmbH | Solpal Plus | Solpal Plus L-GT | Direct Integral Collector Storage (DI) | 25.66 |  | Solpal Plus L |  |  | Solar Storage with Tankless Auxiliary Water Heater | 51 | 1 | 1 | 65 | Z09 | [18 empty] | Los Angeles | FALSE | 37.18 |  | 2011-06-01: 2017-10-16; 2011-08-03: 2017-10-19; 2011-09-20: 2018-03-02 | 2425 | 4759 | Up-front Payment
SCG-009615 | Low Income Single Family Residential | Domestic Hot Water | Gas | Southern California Gas Company | Incentive:Paid | 4723 | 36.9 |  | 1 | 128 |  | 128 |  | 2017-10-19 13:28 | 2018-03-02 | TITANIUM POWER INC | Retrofit | North Hollywood | Los Angeles | 91605 | Host Customer is System Owner | 7 |  | 30004079 | GREENoneTEC Solarindustrie GmbH | Solpal Plus | Solpal Plus L-GT | Direct Integral Collector Storage (DI) | 25.66 |  | Solpal Plus L |  |  | Solar Storage with Tankless Auxiliary Water Heater | 51 | 1 | 1 | 85 | Z09 | [18 empty] | Los Angeles | FALSE | 37.18 |  | 2011-06-01: 2017-10-16; 2011-08-03: 2017-10-19; 2011-09-20: 2018-03-02 | 2426 | 4759 | Up-front Payment
SCG-009616 | Low Income Single Family Residential | Domestic Hot Water | Gas | Southern California Gas Company | Incentive:Paid | 4487 | 36.9 |  | 1 | 128 |  | 122 |  | 2017-10-19 13:27 | 2018-03-26 | TITANIUM POWER INC | Retrofit | Pacoima | Los Angeles | 91331 | Host Customer is System Owner | 6 |  | 30004079 | GREENoneTEC Solarindustrie GmbH | Solpal Plus | Solpal Plus L-GT | Direct Integral Collector Storage (DI) | 25.66 |  | Solpal Plus L |  |  | Solar Storage with Tankless Auxiliary Water Heater | 51 | 1 | 0.95 | 75 | Z09 | [18 empty] | Los Angeles | FALSE | 35.23 |  | 2011-06-01: 2017-10-16; 2011-08-03: 2017-10-19; 2011-09-20: 2018-03-26 | 2404 | 4509 | Up-front Payment
SCG-009618 | Commercial/Multifamily Residential | Domestic Hot Water | Gas | Southern California Gas Company | Incentive:Paid | 46639 | 20.19 |  | 1 | 2310 |  | 2310 |  | 2017-10-25 09:18 | 2017-10-30 | EVOLUTION ENERGY SOLUTIONS L L C | Retrofit | Panorama City | Los Angeles | 91402 | Host Customer is System Owner | [7 empty] | 655.2 | 40.95 |  | Drainback | Advanced Controller with a Vacation or Holiday Mode | Solar Storage and Auxiliary Tanks are separate |  | 1 | 1 | 1400 | Z03 | 35 | Units | Apartments/Condos | TRB-40 | 16 | 1 | 1300 | 1 | 200 | 2 | 540000 | TRUE | 140 | 140 |  | SunEarth - SETR A503 TTR U + VFS 10-200 |  | SunEarth - SETR A503 TTR U + VFS 10-200 | Los Angeles | FALSE | 20.19 |  | 2017-10-18 |  | 2017-10-25 | 2017-10-30 | 2018-04-04 | 2018-04-18 | 2330 | 46639 | Up-front Payment
SCG-009619 | Commercial/Multifamily Residential | Domestic Hot Water | Gas | Southern California Gas Company | Incentive:Paid | 58793 | 20.19 |  | 1 | 2912 |  | 2912 |  | 2017-10-19 10:30 | 2017-10-27 | EVOLUTION ENERGY SOLUTIONS L L C | Retrofit | Los Angeles | Los Angeles | 90020 | Host Customer is System Owner | [7 empty] | 778.05 | 40.95 |  | Drainback | Drainback (Water) | Solar Storage and Auxiliary Tanks are separate |  | 1 | 1 | 1640 | Z09 | 41 | Units | Apartments/Condos | TRB-40 | 19 | 1 | 1500 | 1 | 100 | 1 | 270000 | TRUE | 140 | 140 |  | SunEarth - SETR A503 TTR U + VFS 10-200 |  | SunEarth - SETR A503 TTR U + VFS 10-200 | Los Angeles | FALSE | 20.19 |  | 2017-10-18 |  | 2017-10-19 | 2017-10-27 | 2019-05-30 | 2019-06-10 | 1963 | 58793 | Up-front Payment
SCG-009620 | Low Income Single Family Residential | Domestic Hot Water | Gas | Southern California Gas Company | Incentive:Paid | 4723 | 36.9 |  | 1 | 128 |  | 128 |  | 2017-10-19 13:20 | 2018-03-02 | TITANIUM POWER INC | Retrofit | San Fernando | Los Angeles | 91340 | Host Customer is System Owner | 8 |  | 30004079 | GREENoneTEC Solarindustrie GmbH | Solpal Plus | Solpal Plus L-GT | Direct Integral Collector Storage (DI) | 25.66 |  | Solpal Plus L |  |  | Solar Storage with Tankless Auxiliary Water Heater | 51 | 1 | 1 | 95 | Z09 | [18 empty] | Los Angeles | FALSE | 37.18 |  | 2011-06-01: 2017-10-17; 2011-08-03: 2017-10-19; 2011-09-20: 2018-03-02 | 2426 | 4759 | Up-front Payment
SCG-009621 | Commercial/Multifamily Residential | Domestic Hot Water | Gas | Southern California Gas Company | Incentive:Paid | 36806 | 20.19 |  | 1 | 1823 |  | 1823 |  | 2017-10-26 09:28 | 2017-11-09 | EVOLUTION ENERGY SOLUTIONS L L C | Retrofit | Los Angeles | Los Angeles | 90004 | Host Customer is System Owner | [7 empty] | 532.35 | 40.95 |  | Drainback |  | Solar Storage and Auxiliary Tanks are separate |  | 1 | 1 | 920 | Z09 | 23 | Units | Apartments/Condos | TRB-40 | 13 | 1 | 1000 | 1 | 100 | 1 | 250000 | TRUE | 140 | 140 |  | SunEarth - SETR A503 TTR U + VFS 10-200 |  | SunEarth - SETR A503 TTR U + VFS 10-200 | Los Angeles | FALSE | 20.19 |  | 2017-10-25 |  | 2017-10-26 | 2017-11-09 | 2019-06-24 | 2019-06-25 | 1927 | 36806 | Up-front Payment
PGE-009622 | Single Family Residential | Domestic Hot Water | Gas | Pacific Gas and Electric | Incentive:Paid | 3522 | 29.85 |  | 1 | 118 |  | 118 |  | 2017-10-17 16:20 | 2017-10-19 | INTELLIGENT GREEN SOLUTIONS CA | Retrofit | BAKERSFIELD | Kern | 93307 | Host Customer is System Owner | 5 |  | 30004236 | SunMaxx Solar LLC | ThermoPower | VTS30-HP-G | Indirect Thermosyphon (IT) | 47.9 |  | TZ58/1800-30C | Automatic Drainback |  | Solar Storage and Auxiliary Tanks are separate | 79 | 1 | 1 | 65 | Z13 | [18 empty] | Bakersfield | FALSE | 52.88 |  | 2011-06-01: 2017-10-17; 2011-08-03: 2017-10-17; 2011-09-20: 2017-10-19 | 2546 | 6240 | Up-front Payment
PGE-009623 | Single Family Residential | Domestic Hot Water | Gas | Pacific Gas and Electric | Incentive:Paid | 3522 | 29.85 |  | 1 | 118 |  | 118 |  | 2017-10-17 16:02 | 2017-10-19 | INTELLIGENT GREEN SOLUTIONS CA | Retrofit | BAKERSFIELD | Bakersfield | 93313 | Host Customer is System Owner | 5 |  | 30004236 | SunMaxx Solar LLC | ThermoPower | VTS30-HP-G | Indirect Thermosyphon (IT) | 47.9 |  | TZ58/1800-30C | Automatic Drainback |  | Solar Storage and Auxiliary Tanks are separate | 79 | 1 | 1 | 65 | Z13 | [18 empty] | Bakersfield | FALSE | 52.88 |  | 2011-06-01: 2017-10-17; 2011-08-03: 2017-10-17; 2011-09-20: 2017-10-19 | 2546 | 6240 | Up-front Payment
PGE-009624 | Low Income Multifamily Residential | Domestic Hot Water | Gas | Pacific Gas and Electric | Incentive:Paid | 86841 | 24.89 |  | 1 | 3489 |  | 3489 |  | 2017-10-25 16:29 | 2017-11-02 | SUN LIGHT & POWER | New Construction | San Francisco | San Francisco | 94102 | Host Customer is System Owner | [7 empty] | 1285.44 | 40.17 |  | Glycol | Pressure Stagnation Protection (PSP) | Solar Storage and Auxiliary Tanks are separate |  | 1 | 1 | 2204 | Z03 | 58 | Units | Apartments/Condos | 2010115A | 32 | 2 | 1950 | 1 | 357 | 3 | 1199997 | TRUE | 140 | 120 |  | Heliodyne - Delta-T Pro Ethernet |  | Heliodyne - Delta-T Pro Ethernet | City and County of San Francisco | FALSE | 69.34 |  | 2017-10-17 | 2019-09-27 | 2017-10-25 | 2017-11-02 | 2019-09-12 | 2019-10-02 | 1829 | 241915 | Up-front Payment
PGE-009625 | Commercial/Multifamily Residential | Domestic Hot Water | Gas | Pacific Gas and Electric | Incentive:Paid | 21119 | 20.19 |  | 1 | 1046 |  | 1046 |  | 2017-12-04 17:32 | 2017-12-11 | SUN LIGHT & POWER | Retrofit | Berkeley | Alameda | 94704 | Host Customer is System Owner | [7 empty] | 319.28 | 39.91 |  | Drainback | Pressure Stagnation Protection (PSP) | Solar and Auxiliary Storage are the same Tank |  | 1 | 1 | 1920 | Z03 | 48 | Units | Apartments/Condos | 2009061E | 8 | 1 | 357 | 3 | 357 | 3 | 390000 | TRUE | 125 | 125 |  |  |  |  | City of Berkeley | FALSE | 41.61 |  | 2017-11-20 | 2017-12-08 | 2017-12-04 | 2017-12-11 | 2018-04-18 | 2018-05-09 | 2349 | 43529 | Up-front Payment
PGE-009626 | Commercial/Multifamily Residential | Domestic Hot Water | Gas | Pacific Gas and Electric | Incentive:Paid | 18949 | 20.19 |  | 1 | 948 |  | 939 |  | 2017-11-14 15:50 | 2017-11-21 | SUN LIGHT & POWER | Retrofit | BERKELEY | Alameda | 94705 | Host Customer is System Owner | [7 empty] | 319.28 | 39.91 |  | Glycol | Pressure Stagnation Protection (PSP) | Solar Storage and Auxiliary Tanks are separate |  | 0.99 | 1 | 798 | Z03 | 19 | Units | Apartments/Condos | 2009061E | 8 | 1 | 476 | 4 | 196 | 2 | 150200 | TRUE | 125 | 125 |  |  |  |  | City of Berkeley | FALSE | 51.19 |  | 2017-11-13 | 2017-11-17 | 2017-11-14 | 2017-11-21 | 2018-08-08 | 2018-09-13 | 2220 | 48532 | Up-front Payment
SCG-009627 | Low Income Single Family Residential | Domestic Hot Water | Gas | Southern California Gas Company | Incentive:Canceled | 4723 | 36.9 |  | 1 | 128 |  | 128 |  | 2017-10-19 13:41 |  | TITANIUM POWER INC | Retrofit | Pacoima | Los Angeles | 91331 | Host Customer is System Owner | 5 |  | 30004079 | GREENoneTEC Solarindustrie GmbH | Solpal Plus | Solpal Plus L-GT | Direct Integral Collector Storage (DI) | 25.66 |  | Solpal Plus L |  |  | Solar Storage with Tankless Auxiliary Water Heater | 51 | 1 | 1 | 65 | Z09 | [18 empty] | Los Angeles | FALSE | 37.18 |  | 2011-06-01: 2017-10-17; 2011-06-21: 2018-02-06; 2011-08-03: 2017-10-19 | 2410 | 4759 | Up-front Payment
SCG-009628 | Low Income Single Family Residential | Domestic Hot Water | Gas | Southern California Gas Company | Incentive:Paid | 4723 | 36.9 |  | 1 | 128 |  | 128 |  | 2017-10-19 14:04 | 2018-03-02 | TITANIUM POWER INC | Retrofit | North Hollywood | Los Angeles | 91605 | Host Customer is System Owner | 4 |  | 30004079 | GREENoneTEC Solarindustrie GmbH | Solpal Plus | Solpal Plus L-GT | Direct Integral Collector Storage (DI) | 25.66 |  | Solpal Plus L |  |  | Solar Storage with Tankless Auxiliary Water Heater | 51 | 1 | 1 | 55 | Z09 | [18 empty] | Los Angeles | FALSE | 37.18 |  | 2011-06-01: 2017-10-17; 2011-08-03: 2017-10-19; 2011-09-20: 2018-03-02 | 2426 | 4759 | Up-front Payment
SCG-009629 | Low Income Single Family Residential | Domestic Hot Water | Gas | Southern California Gas Company | Incentive:Paid | 4487 | 36.9 |  | 1 | 128 |  | 122 |  | 2017-10-19 13:52 | 2018-03-01 | TITANIUM POWER INC | Retrofit | North Hollywood | Los Angeles | 91605 | Host Customer is System Owner | 4 |  | 30004079 | GREENoneTEC Solarindustrie GmbH | Solpal Plus | Solpal Plus L-GT | Direct Integral Collector Storage (DI) | 25.66 |  | Solpal Plus L |  |  | Solar Storage with Tankless Auxiliary Water Heater | 51 | 1 | 0.95 | 55 | Z09 | [18 empty] | Los Angeles | FALSE | 35.23 |  | 2011-06-01: 2017-10-17; 2011-08-03: 2017-10-19; 2011-09-20: 2018-03-01 | 2427 | 4509 | Up-front Payment
SCG-009630 | Low Income Single Family Residential | Domestic Hot Water | Gas | Southern California Gas Company | Incentive:Canceled | 4487 | 36.9 |  | 1 | 128 |  | 122 |  | 2017-10-19 13:49 |  | TITANIUM POWER INC | Retrofit | Arleta | Los Angeles | 91331 | Host Customer is System Owner | 4 |  | 30004079 | GREENoneTEC Solarindustrie GmbH | Solpal Plus | Solpal Plus L-GT | Direct Integral Collector Storage (DI) | 25.66 |  | Solpal Plus L |  |  | Solar Storage with Tankless Auxiliary Water Heater | 51 | 1 | 0.95 | 55 | Z09 | [18 empty] | Los Angeles | FALSE | 35.23 |  | 2011-06-01: 2017-10-17; 2011-06-21: 2018-02-06; 2011-08-03: 2017-10-19 | 2452 | 4509 | Up-front Payment
SCG-009631 | Low Income Single Family Residential | Domestic Hot Water | Gas | Southern California Gas Company | Incentive:Paid | 4723 | 36.9 |  | 1 | 128 |  | 128 |  | 2017-10-19 14:01 | 2018-03-01 | TITANIUM POWER INC | Retrofit | Pacoima | Los Angeles | 91331 | Host Customer is System Owner | 7 |  | 30004079 | GREENoneTEC Solarindustrie GmbH | Solpal Plus | Solpal Plus L-GT | Direct Integral Collector Storage (DI) | 25.66 |  | Solpal Plus L |  |  | Solar Storage with Tankless Auxiliary Water Heater | 51 | 1 | 1 | 85 | Z09 | [18 empty] | Los Angeles | FALSE | 37.18 |  | 2011-06-01: 2017-10-17; 2011-08-03: 2017-10-19; 2011-09-20: 2018-03-01 | 2427 | 4759 | Up-front Payment
SCG-009632 | Low Income Single Family Residential | Domestic Hot Water | Gas | Southern California Gas Company | Incentive:Paid | 4487 | 36.9 |  | 1 | 128 |  | 122 |  | 2017-10-19 13:47 | 2018-03-01 | TITANIUM POWER INC | Retrofit | Arleta | Los Angeles | 91331 | Host Customer is System Owner | 7 |  | 30004079 | GREENoneTEC Solarindustrie GmbH | Solpal Plus | Solpal Plus L-GT | Direct Integral Collector Storage (DI) | 25.66 |  | Solpal Plus L |  |  | Solar Storage with Tankless Auxiliary Water Heater | 51 | 1 | 0.95 | 85 | Z09 | [18 empty] | Los Angeles | FALSE | 35.23 |  | 2011-06-01: 2017-10-17; 2011-08-03: 2017-10-19; 2011-09-20: 2018-03-01 | 2427 | 4509 | Up-front Payment
SCG-009633 | Low Income Single Family Residential | Domestic Hot Water | Gas | Southern California Gas Company | Incentive:Paid | 4487 | 36.9 |  | 1 | 128 |  | 122 |  | 2017-10-19 13:56 | 2018-03-01 | TITANIUM POWER INC | Retrofit | Pacoima | Los Angeles | 91331 | Host Customer is System Owner | 7 |  | 30004079 | GREENoneTEC Solarindustrie GmbH | Solpal Plus | Solpal Plus L-GT | Direct Integral Collector Storage (DI) | 25.66 |  | Solpal Plus L |  |  | Solar Storage with Tankless Auxiliary Water Heater | 51 | 1 | 0.95 | 85 | Z09 | [18 empty] | Los Angeles | FALSE | 35.62 |  | 2011-06-01: 2017-10-17; 2011-08-03: 2017-10-19; 2011-09-20: 2018-03-01 | 2427 | 4559 | Up-front Payment
SCG-009634 | Commercial/Multifamily Residential | Domestic Hot Water | Gas | Southern California Gas Company | Incentive:Paid | 41834 | 20.19 |  | 1 | 2072 |  | 2072 |  | 2017-10-23 07:54 | 2017-10-27 | EVOLUTION ENERGY SOLUTIONS L L C | Retrofit | Los Angeles | Los Angeles | 90005 | Host Customer is System Owner | [7 empty] | 532.35 | 40.95 |  | Drainback | Drainback (Water) | Solar Storage and Auxiliary Tanks are separate |  | 1 | 1 | 1280 | Z09 | 32 | Units | Apartments/Condos | TRB-40 | 13 | 1 | 950 | 1 | 205 | 2 | 275000 | TRUE | 140 | 140 |  | SunEarth - SETR A503 TTR U + VFS 10-200 |  | SunEarth - SETR A503 TTR U + VFS 10-200 | Los Angeles | FALSE | 20.19 |  | 2017-10-19 |  | 2017-10-23 | 2017-10-27 | 2019-09-11 | 2019-09-12 | 1867 | 41834 | Up-front Payment
SCG-009635 | Low Income Single Family Residential | Domestic Hot Water | Gas | Southern California Gas Company | Incentive:Canceled | 4487 | 36.9 |  | 1 | 128 |  | 122 |  | 2017-10-20 11:09 |  | TITANIUM POWER INC | Retrofit | North Hollywood | Los Angeles | 91605 | Host Customer is System Owner | 4 |  | 30004079 | GREENoneTEC Solarindustrie GmbH | Solpal Plus | Solpal Plus L-GT | Direct Integral Collector Storage (DI) | 25.66 |  | Solpal Plus L |  |  | Solar Storage with Tankless Auxiliary Water Heater | 51 | 1 | 0.95 | 55 | Z09 | [18 empty] | Los Angeles | FALSE | 35.23 |  | 2011-06-01: 2017-10-17; 2011-06-21: 2018-02-06; 2011-08-03: 2017-10-20 | 2452 | 4509 | Up-front Payment
SCG-009636 | Low Income Single Family Residential | Domestic Hot Water | Gas | Southern California Gas Company | Incentive:Paid | 4487 | 36.9 |  | 1 | 128 |  | 122 |  | 2017-10-19 13:43 | 2018-03-01 | TITANIUM POWER INC | Retrofit | Pacoima | Los Angeles | 91331 | Host Customer is System Owner | 8 |  | 30004079 | GREENoneTEC Solarindustrie GmbH | Solpal Plus | Solpal Plus L-GT | Direct Integral Collector Storage (DI) | 25.66 |  | Solpal Plus L |  |  | Solar Storage with Tankless Auxiliary Water Heater | 51 | 1 | 0.95 | 95 | Z09 | [18 empty] | Los Angeles | FALSE | 35.23 |  | 2011-06-01: 2017-10-17; 2011-08-03: 2017-10-19; 2011-09-20: 2018-03-01 | 2427 | 4509 | Up-front Payment
SCG-009637 | Commercial/Multifamily Residential | Domestic Hot Water | Gas | Southern California Gas Company | Incentive:Paid | 21119 | 20.19 |  | 1 | 1046 |  | 1046 |  | 2017-10-19 10:28 | 2017-10-27 | EVOLUTION ENERGY SOLUTIONS L L C | Retrofit | North Hills | Los Angeles | 91343 | Host Customer is System Owner | [7 empty] | 286.65 | 40.95 |  | Drainback | Advanced Controller with a Vacation or Holiday Mode | Solar Storage and Auxiliary Tanks are separate |  | 1 | 1 | 588 | Z09 | 14 | Units | Apartments/Condos | TRB-40 | 7 | 1 | 500 | 1 | 100 | 1 | 270000 | TRUE | 140 | 140 |  | SunEarth - SETR A503 TTR U + VFS 10-200 |  | SunEarth - SETR A503 TTR U + VFS 10-200 | Los Angeles | FALSE | 20.19 |  | 2017-10-18 |  | 2017-10-19 | 2017-10-27 | 2019-07-29 | 2019-08-12 | 1895 | 21119 | Up-front Payment
SCG-009638 | Commercial/Multifamily Residential | Domestic Hot Water | Gas | Southern California Gas Company | Incentive:Paid | 49829 | 20.19 |  | 1 | 2468 |  | 2468 |  | 2017-10-23 07:51 | 2017-10-27 | EVOLUTION ENERGY SOLUTIONS L L C | Retrofit | Gardena | Los Angeles | 90247 | Host Customer is System Owner | [7 empty] | 655.2 | 40.95 |  | Drainback | Drainback (Water) | Solar Storage and Auxiliary Tanks are separate |  | 1 | 1 | 1320 | Z08 | 33 | Units | Apartments/Condos | TRB-40 | 16 | 1 | 1300 | 1 | 100 | 1 | 270000 | TRUE | 140 | 140 |  | SunEarth - SETR A503 TTR U + VFS 10-200 |  | SunEarth - SETR A503 TTR U + VFS 10-200 | Los Angeles | FALSE | 20.19 |  | 2017-10-18 |  | 2017-10-23 | 2017-10-27 | 2019-05-07 | 2019-05-08 | 1996 | 49829 | Up-front Payment
SCG-009639 | Low Income Single Family Residential | Domestic Hot Water | Gas | Southern California Gas Company | Incentive:Canceled | 4723 | 36.9 |  | 1 | 128 |  | 128 |  | 2017-10-20 11:10 |  | TITANIUM POWER INC | Retrofit | North Hollywood | Los Angeles | 91601 | Host Customer is System Owner | 7 |  | 30004079 | GREENoneTEC Solarindustrie GmbH | Solpal Plus | Solpal Plus L-GT | Direct Integral Collector Storage (DI) | 25.66 |  | Solpal Plus L |  |  | Solar Storage with Tankless Auxiliary Water Heater | 51 | 1 | 1 | 85 | Z09 | [18 empty] | Los Angeles | FALSE | 37.18 |  | 2011-06-01: 2017-10-18; 2011-06-21: 2018-02-06; 2011-08-03: 2017-10-20 | 2452 | 4759 | Up-front Payment
SCG-009640 | Low Income Single Family Residential | Domestic Hot Water | Gas | Southern California Gas Company | Incentive:Canceled | 4723 | 36.9 |  | 1 | 128 |  | 128 |  | 2017-10-20 11:11 |  | TITANIUM POWER INC | Retrofit | Canoga Park | Los Angeles | 91303 | Host Customer is System Owner | 8 |  | 30004079 | GREENoneTEC Solarindustrie GmbH | Solpal Plus | Solpal Plus L-GT | Direct Integral Collector Storage (DI) | 25.66 |  | Solpal Plus L |  |  | Solar Storage with Tankless Auxiliary Water Heater | 51 | 1 | 1 | 95 | Z09 | [18 empty] | Los Angeles | FALSE | 37.18 |  | 2011-06-01: 2017-10-18; 2011-06-21: 2018-02-06; 2011-08-03: 2017-10-20 | 2452 | 4759 | Up-front Payment
SCG-009641 | Low Income Single Family Residential | Domestic Hot Water | Gas | Southern California Gas Company | Incentive:Paid | 4723 | 36.9 |  | 1 | 128 |  | 128 |  | 2017-10-20 11:13 | 2018-03-07 | TITANIUM POWER INC | Retrofit | Canoga Park | Los Angeles | 91303 | Host Customer is System Owner | 6 |  | 30004079 | GREENoneTEC Solarindustrie GmbH | Solpal Plus | Solpal Plus L-GT | Direct Integral Collector Storage (DI) | 25.66 |  | Solpal Plus L |  |  | Solar Storage with Tankless Auxiliary Water Heater | 51 | 1 | 1 | 75 | Z09 | [18 empty] | Los Angeles | FALSE | 37.18 |  | 2011-06-01: 2017-10-18; 2011-08-03: 2017-10-20; 2011-09-20: 2018-03-07 | 2420 | 4759 | Up-front Payment
PGE-009642 | Low Income Multifamily Residential | Domestic Hot Water | Gas | Pacific Gas and Electric | Incentive:Paid | 17348 | 24.89 |  | 1 | 697 |  | 697 |  | 2017-10-24 16:13 | 2017-10-31 | SUN LIGHT & POWER | New Construction | Watsonville | Santa Cruz | 95076 | Host Customer is System Owner | [7 empty] | 200.85 | 40.17 |  | Glycol | Pressure Stagnation Protection (PSP) | Solar Storage and Auxiliary Tanks are separate |  | 1 | 1 | 672 | Z03 | 16 | Units | Apartments/Condos | 2010115A | 5 | 1 | 350 | 2 | 120 | 2 | 300000 | TRUE | 130 | 120 |  |  |  |  | City of Santa Cruz | FALSE | 56.95 |  | 2017-10-20 |  | 2017-10-24 | 2017-10-31 | 2018-09-25 | 2018-10-10 | 2192 | 39695 | Up-front Payment
SCG-009643 | Low Income Single Family Residential | Domestic Hot Water | Gas | Southern California Gas Company | Incentive:Paid | 4723 | 36.9 |  | 1 | 128 |  | 128 |  | 2017-10-20 11:03 | 2018-03-07 | TITANIUM POWER INC | Retrofit | Canoga Park | Los Angeles | 91303 | Host Customer is System Owner | 5 |  | 30004079 | GREENoneTEC Solarindustrie GmbH | Solpal Plus | Solpal Plus L-GT | Direct Integral Collector Storage (DI) | 25.66 |  | Solpal Plus L |  |  | Solar Storage with Tankless Auxiliary Water Heater | 51 | 1 | 1 | 65 | Z09 | [18 empty] | Los Angeles | FALSE | 37.18 |  | 2011-06-01: 2017-10-18; 2011-08-03: 2017-10-20; 2011-09-20: 2018-03-07 | 2420 | 4759 | Up-front Payment
PGE-009644 | Low Income Multifamily Residential | Domestic Hot Water | Gas | Pacific Gas and Electric | Incentive:Paid | 26144 | 24.89 |  | 1 | 1061 |  | 1050 |  | 2017-10-24 16:13 | 2017-10-31 | SUN LIGHT & POWER | New Construction | Watsonville | Santa Cruz | 95076 | Host Customer is System Owner | [7 empty] | 321.36 | 40.17 |  | Glycol | Pressure Stagnation Protection (PSP) | Solar Storage and Auxiliary Tanks are separate |  | 0.99 | 1 | 1040 | Z03 | 26 | Units | Apartments/Condos | 2010115A | 8 | 1 | 480 | 1 | 120 | 2 | 300000 | TRUE | 130 | 120 |  |  |  |  | City of Santa Cruz | FALSE | 35.78 |  | 2017-10-20 |  | 2017-10-24 | 2017-10-31 | 2018-09-25 | 2018-10-10 | 2192 | 37959 | Up-front Payment
SCG-009645 | Low Income Single Family Residential | Domestic Hot Water | Gas | Southern California Gas Company | Incentive:Paid | 4723 | 36.9 |  | 1 | 128 |  | 128 |  | 2017-10-20 11:00 | 2018-03-07 | TITANIUM POWER INC | Retrofit | Canoga Park | Los Angeles | 91303 | Host Customer is System Owner | 4 |  | 30004079 | GREENoneTEC Solarindustrie GmbH | Solpal Plus | Solpal Plus L-GT | Direct Integral Collector Storage (DI) | 25.66 |  | Solpal Plus L |  |  | Solar Storage with Tankless Auxiliary Water Heater | 51 | 1 | 1 | 55 | Z09 | [18 empty] | Los Angeles | FALSE | 37.18 |  | 2011-06-01: 2017-10-18; 2011-08-03: 2017-10-20; 2011-09-20: 2018-03-07 | 2420 | 4759 | Up-front Payment
SCG-009646 | Low Income Single Family Residential | Domestic Hot Water | Gas | Southern California Gas Company | Incentive:Paid | 4487 | 36.9 |  | 1 | 128 |  | 122 |  | 2017-10-20 10:58 | 2018-03-07 | TITANIUM POWER INC | Retrofit | Pacoima | Los Angeles | 91331 | Host Customer is System Owner | 5 |  | 30004079 | GREENoneTEC Solarindustrie GmbH | Solpal Plus | Solpal Plus L-GT | Direct Integral Collector Storage (DI) | 25.66 |  | Solpal Plus L |  |  | Solar Storage with Tankless Auxiliary Water Heater | 51 | 1 | 0.95 | 65 | Z09 | [18 empty] | Los Angeles | FALSE | 35.23 |  | 2011-06-01: 2017-10-18; 2011-08-03: 2017-10-20; 2011-09-20: 2018-03-07 | 2420 | 4509 | Up-front Payment
SCG-009647 | Low Income Single Family Residential | Domestic Hot Water | Gas | Southern California Gas Company | Incentive:Paid | 4723 | 36.9 |  | 1 | 128 |  | 128 |  | 2017-10-20 10:57 | 2018-03-07 | TITANIUM POWER INC | Retrofit | Pacoima | Los Angeles | 91331 | Host Customer is System Owner | 6 |  | 30004079 | GREENoneTEC Solarindustrie GmbH | Solpal Plus | Solpal Plus L-GT | Direct Integral Collector Storage (DI) | 25.66 |  | Solpal Plus L |  |  | Solar Storage with Tankless Auxiliary Water Heater | 51 | 1 | 1 | 75 | Z09 | [18 empty] | Los Angeles | FALSE | 37.18 |  | 2011-06-01: 2017-10-18; 2011-08-03: 2017-10-20; 2011-09-20: 2018-03-07 | 2419 | 4759 | Up-front Payment
SCG-009648 | Low Income Single Family Residential | Domestic Hot Water | Gas | Southern California Gas Company | Incentive:Paid | 4723 | 36.9 |  | 1 | 128 |  | 128 |  | 2017-10-20 10:59 | 2018-03-06 | TITANIUM POWER INC | Retrofit | Pacoima | Los Angeles | 91331 | Host Customer is System Owner | 6 |  | 30004079 | GREENoneTEC Solarindustrie GmbH | Solpal Plus | Solpal Plus L-GT | Direct Integral Collector Storage (DI) | 25.66 |  | Solpal Plus L |  |  | Solar Storage with Tankless Auxiliary Water Heater | 51 | 1 | 1 | 75 | Z09 | [18 empty] | Los Angeles | FALSE | 37.18 |  | 2011-06-01: 2017-10-18; 2011-08-03: 2017-10-20; 2011-09-20: 2018-03-06 | 2419 | 4759 | Up-front Payment
SCG-009649 | Low Income Single Family Residential | Domestic Hot Water | Gas | Southern California Gas Company | Incentive:Paid | 4723 | 36.9 |  | 1 | 128 |  | 128 |  | 2017-10-24 13:24 | 2018-03-19 | TITANIUM POWER INC | Retrofit | Pacoima | Los Angeles | 91331 | Host Customer is System Owner | 5 |  | 30004079 | GREENoneTEC Solarindustrie GmbH | Solpal Plus | Solpal Plus L-GT | Direct Integral Collector Storage (DI) | 25.66 |  | Solpal Plus L |  |  | Solar Storage with Tankless Auxiliary Water Heater | 51 | 1 | 1 | 65 | Z09 | [18 empty] | Los Angeles | FALSE | 37.18 |  | 2011-06-01: 2017-10-18; 2011-08-03: 2017-10-24; 2011-09-20: 2018-03-19 | 2411 | 4759 | Up-front Payment
SCG-009650 | Low Income Single Family Residential | Domestic Hot Water | Gas | Southern California Gas Company | Incentive:Paid | 4487 | 36.9 |  | 1 | 128 |  | 122 |  | 2017-10-20 10:50 | 2018-03-06 | TITANIUM POWER INC | Retrofit | Arleta | Los Angeles | 91331 | Host Customer is System Owner | 4 |  | 30004079 | GREENoneTEC Solarindustrie GmbH | Solpal Plus | Solpal Plus L-GT | Direct Integral Collector Storage (DI) | 25.66 |  | Solpal Plus L |  |  | Solar Storage with Tankless Auxiliary Water Heater | 51 | 1 | 0.95 | 55 | Z09 | [18 empty] | Los Angeles | FALSE | 35.23 |  | 2011-06-01: 2017-10-18; 2011-08-03: 2017-10-20; 2011-09-20: 2018-03-06 | 2419 | 4509 | Up-front Payment
SCG-009651 | Low Income Single Family Residential | Domestic Hot Water | Gas | Southern California Gas Company | Incentive:Paid | 4723 | 36.9 |  | 1 | 128 |  | 128 |  | 2017-10-20 10:51 | 2018-03-05 | TITANIUM POWER INC | Retrofit | North Hollywood | Los Angeles | 91605 | Host Customer is System Owner | 5 |  | 30004079 | GREENoneTEC Solarindustrie GmbH | Solpal Plus | Solpal Plus L-GT | Direct Integral Collector Storage (DI) | 25.66 |  | Solpal Plus L |  |  | Solar Storage with Tankless Auxiliary Water Heater | 51 | 1 | 1 | 65 | Z09 | [18 empty] | Los Angeles | FALSE | 37.18 |  | 2011-06-01: 2017-10-18; 2011-08-03: 2017-10-20; 2011-09-20: 2018-03-05 | 2426 | 4759 | Up-front Payment
SCG-009652 | Low Income Single Family Residential | Domestic Hot Water | Gas | Southern California Gas Company | Incentive:Paid | 4487 | 36.9 |  | 1 | 128 |  | 122 |  | 2017-10-20 11:14 | 2018-03-05 | TITANIUM POWER INC | Retrofit | Sun Valley | Los Angeles | 91352 | Host Customer is System Owner | 5 |  | 30004079 | GREENoneTEC Solarindustrie GmbH | Solpal Plus | Solpal Plus L-GT | Direct Integral Collector Storage (DI) | 25.66 |  | Solpal Plus L |  |  | Solar Storage with Tankless Auxiliary Water Heater | 51 | 1 | 0.95 | 65 | Z09 | [18 empty] | Los Angeles | FALSE | 35.23 |  | 2011-06-01: 2017-10-18; 2011-08-03: 2017-10-20; 2011-09-20: 2018-03-05 | 2426 | 4509 | Up-front Payment
SCG-009653 | Low Income Single Family Residential | Domestic Hot Water | Gas | Southern California Gas Company | Incentive:Canceled | 4723 | 36.9 |  | 1 | 128 |  | 128 |  | 2017-10-20 10:53 |  | TITANIUM POWER INC | Retrofit | North Hollywood | Los Angeles | 91605 | Host Customer is System Owner | 7 |  | 30004079 | GREENoneTEC Solarindustrie GmbH | Solpal Plus | Solpal Plus L-GT | Direct Integral Collector Storage (DI) | 25.66 |  | Solpal Plus L |  |  | Solar Storage with Tankless Auxiliary Water Heater | 51 | 1 | 1 | 85 | Z09 | [18 empty] | Los Angeles | FALSE | 37.18 |  | 2011-06-01: 2017-10-18; 2011-06-21: 2018-02-06; 2011-08-03: 2017-10-20 | 2452 | 4759 | Up-front Payment
SCG-009654 | Commercial/Multifamily Residential | Domestic Hot Water | Gas | Southern California Gas Company | Incentive:Paid | 30891 | 20.19 |  | 1 | 1530 |  | 1530 |  | 2017-10-31 08:30 | 2017-11-20 | CALIFORNIA SOLAR INTEGRATORS INC | New Construction | Los Angeles | Los Angeles | 90015 | Host Customer is System Owner | [7 empty] | 327.6 | 40.95 |  | Glycol | Steam Back | Solar and Auxiliary Storage are the same Tank |  | 1 | 1 | 4070 | Z09 | 110 | Units | Apartments/Condos | TRB-40 | 8 | 1 | 505 | 2 | 0 | 0 | 1350000 | TRUE | 120 | 140 |  |  |  |  | City of Los Angeles | FALSE | 61.09 |  | 2017-10-19 |  | 2017-10-31 | 2017-11-20 | 2021-07-01 | 2021-07-02 | 1200 | 93464 | Up-front Payment
SCG-009655 | Low Income Single Family Residential | Domestic Hot Water | Gas | Southern California Gas Company | Incentive:Paid | 4723 | 36.9 |  | 1 | 128 |  | 128 |  | 2017-10-20 10:53 | 2018-03-05 | TITANIUM POWER INC | Retrofit | North Hollywood | Los Angeles | 91605 | Host Customer is System Owner | 6 |  | 30004079 | GREENoneTEC Solarindustrie GmbH | Solpal Plus | Solpal Plus L-GT | Direct Integral Collector Storage (DI) | 25.66 |  | Solpal Plus L |  |  | Solar Storage with Tankless Auxiliary Water Heater | 51 | 1 | 1 | 75 | Z09 | [18 empty] | Los Angeles | FALSE | 37.18 |  | 2011-06-01: 2017-10-18; 2011-08-03: 2017-10-20; 2011-09-20: 2018-03-05 | 2426 | 4759 | Up-front Payment
SCG-009656 | Low Income Single Family Residential | Domestic Hot Water | Gas | Southern California Gas Company | Incentive:Paid | 4487 | 36.9 |  | 1 | 128 |  | 122 |  | 2017-10-20 10:54 | 2018-04-02 | TITANIUM POWER INC | Retrofit | Pacoima | Los Angeles | 91331 | Host Customer is System Owner | 6 |  | 30004079 | GREENoneTEC Solarindustrie GmbH | Solpal Plus | Solpal Plus L-GT | Direct Integral Collector Storage (DI) | 25.66 |  | Solpal Plus L |  |  | Solar Storage with Tankless Auxiliary Water Heater | 51 | 1 | 0.95 | 75 | Z09 | [18 empty] | Los Angeles | FALSE | 35.23 |  | 2011-06-01: 2017-10-18; 2011-08-03: 2017-10-20; 2011-09-20: 2018-04-02 | 2395 | 4509 | Up-front Payment
SCG-009657 | Low Income Single Family Residential | Domestic Hot Water | Gas | Southern California Gas Company | Incentive:Paid | 4723 | 36.9 |  | 1 | 128 |  | 128 |  | 2017-10-20 10:55 | 2018-03-05 | TITANIUM POWER INC | Retrofit | North Hollywood | Los Angeles | 91605 | Host Customer is System Owner | 5 |  | 30004079 | GREENoneTEC Solarindustrie GmbH | Solpal Plus | Solpal Plus L-GT | Direct Integral Collector Storage (DI) | 25.66 |  | Solpal Plus L |  |  | Solar Storage with Tankless Auxiliary Water Heater | 51 | 1 | 1 | 65 | Z09 | [18 empty] | Los Angeles | FALSE | 37.18 |  | 2011-06-01: 2017-10-18; 2011-08-03: 2017-10-20; 2011-09-20: 2018-03-05 | 2425 | 4759 | Up-front Payment
PGE-009659 | Low Income Multifamily Residential | Domestic Hot Water | Gas | Pacific Gas and Electric | Incentive:Paid | 67029 | 24.89 |  | 1 | 2693 |  | 2693 |  | 2017-10-18 15:32 | 2017-10-27 | EVOLUTION ENERGY SOLUTIONS L L C | Retrofit | SAN JOSE | Santa Clara | 95130 | Host Customer is System Owner | [7 empty] | 614.25 | 40.95 |  | Drainback | Advanced Controller with a Vacation or Holiday Mode | Solar Storage and Auxiliary Tanks are separate |  | 1 | 1 | 3648 | Z04 | 96 | Units | Apartments/Condos | TRB-40 | 15 | 1 | 950 | 1 | 335 | 1 | 1000000 | TRUE | 140 | 140 |  | SunEarth - SETR A503 TTR U + VFS 10-200 |  | SunEarth - SETR A503 TTR U + VFS 10-200 | San Jose | FALSE | 24.89 |  | 2017-10-18 | 2017-10-19 | 2017-10-18 | 2017-10-27 | 2020-06-16 | 2020-06-19 | 1578 | 67029 | Up-front Payment
SCG-009660 | Low Income Single Family Residential | Domestic Hot Water | Gas | Southern California Gas Company | Incentive:Paid | 4723 | 36.9 |  | 1 | 128 |  | 128 |  | 2017-10-24 13:25 | 2018-03-16 | TITANIUM POWER INC | Retrofit | North Hollywood | Los Angeles | 91605 | Host Customer is System Owner | 7 |  | 30004079 | GREENoneTEC Solarindustrie GmbH | Solpal Plus | Solpal Plus L-GT | Direct Integral Collector Storage (DI) | 25.66 |  | Solpal Plus L |  |  | Solar Storage with Tankless Auxiliary Water Heater | 51 | 1 | 1 | 85 | Z09 | [18 empty] | Los Angeles | FALSE | 37.18 |  | 2011-06-01: 2017-10-18; 2011-08-03: 2017-10-24; 2011-09-20: 2018-03-16 | 2411 | 4759 | Up-front Payment
SCG-009661 | Low Income Single Family Residential | Domestic Hot Water | Gas | Southern California Gas Company | Incentive:Paid | 4723 | 36.9 |  | 1 | 128 |  | 128 |  | 2017-10-24 13:17 | 2018-04-23 | TITANIUM POWER INC | Retrofit | North Hollywood | Los Angeles | 91605 | Host Customer is System Owner | 6 |  | 30004079 | GREENoneTEC Solarindustrie GmbH | Solpal Plus | Solpal Plus L-GT | Direct Integral Collector Storage (DI) | 25.66 |  | Solpal Plus L |  |  | Solar Storage with Tankless Auxiliary Water Heater | 51 | 1 | 1 | 75 | Z09 | [18 empty] | Los Angeles | FALSE | 37.18 |  | 2011-06-01: 2017-10-18; 2011-08-03: 2017-10-24; 2011-09-20: 2018-04-23 | 2374 | 4759 | Up-front Payment
SCG-009662 | Low Income Single Family Residential | Domestic Hot Water | Gas | Southern California Gas Company | Incentive:Canceled | 4723 | 36.9 |  | 1 | 128 |  | 128 |  | 2017-10-30 16:10 |  | TITANIUM POWER INC | Retrofit | North Hollywood | Los Angeles | 91605 | Host Customer is System Owner | 6 |  | 30004079 | GREENoneTEC Solarindustrie GmbH | Solpal Plus | Solpal Plus L-GT | Direct Integral Collector Storage (DI) | 25.66 |  | Solpal Plus L |  |  | Solar Storage with Tankless Auxiliary Water Heater | 51 | 1 | 1 | 75 | Z09 | [18 empty] | Los Angeles | FALSE | 37.18 |  | 2011-06-01: 2017-10-19; 2011-06-21: 2018-02-06; 2011-08-03: 2017-10-30 | 2451 | 4759 | Up-front Payment
SCG-009664 | Low Income Single Family Residential | Domestic Hot Water | Gas | Southern California Gas Company | Incentive:Canceled | 4723 | 36.9 |  | 1 | 128 |  | 128 |  | 2017-10-24 13:15 |  | TITANIUM POWER INC | Retrofit | North Hollywood | Los Angeles | 91606 | Host Customer is System Owner | 6 |  | 30004079 | GREENoneTEC Solarindustrie GmbH | Solpal Plus | Solpal Plus L-GT | Direct Integral Collector Storage (DI) | 25.66 |  | Solpal Plus L |  |  | Solar Storage with Tankless Auxiliary Water Heater | 51 | 1 | 1 | 75 | Z09 | [18 empty] | Los Angeles | FALSE | 37.18 |  | 2011-06-01: 2017-10-19; 2011-06-21: 2018-02-06; 2011-08-03: 2017-10-24 | 2451 | 4759 | Up-front Payment
SCG-009665 | Low Income Single Family Residential | Domestic Hot Water | Gas | Southern California Gas Company | Incentive:Paid | 4723 | 36.9 |  | 1 | 128 |  | 128 |  | 2017-10-24 13:11 | 2018-03-13 | TITANIUM POWER INC | Retrofit | North Hollywood | Los Angeles | 91605 | Host Customer is System Owner | 6 |  | 30004079 | GREENoneTEC Solarindustrie GmbH | Solpal Plus | Solpal Plus L-GT | Direct Integral Collector Storage (DI) | 25.66 |  | Solpal Plus L |  |  | Solar Storage with Tankless Auxiliary Water Heater | 51 | 1 | 1 | 75 | Z09 | [18 empty] | Los Angeles | FALSE | 37.18 |  | 2011-06-01: 2017-10-19; 2011-08-03: 2017-10-24; 2011-09-20: 2018-03-13 | 2412 | 4759 | Up-front Payment
SCG-009666 | Low Income Single Family Residential | Domestic Hot Water | Gas | Southern California Gas Company | Incentive:Paid | 4723 | 36.9 |  | 1 | 128 |  | 128 |  | 2017-10-30 16:14 | 2018-04-23 | TITANIUM POWER INC | Retrofit | North Hollywood | Los Angeles | 91606 | Host Customer is System Owner | 5 |  | 30004079 | GREENoneTEC Solarindustrie GmbH | Solpal Plus | Solpal Plus L-GT | Direct Integral Collector Storage (DI) | 25.66 |  | Solpal Plus L |  |  | Solar Storage with Tankless Auxiliary Water Heater | 51 | 1 | 1 | 65 | Z09 | [18 empty] | Los Angeles | FALSE | 37.18 |  | 2011-06-01: 2017-10-19; 2011-08-03: 2017-10-30; 2011-09-20: 2018-04-23 | 2374 | 4759 | Up-front Payment
SCG-009667 | Low Income Single Family Residential | Domestic Hot Water | Gas | Southern California Gas Company | Incentive:Canceled | 4487 | 36.9 |  | 1 | 128 |  | 122 |  | 2017-10-24 13:10 |  | TITANIUM POWER INC | Retrofit | Pacoima | Los Angeles | 91331 | Host Customer is System Owner | 7 |  | 30004079 | GREENoneTEC Solarindustrie GmbH | Solpal Plus | Solpal Plus L-GT | Direct Integral Collector Storage (DI) | 25.66 |  | Solpal Plus L |  |  | Solar Storage with Tankless Auxiliary Water Heater | 51 | 1 | 0.95 | 85 | Z09 | [18 empty] | Los Angeles | FALSE | 35.23 |  | 2011-06-01: 2017-10-19; 2011-06-21: 2018-02-06; 2011-08-03: 2017-10-24 | 2354 | 4509 | Up-front Payment
SCG-009668 | Low Income Single Family Residential | Domestic Hot Water | Gas | Southern California Gas Company | Incentive:Canceled | 4723 | 36.9 |  | 1 | 128 |  | 128 |  | 2017-10-30 16:02 |  | TITANIUM POWER INC | Retrofit | Pacoima | Los Angeles | 91331 | Host Customer is System Owner | 6 |  | 30004079 | GREENoneTEC Solarindustrie GmbH | Solpal Plus | Solpal Plus L-GT | Direct Integral Collector Storage (DI) | 25.66 |  | Solpal Plus L |  |  | Solar Storage with Tankless Auxiliary Water Heater | 51 | 1 | 1 | 75 | Z09 | [18 empty] | Los Angeles | FALSE | 37.18 |  | 2011-06-01: 2017-10-19; 2011-06-21: 2018-02-06; 2011-08-03: 2017-10-30 | 2451 | 4759 | Up-front Payment
SCG-009669 | Low Income Single Family Residential | Domestic Hot Water | Gas | Southern California Gas Company | Incentive:Canceled | 4723 | 36.9 |  | 1 | 128 |  | 128 |  | 2017-10-24 11:08 |  | TITANIUM POWER INC | Retrofit | North Hollywood | Los Angeles | 91605 | Host Customer is System Owner | 4 |  | 30004079 | GREENoneTEC Solarindustrie GmbH | Solpal Plus | Solpal Plus L-GT | Direct Integral Collector Storage (DI) | 25.66 |  | Solpal Plus L |  |  | Solar Storage with Tankless Auxiliary Water Heater | 51 | 1 | 1 | 55 | Z09 | [18 empty] | Los Angeles | FALSE | 37.18 |  | 2011-06-01: 2017-10-19; 2011-06-21: 2018-02-06; 2011-08-03: 2017-10-24 | 2451 | 4759 | Up-front Payment
SCG-009671 | Low Income Single Family Residential | Domestic Hot Water | Gas | Southern California Gas Company | Incentive:Paid | 4723 | 36.9 |  | 1 | 128 |  | 128 |  | 2017-10-24 13:21 | 2018-03-12 | TITANIUM POWER INC | Retrofit | Pacoima | Los Angeles | 91331 | Host Customer is System Owner | 10 |  | 30004079 | GREENoneTEC Solarindustrie GmbH | Solpal Plus | Solpal Plus L-GT | Direct Integral Collector Storage (DI) | 25.66 |  | Solpal Plus L |  |  | Solar Storage with Tankless Auxiliary Water Heater | 51 | 1 | 1 | 115 | Z09 | [18 empty] | Los Angeles | FALSE | 37.18 |  | 2011-06-01: 2017-10-19; 2011-08-03: 2017-10-24; 2011-09-20: 2018-03-12 | 2413 | 4759 | Up-front Payment
SCG-009672 | Low Income Single Family Residential | Domestic Hot Water | Gas | Southern California Gas Company | Incentive:Paid | 4723 | 36.9 |  | 1 | 128 |  | 128 |  | 2017-10-24 13:22 | 2018-03-12 | TITANIUM POWER INC | Retrofit | Pacoima | Los Angeles | 91331 | Host Customer is System Owner | 7 |  | 30004079 | GREENoneTEC Solarindustrie GmbH | Solpal Plus | Solpal Plus L-GT | Direct Integral Collector Storage (DI) | 25.66 |  | Solpal Plus L |  |  | Solar Storage with Tankless Auxiliary Water Heater | 51 | 1 | 1 | 85 | Z09 | [18 empty] | Los Angeles | FALSE | 37.18 |  | 2011-06-01: 2017-10-19; 2011-08-03: 2017-10-24; 2011-09-20: 2018-03-12 | 2413 | 4759 | Up-front Payment
SCG-009673 | Low Income Single Family Residential | Domestic Hot Water | Gas | Southern California Gas Company | Incentive:Paid | 4487 | 36.9 |  | 1 | 128 |  | 122 |  | 2017-10-24 13:23 | 2018-03-12 | TITANIUM POWER INC | Retrofit | Pacoima | Los Angeles | 91331 | Host Customer is System Owner | 6 |  | 30004079 | GREENoneTEC Solarindustrie GmbH | Solpal Plus | Solpal Plus L-GT | Direct Integral Collector Storage (DI) | 25.66 |  | Solpal Plus L |  |  | Solar Storage with Tankless Auxiliary Water Heater | 51 | 1 | 0.95 | 75 | Z09 | [18 empty] | Los Angeles | FALSE | 35.23 |  | 2011-06-01: 2017-10-19; 2011-08-03: 2017-10-24; 2011-09-20: 2018-03-12 | 2413 | 4509 | Up-front Payment
SCG-009674 | Low Income Single Family Residential | Domestic Hot Water | Gas | Southern California Gas Company | Incentive:Paid | 4487 | 36.9 |  | 1 | 128 |  | 122 |  | 2017-10-24 09:57 | 2018-03-12 | TITANIUM POWER INC | Retrofit | Pacoima | Los Angeles | 91331 | Host Customer is System Owner | 10 |  | 30004079 | GREENoneTEC Solarindustrie GmbH | Solpal Plus | Solpal Plus L-GT | Direct Integral Collector Storage (DI) | 25.66 |  | Solpal Plus L |  |  | Solar Storage with Tankless Auxiliary Water Heater | 51 | 1 | 0.95 | 115 | Z09 | [18 empty] | Los Angeles | FALSE | 35.23 |  | 2011-06-01: 2017-10-19; 2011-08-03: 2017-10-24; 2011-09-20: 2018-03-12 | 2413 | 4509 | Up-front Payment
SCG-009675 | Low Income Single Family Residential | Domestic Hot Water | Gas | Southern California Gas Company | Incentive:Paid | 4723 | 36.9 |  | 1 | 128 |  | 128 |  | 2017-10-24 09:59 | 2018-03-09 | TITANIUM POWER INC | Retrofit | Pacoima | Los Angeles | 91331 | Host Customer is System Owner | 4 |  | 30004079 | GREENoneTEC Solarindustrie GmbH | Solpal Plus | Solpal Plus L-GT | Direct Integral Collector Storage (DI) | 25.66 |  | Solpal Plus L |  |  | Solar Storage with Tankless Auxiliary Water Heater | 51 | 1 | 1 | 55 | Z09 | [18 empty] | Los Angeles | FALSE | 37.18 |  | 2011-06-01: 2017-10-19; 2011-08-03: 2017-10-24; 2011-09-20: 2018-03-09 | 2413 | 4759 | Up-front Payment
PGE-009676 | Single Family Residential - Disadvantaged Community | Domestic Hot Water | Gas | Pacific Gas and Electric | Incentive:Paid | 2994 | 29.85 |  | 1 | 118 |  | 100 |  | 2018-01-03 13:47 | 2018-01-08 | INTELLIGENT GREEN SOLUTIONS CA | Retrofit | BAKERSFIELD | Kern | 93304 | Host Customer is System Owner | 5 |  | 30004236 | SunMaxx Solar LLC | ThermoPower | VTS30-HP-G | Indirect Thermosyphon (IT) | 47.9 |  | ThermoPower-VTS-HP30 | Automatic Drainback |  | Solar Storage and Auxiliary Tanks are separate | 79 | 1 | 0.85 | 65 | Z13 | [18 empty] | Bakersfield | FALSE | 52.88 |  | 2011-06-01: 2017-10-19; 2011-08-03: 2018-01-03; 2011-09-20: 2018-01-08 | 2461 | 6240 | Up-front Payment
SCG-009677 | Low Income Single Family Residential | Domestic Hot Water | Gas | Southern California Gas Company | Incentive:Paid | 4723 | 36.9 |  | 1 | 128 |  | 128 |  | 2017-10-24 10:17 | 2018-03-09 | TITANIUM POWER INC | Retrofit | Sun Valley | Los Angeles | 91352 | Owner/Tenant | 5 |  | 30004079 | GREENoneTEC Solarindustrie GmbH | Solpal Plus | Solpal Plus L-GT | Direct Integral Collector Storage (DI) | 25.66 |  | Solpal Plus L |  |  | Solar Storage with Tankless Auxiliary Water Heater | 51 | 1 | 1 | 65 | Z09 | [18 empty] | Los Angeles | FALSE | 37.18 |  | 2011-06-01: 2017-10-19; 2011-08-03: 2017-10-24; 2011-09-20: 2018-03-09 | 2413 | 4759 | Up-front Payment
SCG-009678 | Low Income Single Family Residential | Domestic Hot Water | Gas | Southern California Gas Company | Incentive:Canceled | 4723 | 36.9 |  | 1 | 128 |  | 128 |  | 2017-10-24 10:06 |  | TITANIUM POWER INC | Retrofit | Sun Valley | Los Angeles | 91352 | Host Customer is System Owner | 4 |  | 30004079 | GREENoneTEC Solarindustrie GmbH | Solpal Plus | Solpal Plus L-GT | Direct Integral Collector Storage (DI) | 25.66 |  | Solpal Plus L |  |  | Solar Storage with Tankless Auxiliary Water Heater | 51 | 1 | 1 | 55 | Z09 | [18 empty] | Los Angeles | FALSE | 37.18 |  | 2011-06-01: 2017-10-19; 2011-06-21: 2018-02-06; 2011-08-03: 2017-10-24 | 2451 | 4759 | Up-front Payment
SCG-009680 | Low Income Single Family Residential | Domestic Hot Water | Gas | Southern California Gas Company | Incentive:Paid | 4723 | 36.9 |  | 1 | 128 |  | 128 |  | 2017-10-24 13:20 | 2018-03-09 | TITANIUM POWER INC | Retrofit | Sun Valley | Los Angeles | 91352 | Host Customer is System Owner | 5 |  | 30004079 | GREENoneTEC Solarindustrie GmbH | Solpal Plus | Solpal Plus L-GT | Direct Integral Collector Storage (DI) | 25.66 |  | Solpal Plus L |  |  | Solar Storage with Tankless Auxiliary Water Heater | 51 | 1 | 1 | 65 | Z09 | [18 empty] | Los Angeles | FALSE | 37.18 |  | 2011-06-01: 2017-10-19; 2011-08-03: 2017-10-24; 2011-09-20: 2018-03-09 | 2413 | 4759 | Up-front Payment
SCG-009681 | Low Income Single Family Residential | Domestic Hot Water | Gas | Southern California Gas Company | Incentive:Canceled | 4487 | 36.9 |  | 1 | 128 |  | 122 |  | 2017-10-24 10:09 |  | TITANIUM POWER INC | Retrofit | Sun Valley | Los Angeles | 91352 | Host Customer is System Owner | 4 |  | 30004079 | GREENoneTEC Solarindustrie GmbH | Solpal Plus | Solpal Plus L-GT | Direct Integral Collector Storage (DI) | 25.66 |  | Solpal Plus L |  |  | Solar Storage with Tankless Auxiliary Water Heater | 51 | 1 | 0.95 | 55 | Z09 | [18 empty] | Titanium Power | FALSE | 35.23 |  | 2011-06-01: 2017-10-19; 2011-06-21: 2018-02-06; 2011-08-03: 2017-10-24 | 2451 | 4509 | Up-front Payment
SCG-009682 | Low Income Single Family Residential | Domestic Hot Water | Gas | Southern California Gas Company | Incentive:Paid | 4723 | 36.9 |  | 1 | 128 |  | 128 |  | 2017-10-24 10:16 | 2018-03-09 | TITANIUM POWER INC | Retrofit | North Hollywood | Los Angeles | 91605 | Host Customer is System Owner | 6 |  | 30004079 | GREENoneTEC Solarindustrie GmbH | Solpal Plus | Solpal Plus L-GT | Direct Integral Collector Storage (DI) | 25.66 |  | Solpal Plus L |  |  | Solar Storage with Tankless Auxiliary Water Heater | 51 | 1 | 1 | 75 | Z09 | [18 empty] | Los Angeles | FALSE | 37.18 |  | 2011-06-01: 2017-10-19; 2011-08-03: 2017-10-24; 2011-09-20: 2018-03-09 | 2413 | 4759 | Up-front Payment
PGE-009683 | Commercial/Multifamily Residential | Domestic Hot Water | Gas | Pacific Gas and Electric | Incentive:Paid | 13039 | 20.19 |  | 1 | 659 |  | 646 |  | 2017-10-31 12:26 | 2017-11-08 | OXYPOWER INC | Retrofit | BERKELEY | Alameda | 94704 | Host Customer is System Owner | [7 empty] | 241.02 | 40.17 |  | Glycol | Advanced Controller with a Vacation or Holiday Mode | Solar Storage and Auxiliary Tanks are separate |  | 0.98 | 1 | 377 | Z03 | 29 | Persons | Men's Dormitories | 2010115A | 6 | 1 | 360 | 3 | 100 | 1 | 250000 | TRUE | 130 | 130 |  |  |  |  | Berkeley | FALSE | 44.13 |  | 2017-10-19 |  | 2017-10-31 | 2017-11-08 | 2018-02-05 | 2018-02-06 | 2430 | 29081 | Up-front Payment
SCG-009684 | Low Income Single Family Residential | Domestic Hot Water | Gas | Southern California Gas Company | Incentive:Paid | 4487 | 36.9 |  | 1 | 128 |  | 122 |  | 2017-10-24 11:07 | 2018-04-09 | TITANIUM POWER INC | Retrofit | North Hollywood | Los Angeles | 91605 | Host Customer is System Owner | 6 |  | 30004079 | GREENoneTEC Solarindustrie GmbH | Solpal Plus | Solpal Plus L-GT | Direct Integral Collector Storage (DI) | 25.66 |  | Solpal Plus L |  |  | Solar Storage with Tankless Auxiliary Water Heater | 51 | 1 | 0.95 | 75 | Z09 | [18 empty] | Los Angeles | FALSE | 35.23 |  | 2011-06-01: 2017-10-19; 2011-08-03: 2017-10-24; 2011-09-20: 2018-04-09 | 2389 | 4509 | Up-front Payment
SCG-009685 | Low Income Single Family Residential | Domestic Hot Water | Gas | Southern California Gas Company | Incentive:Canceled | 4723 | 36.9 |  | 1 | 128 |  | 128 |  | 2017-10-24 10:14 |  | TITANIUM POWER INC | Retrofit | North Hollywood | Los Angeles | 91605 | Host Customer is System Owner | 7 |  | 30004079 | GREENoneTEC Solarindustrie GmbH | Solpal Plus | Solpal Plus L-GT | Direct Integral Collector Storage (DI) | 25.66 |  | Solpal Plus L |  |  | Solar Storage with Tankless Auxiliary Water Heater | 51 | 1 | 1 | 85 | Z09 | [18 empty] | Los Angeles | FALSE | 37.18 |  | 2011-06-01: 2017-10-19; 2011-06-21: 2018-02-06; 2011-08-03: 2017-10-24 | 2451 | 4759 | Up-front Payment
SCG-009686 | Low Income Single Family Residential | Domestic Hot Water | Gas | Southern California Gas Company | Incentive:Paid | 4723 | 36.9 |  | 1 | 128 |  | 128 |  | 2017-10-31 11:48 | 2018-03-30 | TITANIUM POWER INC | Retrofit | Pacoima | Los Angeles | 91331 | Host Customer is System Owner | 6 |  | 30004079 | GREENoneTEC Solarindustrie GmbH | Solpal Plus | Solpal Plus L-GT | Direct Integral Collector Storage (DI) | 25.66 |  | Solpal Plus L |  |  | Solar Storage with Tankless Auxiliary Water Heater | 51 | 1 | 1 | 75 | Z09 | [18 empty] | Los Angeles | FALSE | 37.18 |  | 2011-06-01: 2017-10-19; 2011-08-03: 2017-10-31; 2011-09-20: 2018-03-30 | 2397 | 4759 | Up-front Payment
SCG-009687 | Low Income Single Family Residential | Domestic Hot Water | Gas | Southern California Gas Company | Incentive:Paid | 4723 | 36.9 |  | 1 | 128 |  | 128 |  | 2017-10-24 11:06 | 2018-03-09 | TITANIUM POWER INC | Retrofit | Pacoima | Los Angeles | 91331 | Host Customer is System Owner | 9 |  | 30004079 | GREENoneTEC Solarindustrie GmbH | Solpal Plus | Solpal Plus L-GT | Direct Integral Collector Storage (DI) | 25.66 |  | Solpal Plus L |  |  | Solar Storage with Tankless Auxiliary Water Heater | 51 | 1 | 1 | 105 | Z09 | [18 empty] | Los Angeles | FALSE | 37.18 |  | 2011-06-01: 2017-10-19; 2011-08-03: 2017-10-24; 2011-09-20: 2018-03-09 | 2419 | 4759 | Up-front Payment
SCG-009688 | Low Income Single Family Residential | Domestic Hot Water | Gas | Southern California Gas Company | Incentive:Canceled | 5166 | 36.9 |  | 1 | 140 |  | 140 |  | 2017-10-24 10:13 |  | TITANIUM POWER INC | Retrofit | Pacoima | Los Angeles | 91331 | Owner/Tenant | 6 |  | 2011141B | Heliodyne, Inc. | HELIOPAK | HPAK 016 1 410 G 80 ACD Z | Indirect Forced Circulation (IF) | 40.17 |  | 410 001 | Glycol | Advanced Controller with a Vacation or Holiday Mode | Solar Storage and Auxiliary Tanks are separate | 80 | 1 | 1 | 75 | Z09 | [18 empty] | Los Angeles | FALSE | 37.27 |  | 2011-06-01: 2017-10-19; 2011-06-21: 2018-02-06; 2011-08-03: 2017-10-24 | 2451 | 5218 | Up-front Payment
SCG-009689 | Low Income Single Family Residential | Domestic Hot Water | Gas | Southern California Gas Company | Incentive:Paid | 4487 | 36.9 |  | 1 | 128 |  | 122 |  | 2017-10-24 13:18 | 2018-03-09 | TITANIUM POWER INC | Retrofit | Pacoima | Los Angeles | 91331 | Host Customer is System Owner | 5 |  | 30004079 | GREENoneTEC Solarindustrie GmbH | Solpal Plus | Solpal Plus L-GT | Direct Integral Collector Storage (DI) | 25.66 |  | Solpal Plus L |  |  | Solar Storage with Tankless Auxiliary Water Heater | 51 | 1 | 0.95 | 65 | Z09 | [18 empty] | Los Angeles | FALSE | 35.23 |  | 2011-06-01: 2017-10-19; 2011-08-03: 2017-10-24; 2011-09-20: 2018-03-09 | 2419 | 4509 | Up-front Payment
SCG-009690 | Low Income Single Family Residential | Domestic Hot Water | Gas | Southern California Gas Company | Incentive:Paid | 4723 | 36.9 |  | 1 | 128 |  | 128 |  | 2017-10-24 09:50 | 2018-03-08 | TITANIUM POWER INC | Retrofit | Arleta | Los Angeles | 91331 | Host Customer is System Owner | 10 |  | 30004079 | GREENoneTEC Solarindustrie GmbH | Solpal Plus | Solpal Plus L-GT | Direct Integral Collector Storage (DI) | 25.66 |  | Solpal Plus L |  |  | Solar Storage with Tankless Auxiliary Water Heater | 51 | 1 | 1 | 115 | Z09 | [18 empty] | Los Angeles | FALSE | 37.18 |  | 2011-06-01: 2017-10-19; 2011-08-03: 2017-10-24; 2011-09-20: 2018-03-08 | 2420 | 4759 | Up-front Payment
SCG-009691 | Commercial/Multifamily Residential | Domestic Hot Water | Gas | Southern California Gas Company | Reservation:Canceled | 37634 | 17.16 |  | 2 | 1864 |  | 1864 |  |  |  | EVOLUTION ENERGY SOLUTIONS L L C | Retrofit | Pomona | Los Angeles | 91768 | Host Customer is System Owner | [7 empty] | 572.6 | 40.9 |  | Drainback | Drainback (Water) | Solar Storage and Auxiliary Tanks are separate |  | 1 | 1 | 1248 | Z09 | 96 | Persons | Men's Dormitories | EC-40 | 14 | 1 | 1100 | 1 | 240 | 2 | 1000000 | TRUE | 140 | 140 |  | SunEarth - SETR A503 TTR U + VFS 10-200 |  | SunEarth - SETR A503 TTR U + VFS 10-200 |  | FALSE | 20.19 |  | 2011-06-01: 2017-10-19; 2011-06-21: 2017-10-20 | 2563 | 37634 | Up-front Payment
SCG-009692 | Low Income Single Family Residential | Domestic Hot Water | Gas | Southern California Gas Company | Incentive:Paid | 4723 | 36.9 |  | 1 | 128 |  | 128 |  | 2017-11-22 10:19 | 2018-04-02 | TITANIUM POWER INC | Retrofit | Canoga Park | Los Angeles | 91303 | Host Customer is System Owner | 6 |  | 30004079 | GREENoneTEC Solarindustrie GmbH | Solpal Plus | Solpal Plus L-GT | Direct Integral Collector Storage (DI) | 25.66 |  | Solpal Plus L |  |  | Solar Storage with Tankless Auxiliary Water Heater | 51 | 1 | 1 | 75 | Z09 | [18 empty] | Los Angeles | FALSE | 37.18 |  | 2011-06-01: 2017-10-19; 2011-08-03: 2017-11-22; 2011-09-20: 2018-04-02 | 2395 | 4759 | Up-front Payment
SCG-009694 | Commercial/Multifamily Residential | Domestic Hot Water | Gas | Southern California Gas Company | Incentive:Paid | 39532 | 20.19 |  | 1 | 2036 |  | 2036 |  | 2017-12-05 08:11 | 2018-01-31 | EVOLUTION ENERGY SOLUTIONS L L C | Retrofit | Inglewood | Los Angeles | 90301 | Host Customer is System Owner | [7 empty] | 547.56 | 42.12 |  | Drainback | Drainback (Water) | Solar Storage and Auxiliary Tanks are separate |  | 1 | 1 | 1000 | Z08 | 25 | Units | Apartments/Condos | 10001912 | 13 | 1 | 1000 | 1 | 200 | 2 | 400000 | TRUE | 140 | 140 |  | SunEarth - SETR A503 TTR U + VFS 10-200 |  | Enovative Group, Inc. - AutoHot DS-100AR | Inglewood | FALSE | 20.19 |  | 2017-10-25 |  | 2017-12-05 | 2018-01-31 | 2020-02-05 | 2020-02-20 | 1679 | 41107 | Up-front Payment
SCG-009695 | Low Income Single Family Residential | Domestic Hot Water | Gas | Southern California Gas Company | Incentive:Paid | 4723 | 36.9 |  | 1 | 128 |  | 128 |  | 2017-10-24 13:42 | 2018-04-09 | TITANIUM POWER INC | Retrofit | Pacoima | Los Angeles | 91331 | Host Customer is System Owner | 8 |  | 30004079 | GREENoneTEC Solarindustrie GmbH | Solpal Plus | Solpal Plus L-GT | Direct Integral Collector Storage (DI) | 25.66 |  | Solpal Plus L |  |  | Solar Storage with Tankless Auxiliary Water Heater | 51 | 1 | 1 | 95 | Z09 | [18 empty] | Los Angeles | FALSE | 37.18 |  | 2011-06-01: 2017-10-20; 2011-08-03: 2017-10-24; 2011-09-20: 2018-04-09 | 2389 | 4759 | Up-front Payment
SCG-009696 | Low Income Single Family Residential | Domestic Hot Water | Gas | Southern California Gas Company | Incentive:Canceled | 4723 | 36.9 |  | 1 | 128 |  | 128 |  | 2017-10-24 13:40 |  | TITANIUM POWER INC | Retrofit | Pacoima | Los Angeles | 91331 | Host Customer is System Owner | 8 |  | 30004079 | GREENoneTEC Solarindustrie GmbH | Solpal Plus | Solpal Plus L-GT | Direct Integral Collector Storage (DI) | 25.66 |  | Solpal Plus L |  |  | Solar Storage with Tankless Auxiliary Water Heater | 51 | 1 | 1 | 95 | Z09 | [18 empty] | Los Angeles | FALSE | 37.18 |  | 2011-06-01: 2017-10-20; 2011-06-21: 2018-02-06; 2011-08-03: 2017-10-24 | 2410 | 4759 | Up-front Payment
SCG-009697 | Low Income Single Family Residential | Domestic Hot Water | Gas | Southern California Gas Company | Incentive:Canceled | 4487 | 36.9 |  | 1 | 128 |  | 122 |  | 2017-10-30 16:12 |  | TITANIUM POWER INC | Retrofit | North Hollywood | Los Angeles | 91605 | Host Customer is System Owner | 5 |  | 30004079 | GREENoneTEC Solarindustrie GmbH | Solpal Plus | Solpal Plus L-GT | Direct Integral Collector Storage (DI) | 25.66 |  | Solpal Plus L |  |  | Solar Storage with Tankless Auxiliary Water Heater | 51 | 1 | 0.95 | 65 | Z09 | [18 empty] | Los Angeles | FALSE | 35.23 |  | 2011-06-01: 2017-10-20; 2011-08-03: 2017-10-30 | 2377 | 4509 | Up-front Payment
SCG-009698 | Low Income Single Family Residential | Domestic Hot Water | Gas | Southern California Gas Company | Incentive:Paid | 4723 | 36.9 |  | 1 | 128 |  | 128 |  | 2017-10-24 13:37 | 2018-03-08 | TITANIUM POWER INC | Retrofit | Sylmar | Los Angeles | 91342 | Host Customer is System Owner | 4 |  | 30004079 | GREENoneTEC Solarindustrie GmbH | Solpal Plus | Solpal Plus L-GT | Direct Integral Collector Storage (DI) | 25.66 |  | Solpal Plus L |  |  | Solar Storage with Tankless Auxiliary Water Heater | 51 | 1 | 1 | 55 | Z09 | [18 empty] | Los Angeles | FALSE | 37.18 |  | 2011-06-01: 2017-10-20; 2011-08-03: 2017-10-24; 2011-09-20: 2018-03-08 | 2420 | 4759 | Up-front Payment
SCG-009699 | Low Income Single Family Residential | Domestic Hot Water | Gas | Southern California Gas Company | Incentive:Paid | 4723 | 36.9 |  | 1 | 128 |  | 128 |  | 2017-10-24 13:35 | 2018-04-20 | TITANIUM POWER INC | Retrofit | Sylmar | Los Angeles | 91340 | Host Customer is System Owner | 4 |  | 30004079 | GREENoneTEC Solarindustrie GmbH | Solpal Plus | Solpal Plus L-GT | Direct Integral Collector Storage (DI) | 25.66 |  | Solpal Plus L |  |  | Solar Storage with Tankless Auxiliary Water Heater | 51 | 1 | 1 | 55 | Z09 | [18 empty] | Los Angeles | FALSE | 37.18 |  | 2017-10-20 | 2018-02-06 |  |  | 2017-10-24 | 2018-04-20 | 2374 | 4759 | Up-front Payment
SCG-009700 | Low Income Single Family Residential | Domestic Hot Water | Gas | Southern California Gas Company | Incentive:Paid | 4487 | 36.9 |  | 1 | 128 |  | 122 |  | 2017-10-24 13:32 | 2018-03-07 | TITANIUM POWER INC | Retrofit | Sylmar | Los Angeles | 91340 | Host Customer is System Owner | 8 |  | 30004079 | GREENoneTEC Solarindustrie GmbH | Solpal Plus | Solpal Plus L-GT | Direct Integral Collector Storage (DI) | 25.66 |  | Solpal Plus L |  |  | Solar Storage with Tankless Auxiliary Water Heater | 51 | 1 | 0.95 | 95 | Z09 | [18 empty] | Los Angeles | FALSE | 35.23 |  | 2011-06-01: 2017-10-20; 2011-08-03: 2017-10-24; 2011-09-20: 2018-03-07 | 2420 | 4509 | Up-front Payment
SCG-009701 | Low Income Single Family Residential | Domestic Hot Water | Gas | Southern California Gas Company | Incentive:Paid | 4723 | 36.9 |  | 1 | 128 |  | 128 |  | 2017-10-24 13:31 | 2018-03-07 | TITANIUM POWER INC | Retrofit | Sun Valley | Los Angeles | 91352 | Host Customer is System Owner | 4 |  | 30004079 | GREENoneTEC Solarindustrie GmbH | Solpal Plus | Solpal Plus L-GT | Direct Integral Collector Storage (DI) | 25.66 |  | Solpal Plus L |  |  | Solar Storage with Tankless Auxiliary Water Heater | 51 | 1 | 1 | 55 | Z09 | [18 empty] | Los Angeles | FALSE | 37.18 |  | 2011-06-01: 2017-10-20; 2011-08-03: 2017-10-24; 2011-09-20: 2018-03-07 | 2420 | 4759 | Up-front Payment
SCG-009702 | Low Income Single Family Residential | Domestic Hot Water | Gas | Southern California Gas Company | Incentive:Canceled | 4487 | 36.9 |  | 1 | 128 |  | 122 |  | 2017-10-24 13:29 |  | TITANIUM POWER INC | Retrofit | Sylmar | Los Angeles | 91340 | Host Customer is System Owner | 8 |  | 30004079 | GREENoneTEC Solarindustrie GmbH | Solpal Plus | Solpal Plus L-GT | Direct Integral Collector Storage (DI) | 25.66 |  | Solpal Plus L |  |  | Solar Storage with Tankless Auxiliary Water Heater | 51 | 1 | 0.95 | 95 | Z09 | [18 empty] | Los Angeles | FALSE | 35.23 |  | 2011-06-01: 2017-10-20; 2011-06-21: 2018-02-06; 2011-08-03: 2017-10-24 | 2451 | 4509 | Up-front Payment
SCG-009703 | Commercial/Multifamily Residential | Domestic Hot Water | Gas | Southern California Gas Company | Incentive:Paid | 37634 | 20.19 |  | 1 | 1865 |  | 1865 |  | 2017-11-14 09:12 | 2017-11-14 | EVOLUTION ENERGY SOLUTIONS L L C | Retrofit | Pomona | Los Angeles | 91768 | Host Customer is System Owner | [7 empty] | 572.6 | 40.9 |  | Drainback | Drainback (Water) | Solar Storage and Auxiliary Tanks are separate |  | 1 | 1 | 1248 | Z09 | 96 | Persons | Men's Dormitories | EC-40 | 14 | 1 | 1100 | 1 | 240 | 2 | 1000000 | TRUE | 140 | 140 |  | SunEarth - SETR A503 TTR U + VFS 10-200 |  | SunEarth - SETR A503 TTR U + VFS 10-200 | Cal Poly Pomona | FALSE | 20.18 |  | 2017-11-13 |  | 2017-11-14 | 2017-11-14 | 2019-01-03 | 2019-01-14 | 2110 | 37634 | Up-front Payment
SCG-009704 | Commercial/Multifamily Residential | Domestic Hot Water | Gas | Southern California Gas Company | Incentive:Paid | 37634 | 20.19 |  | 1 | 1865 |  | 1865 |  | 2017-11-14 09:11 | 2017-11-14 | EVOLUTION ENERGY SOLUTIONS L L C | Retrofit | Pomona | Los Angeles | 91768 | Host Customer is System Owner | [7 empty] | 572.6 | 40.9 |  | Drainback | Drainback (Water) | Solar Storage and Auxiliary Tanks are separate |  | 1 | 1 | 1248 | Z09 | 96 | Persons | Men's Dormitories | EC-40 | 14 | 1 | 1100 | 1 | 240 | 2 | 1000000 | TRUE | 140 | 140 |  | SunEarth - SETR A503 TTR U + VFS 10-200 |  | SunEarth - SETR A503 TTR U + VFS 10-200 | Cal Poly Pomona | FALSE | 20.18 |  | 2017-11-13 |  | 2017-11-14 | 2017-11-14 | 2019-01-04 | 2019-01-14 | 2110 | 37634 | Up-front Payment
SCG-009705 | Commercial/Multifamily Residential | Domestic Hot Water | Gas | Southern California Gas Company | Incentive:Paid | 37634 | 20.19 |  | 1 | 1865 |  | 1865 |  | 2017-11-14 09:11 | 2017-11-14 | EVOLUTION ENERGY SOLUTIONS L L C | Retrofit | Pomona | Los Angeles | 91768 | Host Customer is System Owner | [7 empty] | 572.6 | 40.9 |  | Drainback | Drainback (Water) | Solar Storage and Auxiliary Tanks are separate |  | 1 | 1 | 1248 | Z09 | 96 | Persons | Men's Dormitories | EC-40 | 14 | 1 | 1100 | 1 | 240 | 2 | 1000000 | TRUE | 140 | 140 |  | SunEarth - SETR A503 TTR U + VFS 10-200 |  | SunEarth - SETR A503 TTR U + VFS 10-200 | Los Angeles | FALSE | 20.18 |  | 2017-11-09 |  | 2017-11-14 | 2017-11-14 | 2018-12-06 | 2018-12-27 | 2117 | 37634 | Up-front Payment
SCG-009710 | Commercial/Multifamily Residential | Domestic Hot Water | Gas | Southern California Gas Company | Incentive:Paid | 30568 | 20.19 |  | 1 | 1518 |  | 1518 |  | 2017-11-14 09:10 | 2017-11-14 | EVOLUTION ENERGY SOLUTIONS L L C | Retrofit | Pomona | Los Angeles | 91768 | Host Customer is System Owner | [7 empty] | 450.45 | 40.95 |  | Drainback | Drainback (Water) | Solar Storage and Auxiliary Tanks are separate |  | 1 | 1 | 1248 | Z09 | 96 | Persons | Men's Dormitories | EC-40 | 11 | 1 | 800 | 1 | 240 | 2 | 1000000 | TRUE | 140 | 140 |  |  |  |  | Cal Poly Pomona | FALSE | 20.14 |  | 2017-11-09 |  | 2017-11-14 | 2017-11-14 | 2018-12-06 | 2018-12-27 | 2117 | 30568 | Up-front Payment
SCG-009711 | Low Income Single Family Residential | Domestic Hot Water | Gas | Southern California Gas Company | Incentive:Paid | 5166 | 36.9 |  | 1 | 140 |  | 140 |  | 2017-10-25 09:53 | 2018-03-26 | TITANIUM POWER INC | Retrofit | Pacoima | Los Angeles | 91331 | Host Customer is System Owner | 7 |  | 2011141B | Heliodyne, Inc. | HELIOPAK | HPAK 016 1 410 G 80 ACD Z | Indirect Forced Circulation (IF) | 40.17 |  | 410 001 | Glycol | Advanced Controller with a Vacation or Holiday Mode | Solar Storage and Auxiliary Tanks are separate | 80 | 1 | 1 | 85 | Z09 | [18 empty] | Los Angeles | FALSE | 37.27 |  | 2011-06-01: 2017-10-23; 2011-08-03: 2017-10-25; 2011-09-20: 2018-03-26 | 2403 | 5218 | Up-front Payment
SCG-009712 | Low Income Single Family Residential | Domestic Hot Water | Gas | Southern California Gas Company | Incentive:Paid | 4487 | 36.9 |  | 1 | 128 |  | 122 |  | 2017-10-25 10:05 | 2018-03-21 | TITANIUM POWER INC | Retrofit | Pacoima | Los Angeles | 91331 | Host Customer is System Owner | 5 |  | 30004079 | GREENoneTEC Solarindustrie GmbH | Solpal Plus | Solpal Plus L-GT | Direct Integral Collector Storage (DI) | 25.66 |  | Solpal Plus L |  |  | Solar Storage with Tankless Auxiliary Water Heater | 51 | 1 | 0.95 | 65 | Z09 | [18 empty] | Los Angeles | FALSE | 35.23 |  | 2011-06-01: 2017-10-23; 2011-08-03: 2017-10-25; 2011-09-20: 2018-03-21 | 2409 | 4509 | Up-front Payment
SCG-009713 | Low Income Single Family Residential | Domestic Hot Water | Gas | Southern California Gas Company | Incentive:Paid | 4723 | 36.9 |  | 1 | 128 |  | 128 |  | 2017-10-30 16:07 | 2018-03-26 | TITANIUM POWER INC | Retrofit | Pacoima | Los Angeles | 91331 | Host Customer is System Owner | 5 |  | 30004079 | GREENoneTEC Solarindustrie GmbH | Solpal Plus | Solpal Plus L-GT | Direct Integral Collector Storage (DI) | 25.66 |  | Solpal Plus L |  |  | Solar Storage with Tankless Auxiliary Water Heater | 51 | 1 | 1 | 65 | Z09 | [18 empty] | Los Angeles | FALSE | 37.18 |  | 2011-06-01: 2017-10-23; 2011-08-03: 2017-10-30; 2011-09-20: 2018-03-26 | 2404 | 4759 | Up-front Payment
SCG-009714 | Low Income Single Family Residential | Domestic Hot Water | Gas | Southern California Gas Company | Incentive:Paid | 4723 | 36.9 |  | 1 | 128 |  | 128 |  | 2017-10-25 10:03 | 2018-03-21 | TITANIUM POWER INC | Retrofit | Pacoima | Los Angeles | 91331 | Host Customer is System Owner | 6 |  | 30004079 | GREENoneTEC Solarindustrie GmbH | Solpal Plus | Solpal Plus L-GT | Direct Integral Collector Storage (DI) | 25.66 |  | Solpal Plus L |  |  | Solar Storage with Tankless Auxiliary Water Heater | 51 | 1 | 1 | 75 | Z09 | [18 empty] | Los Angeles | FALSE | 37.18 |  | 2011-06-01: 2017-10-23; 2011-08-03: 2017-10-25; 2011-09-20: 2018-03-21 | 2409 | 4759 | Up-front Payment
SCG-009715 | Low Income Single Family Residential | Domestic Hot Water | Gas | Southern California Gas Company | Incentive:Paid | 4487 | 36.9 |  | 1 | 128 |  | 122 |  | 2017-10-25 10:01 | 2018-03-21 | TITANIUM POWER INC | Retrofit | Pacoima | Los Angeles | 91331 | Host Customer is System Owner | 6 |  | 30004079 | GREENoneTEC Solarindustrie GmbH | Solpal Plus | Solpal Plus L-GT | Direct Integral Collector Storage (DI) | 25.66 |  | Solpal Plus L |  |  | Solar Storage with Tankless Auxiliary Water Heater | 51 | 1 | 0.95 | 75 | Z09 | [18 empty] | Los Angeles | FALSE | 35.23 |  | 2011-06-01: 2017-10-23; 2011-08-03: 2017-10-25; 2011-09-20: 2018-03-21 | 2409 | 4509 | Up-front Payment
SCG-009716 | Low Income Single Family Residential | Domestic Hot Water | Gas | Southern California Gas Company | Incentive:Paid | 4723 | 36.9 |  | 1 | 128 |  | 128 |  | 2017-10-25 10:00 | 2018-03-20 | TITANIUM POWER INC | Retrofit | Pacoima | Los Angeles | 91331 | Host Customer is System Owner | 7 |  | 30004079 | GREENoneTEC Solarindustrie GmbH | Solpal Plus | Solpal Plus L-GT | Direct Integral Collector Storage (DI) | 25.66 |  | Solpal Plus L |  |  | Solar Storage with Tankless Auxiliary Water Heater | 51 | 1 | 1 | 85 | Z09 | [18 empty] | Los Angeles | FALSE | 37.18 |  | 2011-06-01: 2017-10-23; 2011-08-03: 2017-10-25; 2011-09-20: 2018-03-20 | 2409 | 4759 | Up-front Payment
SDG-009717 | Low Income Multifamily Residential | Domestic Hot Water | Gas | San Diego Gas and Electric | Reservation:Canceled | 10634 | 24.89 |  | 1 | 479 |  | 479 |  |  |  | PROMISE ENERGY INC | New Construction | Oceanside | Oceanside | 92058 | Host Customer is System Owner | [7 empty] | 122.85 | 40.95 |  | Glycol | Steam Back | Solar Storage and Auxiliary Tanks are separate |  | 1 | 1 | 672 | Z07 | 16 | Units | Apartments/Condos | 10001803 | 3 | 1 | 350 | 1 | 115 | 1 | 199000 | TRUE | 120 | 140 | [5 empty] | FALSE | 22.2 |  | 2011-06-01: 2017-10-23 | 2522 | 10634.13 | Up-front Payment
SCG-009718 | Low Income Single Family Residential | Domestic Hot Water | Gas | Southern California Gas Company | Incentive:Paid | 4723 | 36.9 |  | 1 | 128 |  | 128 |  | 2017-10-25 09:56 | 2018-03-20 | TITANIUM POWER INC | Retrofit | Pacoima | Los Angeles | 91331 | Host Customer is System Owner | 7 |  | 30004079 | GREENoneTEC Solarindustrie GmbH | Solpal Plus | Solpal Plus L-GT | Direct Integral Collector Storage (DI) | 25.66 |  | Solpal Plus L |  |  | Solar Storage with Tankless Auxiliary Water Heater | 51 | 1 | 1 | 85 | Z09 | [18 empty] | Los Angeles | FALSE | 37.18 |  | 2011-06-01: 2017-10-23; 2011-08-03: 2017-10-25; 2011-09-20: 2018-03-20 | 2409 | 4759 | Up-front Payment
SCG-009719 | Low Income Single Family Residential | Domestic Hot Water | Gas | Southern California Gas Company | Incentive:Canceled | 5166 | 36.9 |  | 1 | 140 |  | 140 |  | 2017-10-25 09:52 |  | TITANIUM POWER INC | Retrofit | Pacoima | Los Angeles | 91331 | Host Customer is System Owner | 7 |  | 2011141B | Heliodyne, Inc. | HELIOPAK | HPAK 016 1 410 G 80 ACD Z | Indirect Forced Circulation (IF) | 40.17 |  | 410 001 | Glycol | Advanced Controller with a Vacation or Holiday Mode | Solar Storage and Auxiliary Tanks are separate | 80 | 1 | 1 | 85 | Z09 | [18 empty] | Los Angeles | FALSE | 37.27 |  | 2011-06-01: 2017-10-23; 2011-06-21: 2018-02-06; 2011-08-03: 2017-10-25 | 2451 | 5218 | Up-front Payment
SCG-009720 | Low Income Single Family Residential | Domestic Hot Water | Gas | Southern California Gas Company | Incentive:Paid | 4723 | 36.9 |  | 1 | 128 |  | 128 |  | 2017-10-25 09:36 | 2018-03-19 | TITANIUM POWER INC | Retrofit | Pacoima | Los Angeles | 91331 | Host Customer is System Owner | 7 |  | 30004079 | GREENoneTEC Solarindustrie GmbH | Solpal Plus | Solpal Plus L-GT | Direct Integral Collector Storage (DI) | 25.66 |  | Solpal Plus L |  |  | Solar Storage with Tankless Auxiliary Water Heater | 51 | 1 | 1 | 85 | Z09 | [18 empty] | Los Angeles | FALSE | 37.18 |  | 2011-06-01: 2017-10-23; 2011-08-03: 2017-10-25; 2011-09-20: 2018-03-19 | 2411 | 4759 | Up-front Payment
SCG-009721 | Commercial/Multifamily Residential | Domestic Hot Water | Gas | Southern California Gas Company | Incentive:Canceled | 34868 | 20.19 |  | 1 | 1727 |  | 1727 |  | 2017-11-01 13:55 | 2017-12-01 | INTELLIGENT GREEN SOLUTIONS CA | Retrofit | Fresno | Fresno | 93721 | Lease | [7 empty] | 707.76 | 29.49 |  | Glycol | Steam Back | Solar Storage and Auxiliary Tanks are separate |  | 1 | 1 | 1400 | Z13 | 50 |  | Other | 10002034 | 24 | 1 | 800 | 1 | 300 | 3 | 109400 | TRUE | 160 | 140 | [5 empty] | FALSE | 53.28 |  | 2011-06-01: 2017-10-23; 2011-06-23: 2017-11-01; 2011-07-01: 2017-12-01 | 2521 | 92009 | Up-front Payment
SCG-009722 | Low Income Single Family Residential | Domestic Hot Water | Gas | Southern California Gas Company | Incentive:Canceled | 3653 | 36.9 |  | 1 | 99 |  | 99 |  | 2017-11-16 15:33 |  | TITANIUM POWER INC | Retrofit | Los Angeles | Los Angeles | 90011 | Host Customer is System Owner | 5 |  | 2005006K | Butler Sun Solutions, Inc. | SOLAR BUTLER | BSS-PV1-40GD | Indirect Forced Circulation (IF) | 32.84 |  | EC-32 / EC-32-0.75 | Glycol | Advanced Controller with a Vacation or Holiday Mode | Solar Storage and Auxiliary Tanks are separate | 40 | 1 | 1 | 65 | Z08 | [18 empty] | Los Angeles | FALSE | 37.46 |  | 2011-06-01: 2017-10-23; 2011-06-21: 2018-02-07; 2011-08-03: 2017-11-16 | 2452 | 3709 | Up-front Payment
SCG-009723 | Low Income Single Family Residential | Domestic Hot Water | Gas | Southern California Gas Company | Incentive:Paid | 4487 | 36.9 |  | 1 | 128 |  | 122 |  | 2017-10-25 09:55 | 2018-03-19 | TITANIUM POWER INC | Retrofit | Pacoima | Los Angeles | 91331 | Host Customer is System Owner | 5 |  | 30004079 | GREENoneTEC Solarindustrie GmbH | Solpal Plus | Solpal Plus L-GT | Direct Integral Collector Storage (DI) | 25.66 |  | Solpal Plus L |  |  | Solar Storage with Tankless Auxiliary Water Heater | 51 | 1 | 0.95 | 65 | Z09 | [18 empty] | Los Angeles | FALSE | 35.23 |  | 2011-06-01: 2017-10-23; 2011-08-03: 2017-10-25; 2011-09-20: 2018-03-19 | 2411 | 4509 | Up-front Payment
SCG-009724 | Low Income Single Family Residential | Domestic Hot Water | Gas | Southern California Gas Company | Incentive:Paid | 4723 | 36.9 |  | 1 | 128 |  | 128 |  | 2017-10-25 10:05 | 2018-03-19 | TITANIUM POWER INC | Retrofit | Pacoima | Los Angeles | 91331 | Host Customer is System Owner | 4 |  | 30004079 | GREENoneTEC Solarindustrie GmbH | Solpal Plus | Solpal Plus L-GT | Direct Integral Collector Storage (DI) | 25.66 |  | Solpal Plus L |  |  | Solar Storage with Tankless Auxiliary Water Heater | 51 | 1 | 1 | 55 | Z09 | [18 empty] | Los Angeles | FALSE | 37.18 |  | 2011-06-01: 2017-10-23; 2011-08-03: 2017-10-25; 2011-09-20: 2018-03-19 | 2411 | 4759 | Up-front Payment
SCG-009725 | Low Income Single Family Residential | Domestic Hot Water | Gas | Southern California Gas Company | Incentive:Paid | 4487 | 36.9 |  | 1 | 128 |  | 122 |  | 2017-11-07 09:04 | 2018-03-30 | TITANIUM POWER INC | Retrofit | Pacoima | Los Angeles | 91331 | Host Customer is System Owner | 14 |  | 30004079 | GREENoneTEC Solarindustrie GmbH | Solpal Plus | Solpal Plus L-GT | Direct Integral Collector Storage (DI) | 25.66 |  | Solpal Plus L |  |  | Solar Storage with Tankless Auxiliary Water Heater | 51 | 1 | 0.95 | 155 | Z09 | [18 empty] | Los Angeles | FALSE | 35.23 |  | 2011-06-01: 2017-10-23; 2011-08-03: 2017-11-07; 2011-09-20: 2018-03-30 | 2395 | 4509 | Up-front Payment
SCG-009726 | Low Income Single Family Residential | Domestic Hot Water | Gas | Southern California Gas Company | Incentive:Canceled | 4723 | 36.9 |  | 1 | 128 |  | 128 |  | 2017-10-25 09:54 |  | TITANIUM POWER INC | Retrofit | Sun Valley | Los Angeles | 91352 | Host Customer is System Owner | 4 |  | 30004079 | GREENoneTEC Solarindustrie GmbH | Solpal Plus | Solpal Plus L-GT | Direct Integral Collector Storage (DI) | 25.66 |  | Solpal Plus L |  |  | Solar Storage with Tankless Auxiliary Water Heater | 51 | 1 | 1 | 55 | Z09 | [18 empty] | Los Angeles | FALSE | 37.18 |  | 2011-06-01: 2017-10-23; 2011-06-21: 2018-02-06; 2011-08-03: 2017-10-25 | 2451 | 4759 | Up-front Payment
SCG-009727 | Single Family Residential - Disadvantaged Community | Domestic Hot Water | Gas | Southern California Gas Company | Incentive:Paid | 3821 | 29.85 |  | 1 | 128 |  | 128 |  | 2017-10-25 09:48 | 2018-01-25 | TITANIUM POWER INC | Retrofit | Pacoima | Los Angeles | 91331 | Host Customer is System Owner | 4 |  | 30004079 | GREENoneTEC Solarindustrie GmbH | Solpal Plus | Solpal Plus L-GT | Direct Integral Collector Storage (DI) | 25.66 |  | Solpal Plus L |  |  | Solar Storage with Tankless Auxiliary Water Heater | 51 | 1 | 1 | 55 | Z09 | [18 empty] | Los Angeles | FALSE | 37.18 |  | 2011-06-01: 2017-10-23; 2011-08-03: 2017-10-25; 2011-09-20: 2018-01-25 | 2461 | 4759 | Up-front Payment
SDG-009728 | Low Income Multifamily Residential | Domestic Hot Water | Gas | San Diego Gas and Electric | Reservation:Canceled | 10634 | 24.89 |  | 1 | 479 |  | 479 |  |  |  | PROMISE ENERGY INC | New Construction | Oceanside | Oceanside | 92058 | Host Customer is System Owner | [7 empty] | 122.85 | 40.95 |  | Glycol | Steam Back | Solar Storage and Auxiliary Tanks are separate |  | 1 | 1 | 672 | Z07 | 16 | Units | Apartments/Condos | 10001803 | 3 | 1 | 350 | 1 | 115 | 1 | 199000 | TRUE | 120 | 140 | [5 empty] | FALSE | 22.2 |  | 2011-06-01: 2017-10-23 | 2522 | 10634.13 | Up-front Payment
SDG-009729 | Low Income Multifamily Residential | Domestic Hot Water | Gas | San Diego Gas and Electric | Reservation:Canceled | 10634 | 24.89 |  | 1 | 479 |  | 479 |  |  |  | PROMISE ENERGY INC | New Construction | Oceanside | Oceanside | 92058 | Host Customer is System Owner | [7 empty] | 122.85 | 40.95 |  | Glycol | Steam Back | Solar Storage and Auxiliary Tanks are separate |  | 1 | 1 | 672 | Z07 | 16 | Units | Apartments/Condos | 10001803 | 3 | 1 | 350 | 1 | 115 | 1 | 199000 | TRUE | 120 | 140 | [5 empty] | FALSE | 22.2 |  | 2011-06-01: 2017-10-23 | 2522 | 10634.13 | Up-front Payment
PGE-009730 | Single Family Residential - Disadvantaged Community | Domestic Hot Water | Gas | Pacific Gas and Electric | Incentive:Paid | 2994 | 29.85 |  | 1 | 118 |  | 100 |  | 2018-01-24 16:47 | 2018-03-14 | INTELLIGENT GREEN SOLUTIONS CA | Retrofit | BAKERSFIELD | Kern | 93307 | Host Customer is System Owner | 5 |  | 30004236 | SunMaxx Solar LLC | ThermoPower | VTS30-HP-G | Indirect Thermosyphon (IT) | 47.9 |  | ThermoPower-VTS-HP30 | Automatic Drainback |  | Solar Storage and Auxiliary Tanks are separate | 79 | 1 | 0.85 | 65 | Z13 | [18 empty] | Kern | FALSE | 52.88 |  | 2017-10-24 | 2018-02-01 |  |  | 2018-01-24 | 2018-03-14 | 2395 | 6240 | Up-front Payment
SCG-009731 | Low Income Single Family Residential | Domestic Hot Water | Gas | Southern California Gas Company | Incentive:Paid | 4723 | 36.9 |  | 1 | 128 |  | 128 |  | 2017-10-31 12:09 | 2018-03-29 | TITANIUM POWER INC | Retrofit | Sun Valley | Los Angeles | 91352 | Host Customer is System Owner | 5 |  | 30004079 | GREENoneTEC Solarindustrie GmbH | Solpal Plus | Solpal Plus L-GT | Direct Integral Collector Storage (DI) | 25.66 |  | Solpal Plus L |  |  | Solar Storage with Tankless Auxiliary Water Heater | 51 | 1 | 1 | 65 | Z09 | [18 empty] | Los Angeles | FALSE | 37.18 |  | 2011-06-01: 2017-10-24; 2011-08-03: 2017-10-31; 2011-09-20: 2018-03-29 | 2353 | 4759 | Up-front Payment
PGE-009732 | Low Income Single Family Residential | Domestic Hot Water | Gas | Pacific Gas and Electric | Incentive:Paid | 3479 | 36.9 |  | 1 | 118 |  | 94 |  | 2017-11-15 12:05 | 2017-11-17 | SELF-HELP HOME IMPROVEMENT PROJECT | Retrofit | Redding | Shasta | 96002 | Host Customer is System Owner | 4 |  | 30004214 | Alternate Energy Technologies | EAGLESUN | DBS-G2-60-40 | Indirect Forced Circulation (IF) | 41.35 |  | MSC-20 | Automatic Drainback |  | Solar Storage and Auxiliary Tanks are separate | 60 | 0.94 | 0.85 | 55 | Z11 | [18 empty] | City of Redding | FALSE | 42.97 |  | 2011-06-01: 2017-10-24; 2011-08-03: 2017-11-15; 2011-09-20: 2017-11-17 | 2523 | 5070 | Up-front Payment
SDG-009733 | Low Income Multifamily Residential | Domestic Hot Water | Gas | San Diego Gas and Electric | Reservation:Canceled | 24813 | 24.89 |  | 1 | 1048 |  | 1048 |  |  |  | PROMISE ENERGY INC | New Construction | Oceanside | Oceanside | 92058 | Host Customer is System Owner | [7 empty] | 286.65 | 40.95 |  | Glycol | Steam Back | Solar Storage and Auxiliary Tanks are separate |  | 1 | 1 | 1040 | Z07 | 26 | Units | Apartments/Condos | 10001803 | 7 | 1 | 600 | 1 | 500 | 1 | 199000 | TRUE | 120 | 140 | [5 empty] | FALSE | 23.68 |  | 2011-06-01: 2017-10-24 | 2522 | 24812.97 | Up-front Payment
SDG-009734 | Low Income Multifamily Residential | Domestic Hot Water | Gas | San Diego Gas and Electric | Reservation:Canceled | 10634 | 24.89 |  | 1 | 479 |  | 479 |  |  |  | PROMISE ENERGY INC | New Construction | Oceanside | Oceanside | 92058 | Host Customer is System Owner | [7 empty] | 122.85 | 40.95 |  | Glycol | Steam Back | Solar Storage and Auxiliary Tanks are separate |  | 1 | 1 | 672 | Z07 | 16 | Units | Apartments/Condos | 10001803 | 3 | 1 | 350 | 1 | 115 | 1 | 199000 | TRUE | 120 | 140 | [5 empty] | FALSE | 22.2 |  | 2011-06-01: 2017-10-24 | 2522 | 10634.13 | Up-front Payment
SDG-009735 | Low Income Multifamily Residential | Domestic Hot Water | Gas | San Diego Gas and Electric | Reservation:Canceled | 10634 | 24.89 |  | 1 | 477 |  | 477 |  |  |  | PROMISE ENERGY INC | New Construction | Oceanside | Oceanside | 92058 | Host Customer is System Owner | [7 empty] | 122.85 | 40.95 |  | Glycol | Steam Back | Solar Storage and Auxiliary Tanks are separate |  | 1 | 1 | 672 | Z07 | 16 | Units | Apartments/Condos | 10001803 | 3 | 1 | 350 | 1 | 115 | 1 | 199000 | FALSE | 120 | 140 | [5 empty] | FALSE | 22.29 |  | 2011-06-01: 2017-10-24 | 2522 | 10634.13 | Up-front Payment
SDG-009736 | Low Income Multifamily Residential | Domestic Hot Water | Gas | San Diego Gas and Electric | Reservation:Canceled | 7089 | 24.89 |  | 1 | 321 |  | 321 |  |  |  | PROMISE ENERGY INC | New Construction | Oceanside | Oceanside | 92058 | Host Customer is System Owner | [7 empty] | 81.9 | 40.95 |  | Glycol | Steam Back | Solar Storage and Auxiliary Tanks are separate |  | 1 | 1 | 420 | Z07 | 10 | Units | Apartments/Condos | 10001803 | 2 | 1 | 350 | 1 | 115 | 1 | 199000 | TRUE | 120 | 140 | [5 empty] | FALSE | 22.09 |  | 2011-06-01: 2017-10-24 | 2522 | 7089.42 | Up-front Payment
SDG-009737 | Low Income Multifamily Residential | Domestic Hot Water | Gas | San Diego Gas and Electric | Reservation:Canceled | 7089 | 24.89 |  | 1 | 320 |  | 320 |  |  |  | PROMISE ENERGY INC | New Construction | Oceanside | Oceanside | 92058 | Host Customer is System Owner | [7 empty] | 81.9 | 40.95 |  | Glycol | Steam Back | Solar Storage and Auxiliary Tanks are separate |  | 1 | 1 | 420 | Z07 | 10 | Units | Apartments/Condos | 10001803 | 2 | 1 | 350 | 1 | 115 | 1 | 199000 | TRUE | 120 | 140 | [5 empty] | FALSE | 22.15 |  | 2011-06-01: 2017-10-24 | 2522 | 7089.42 | Up-front Payment
SCG-009738 | Single Family Residential | Domestic Hot Water | Gas | Southern California Gas Company | Incentive:Paid | 4366 | 29.85 |  | 1 | 160 |  | 152 |  | 2017-12-27 08:19 | 2018-01-23 | AMECO SOLAR INC | Retrofit | Rancho Palos Verdes | Los Angeles | 90275 | Host Customer is System Owner | 4 |  | 2001001E | SunEarth, Inc. | SOLARAY | TE64P-80-2G | Indirect Forced Circulation (IF) | 65.67 |  | EP-32 / EP-32-0.75 | Glycol | Steam Back | Solar Storage and Auxiliary Tanks are separate | 80 | 1 | 0.95 | 55 | Z06 | [18 empty] | Rancho Palos Verdes CA | FALSE | 67.75 |  | 2011-06-01: 2017-10-24; 2011-08-03: 2017-12-27; 2011-09-20: 2018-01-23 | 2466 | 10840.16 | Up-front Payment
SDG-009739 | Low Income Multifamily Residential | Domestic Hot Water | Gas | San Diego Gas and Electric | Reservation:Canceled | 7089 | 24.89 |  | 1 | 319 |  | 319 |  |  |  | PROMISE ENERGY INC | New Construction | Oceanside | Oceanside | 92058 | Host Customer is System Owner | [7 empty] | 81.9 | 40.95 |  | Glycol | Steam Back | Solar Storage and Auxiliary Tanks are separate |  | 1 | 1 | 420 | Z07 | 10 | Units | Apartments/Condos | 10001803 | 2 | 1 | 350 | 1 | 115 | 1 | 199000 | FALSE | 120 | 140 | [5 empty] | FALSE | 22.22 |  | 2011-06-01: 2017-10-24 | 2522 | 7089.42 | Up-front Payment
SDG-009740 | Low Income Multifamily Residential | Domestic Hot Water | Gas | San Diego Gas and Electric | Reservation:Canceled | 7089 | 24.89 |  | 1 | 312 |  | 312 |  |  |  | PROMISE ENERGY INC | New Construction | Oceanside | Oceanside | 92058 | Host Customer is System Owner | [7 empty] | 81.9 | 40.95 |  | Glycol | Steam Back | Solar Storage and Auxiliary Tanks are separate |  | 1 | 1 | 294 | Z09 | 7 | Units | Apartments/Condos | 10001803 | 2 | 1 | 350 | 1 | 115 | 1 | 199000 | TRUE | 120 | 140 | [5 empty] | FALSE | 22.72 |  | 2011-06-01: 2017-10-24 | 2522 | 7089.42 | Up-front Payment
SDG-009741 | Low Income Multifamily Residential | Domestic Hot Water | Gas | San Diego Gas and Electric | Reservation:Canceled | 7089 | 24.89 |  | 1 | 321 |  | 321 |  |  |  | PROMISE ENERGY INC | New Construction | Oceanside | Oceanside | 92058 | Host Customer is System Owner | [7 empty] | 81.9 | 40.95 |  | Glycol | Steam Back | Solar Storage and Auxiliary Tanks are separate |  | 1 | 1 | 420 | Z07 | 10 | Units | Apartments/Condos | 10001803 | 2 | 1 | 350 | 1 | 115 | 1 | 199000 | TRUE | 120 | 140 | [5 empty] | FALSE | 22.09 |  | 2011-06-01: 2017-10-24 | 2522 | 7089.42 | Up-front Payment
PGE-009743 | Commercial/Multifamily Residential | Domestic Hot Water | Gas | Pacific Gas and Electric | Incentive:Paid | 51073 | 20.19 |  | 1 | 2635 |  | 2530 |  | 2017-11-02 15:39 | 2017-11-08 | SUN LIGHT & POWER | New Construction | South San Francisco | San Francisco | 94080 | Host Customer is System Owner | [7 empty] | 723.06 | 40.17 |  | Glycol | Pressure Stagnation Protection (PSP) | Solar Storage and Auxiliary Tanks are separate |  | 0.96 | 1 | 3078 | Z03 | 81 | Units | Apartments/Condos | 2010115A | 18 | 2 | 1080 | 1 | 200 | 2 | 900000 | TRUE | 140 | 120 |  | Heliodyne - Delta-T Pro Ethernet |  | Heliodyne - Delta-T Pro Ethernet | City of South San Francisco | FALSE | 59.73 |  | 2017-11-01 |  | 2017-11-02 | 2017-11-08 | 2019-03-14 | 2019-04-04 | 2020 | 157385 | Up-front Payment
PGE-009744 | Low Income Single Family Residential | Domestic Hot Water | Gas | Pacific Gas and Electric | Incentive:Paid | 4354 | 36.9 |  | 1 | 118 |  | 118 |  | 2017-10-30 15:58 | 2017-11-17 | SELF-HELP HOME IMPROVEMENT PROJECT | Retrofit | Redding | Shasta | 96003 | Host Customer is System Owner | 3 |  | 30004214 | Alternate Energy Technologies | EAGLESUN | DBS-G2-60-40 | Indirect Forced Circulation (IF) | 41.35 |  | MSC-20 | Automatic Drainback |  | Solar Storage and Auxiliary Tanks are separate | 60 | 1 | 1 | 45 | Z11 | [18 empty] | Shasta County | FALSE | 42.03 |  | 2017-10-24 | 2017-11-03 |  |  | 2017-10-30 | 2017-11-17 | 2523 | 4959.76 | Up-front Payment
SCG-009746 | Low Income Single Family Residential | Domestic Hot Water | Gas | Southern California Gas Company | Incentive:Paid | 4723 | 36.9 |  | 1 | 128 |  | 128 |  | 2017-10-31 12:12 | 2018-03-30 | TITANIUM POWER INC | Retrofit | North Hollywood | Los Angeles | 91605 | Host Customer is System Owner | 8 |  | 30004079 | GREENoneTEC Solarindustrie GmbH | Solpal Plus | Solpal Plus L-GT | Direct Integral Collector Storage (DI) | 25.66 |  | Solpal Plus L |  |  | Solar Storage with Tankless Auxiliary Water Heater | 51 | 1 | 1 | 95 | Z09 | [18 empty] | Los Angeles | FALSE | 37.18 |  | 2011-06-01: 2017-10-25; 2011-08-03: 2017-10-31; 2011-09-20: 2018-03-30 | 2399 | 4759 | Up-front Payment
SCG-009747 | Low Income Single Family Residential | Domestic Hot Water | Gas | Southern California Gas Company | Incentive:Paid | 4723 | 36.9 |  | 1 | 128 |  | 128 |  | 2017-10-31 12:01 | 2018-03-28 | TITANIUM POWER INC | Retrofit | North Hollywood | Los Angeles | 91605 | Host Customer is System Owner | 6 |  | 30004079 | GREENoneTEC Solarindustrie GmbH | Solpal Plus | Solpal Plus L-GT | Direct Integral Collector Storage (DI) | 25.66 |  | Solpal Plus L |  |  | Solar Storage with Tankless Auxiliary Water Heater | 51 | 1 | 1 | 75 | Z09 | [18 empty] | Los Angeles | FALSE | 37.18 |  | 2011-06-01: 2017-10-25; 2011-08-03: 2017-10-31; 2011-09-20: 2018-03-28 | 2399 | 4759 | Up-front Payment
SCG-009749 | Low Income Single Family Residential | Domestic Hot Water | Gas | Southern California Gas Company | Incentive:Paid | 4487 | 36.9 |  | 1 | 128 |  | 122 |  | 2017-10-31 12:04 | 2018-05-02 | TITANIUM POWER INC | Retrofit | Sun Valley | Los Angeles | 91352 | Host Customer is System Owner | 4 |  | 30004079 | GREENoneTEC Solarindustrie GmbH | Solpal Plus | Solpal Plus L-GT | Direct Integral Collector Storage (DI) | 25.66 |  | Solpal Plus L |  |  | Solar Storage with Tankless Auxiliary Water Heater | 51 | 1 | 0.95 | 55 | Z09 | [18 empty] | Los Angeles | FALSE | 35.23 |  | 2011-06-01: 2017-10-25; 2011-08-03: 2017-10-31; 2011-09-20: 2018-05-02 | 2363 | 4509 | Up-front Payment
SCG-009750 | Low Income Single Family Residential | Domestic Hot Water | Gas | Southern California Gas Company | Incentive:Paid | 4723 | 36.9 |  | 1 | 128 |  | 128 |  | 2017-10-31 11:59 | 2018-02-06 | TITANIUM POWER INC | Retrofit | Sun Valley | Los Angeles | 91352 | Host Customer is System Owner | 4 |  | 30004079 | GREENoneTEC Solarindustrie GmbH | Solpal Plus | Solpal Plus L-GT | Direct Integral Collector Storage (DI) | 25.66 |  | Solpal Plus L |  |  | Solar Storage with Tankless Auxiliary Water Heater | 51 | 1 | 1 | 55 | Z09 | [18 empty] | Los Angeles | FALSE | 37.18 |  | 2011-06-01: 2017-10-25; 2011-08-03: 2017-10-31; 2011-09-20: 2018-02-06 | 2452 | 4759 | Up-front Payment
SCG-009751 | Low Income Single Family Residential | Domestic Hot Water | Gas | Southern California Gas Company | Incentive:Canceled | 4487 | 36.9 |  | 1 | 128 |  | 122 |  | 2017-10-30 16:17 |  | TITANIUM POWER INC | Retrofit | Sun Valley | Los Angeles | 91352 | Host Customer is System Owner | 4 |  | 30004079 | GREENoneTEC Solarindustrie GmbH | Solpal Plus | Solpal Plus L-GT | Direct Integral Collector Storage (DI) | 25.66 |  | Solpal Plus L |  |  | Solar Storage with Tankless Auxiliary Water Heater | 51 | 1 | 0.95 | 55 | Z09 | [18 empty] | Los Angeles | FALSE | 35.23 |  | 2011-06-01: 2017-10-25; 2011-06-21: 2018-02-06; 2011-08-03: 2017-10-30 | 2451 | 4509 | Up-front Payment
SCG-009753 | Low Income Single Family Residential | Domestic Hot Water | Gas | Southern California Gas Company | Incentive:Paid | 4723 | 36.9 |  | 1 | 128 |  | 128 |  | 2017-10-31 11:45 | 2018-05-02 | TITANIUM POWER INC | Retrofit | North Hollywood | Los Angeles | 91601 | Host Customer is System Owner | 4 |  | 30004079 | GREENoneTEC Solarindustrie GmbH | Solpal Plus | Solpal Plus L-GT | Direct Integral Collector Storage (DI) | 25.66 |  | Solpal Plus L |  |  | Solar Storage with Tankless Auxiliary Water Heater | 51 | 1 | 1 | 55 | Z09 | [18 empty] | Los Angeles | FALSE | 37.18 |  | 2011-06-01: 2017-10-25; 2011-08-03: 2017-10-31; 2011-09-20: 2018-05-02 | 2363 | 4759 | Up-front Payment
SCG-009754 | Low Income Single Family Residential | Domestic Hot Water | Gas | Southern California Gas Company | Incentive:Paid | 4487 | 36.9 |  | 1 | 128 |  | 122 |  | 2017-10-31 11:43 | 2018-03-28 | TITANIUM POWER INC | Retrofit | Sylmar | Los Angeles | 91340 | Host Customer is System Owner | 8 |  | 30004079 | GREENoneTEC Solarindustrie GmbH | Solpal Plus | Solpal Plus L-GT | Direct Integral Collector Storage (DI) | 25.66 |  | Solpal Plus L |  |  | Solar Storage with Tankless Auxiliary Water Heater | 51 | 1 | 0.95 | 95 | Z09 | [18 empty] | Los Angeles | FALSE | 35.23 |  | 2011-06-01: 2017-10-25; 2011-08-03: 2017-10-31; 2011-09-20: 2018-03-28 | 2399 | 4509 | Up-front Payment
SCG-009755 | Low Income Single Family Residential | Domestic Hot Water | Gas | Southern California Gas Company | Incentive:Paid | 4723 | 36.9 |  | 1 | 128 |  | 128 |  | 2017-10-31 11:42 | 2018-03-28 | TITANIUM POWER INC | Retrofit | Sun Valley | Los Angeles | 91352 | Host Customer is System Owner | 6 |  | 30004079 | GREENoneTEC Solarindustrie GmbH | Solpal Plus | Solpal Plus L-GT | Direct Integral Collector Storage (DI) | 25.66 |  | Solpal Plus L |  |  | Solar Storage with Tankless Auxiliary Water Heater | 51 | 1 | 1 | 75 | Z09 | [18 empty] | Los Angeles | FALSE | 37.18 |  | 2011-06-01: 2017-10-25; 2011-08-03: 2017-10-31; 2011-09-20: 2018-03-28 | 2399 | 4759 | Up-front Payment
SCG-009756 | Low Income Single Family Residential | Domestic Hot Water | Gas | Southern California Gas Company | Incentive:Paid | 4723 | 36.9 |  | 1 | 128 |  | 128 |  | 2017-10-31 11:40 | 2018-04-23 | TITANIUM POWER INC | Retrofit | Sun Valley | Los Angeles | 91352 | Host Customer is System Owner | 5 |  | 30004079 | GREENoneTEC Solarindustrie GmbH | Solpal Plus | Solpal Plus L-GT | Direct Integral Collector Storage (DI) | 25.66 |  | Solpal Plus L |  |  | Solar Storage with Tankless Auxiliary Water Heater | 51 | 1 | 1 | 65 | Z09 | [18 empty] | Los Angeles | FALSE | 37.18 |  | 2011-06-01: 2017-10-25; 2011-08-03: 2017-10-31; 2011-09-20: 2018-04-23 | 2374 | 4759 | Up-front Payment
SCG-009757 | Low Income Single Family Residential | Domestic Hot Water | Gas | Southern California Gas Company | Incentive:Canceled | 4723 | 36.9 |  | 1 | 128 |  | 128 |  | 2017-10-31 11:39 |  | TITANIUM POWER INC | Retrofit | Sun Valley | Los Angeles | 91352 | Host Customer is System Owner | 4 |  | 30004079 | GREENoneTEC Solarindustrie GmbH | Solpal Plus | Solpal Plus L-GT | Direct Integral Collector Storage (DI) | 25.66 |  | Solpal Plus L |  |  | Solar Storage with Tankless Auxiliary Water Heater | 51 | 1 | 1 | 55 | Z09 | [18 empty] | Los Angeles | FALSE | 37.18 |  | 2011-06-01: 2017-10-25; 2011-06-21: 2018-02-06; 2011-08-03: 2017-10-31 | 2451 | 4759 | Up-front Payment
SCG-009758 | Low Income Single Family Residential | Domestic Hot Water | Gas | Southern California Gas Company | Incentive:Paid | 4487 | 36.9 |  | 1 | 128 |  | 122 |  | 2017-10-31 11:37 | 2018-04-09 | TITANIUM POWER INC | Retrofit | Sun Valley | Los Angeles | 91352 | Owner/Tenant | 6 |  | 30004079 | GREENoneTEC Solarindustrie GmbH | Solpal Plus | Solpal Plus L-GT | Direct Integral Collector Storage (DI) | 25.66 |  | Solpal Plus L |  |  | Solar Storage with Tankless Auxiliary Water Heater | 51 | 1 | 0.95 | 75 | Z09 | [18 empty] | Los Angeles | FALSE | 35.23 |  | 2011-06-01: 2017-10-25; 2011-08-03: 2017-10-31; 2011-09-20: 2018-04-09 | 2389 | 4509 | Up-front Payment
SCG-009759 | Low Income Single Family Residential | Domestic Hot Water | Gas | Southern California Gas Company | Incentive:Paid | 4487 | 36.9 |  | 1 | 128 |  | 122 |  | 2017-10-31 11:34 | 2018-03-27 | TITANIUM POWER INC | Retrofit | Sun Valley | Los Angeles | 91352 | Host Customer is System Owner | 8 |  | 30004079 | GREENoneTEC Solarindustrie GmbH | Solpal Plus | Solpal Plus L-GT | Direct Integral Collector Storage (DI) | 25.66 |  | Solpal Plus L |  |  | Solar Storage with Tankless Auxiliary Water Heater | 51 | 1 | 0.95 | 95 | Z09 | [18 empty] | Los Angeles | FALSE | 35.23 |  | 2011-06-01: 2017-10-25; 2011-08-03: 2017-10-31; 2011-09-20: 2018-03-27 | 2403 | 4509 | Up-front Payment
SCG-009760 | Low Income Single Family Residential | Domestic Hot Water | Gas | Southern California Gas Company | Incentive:Paid | 4723 | 36.9 |  | 1 | 128 |  | 128 |  | 2017-10-31 11:32 | 2018-03-27 | TITANIUM POWER INC | Retrofit | Sun Valley | Los Angeles | 91352 | Host Customer is System Owner | 5 |  | 30004079 | GREENoneTEC Solarindustrie GmbH | Solpal Plus | Solpal Plus L-GT | Direct Integral Collector Storage (DI) | 25.66 |  | Solpal Plus L |  |  | Solar Storage with Tankless Auxiliary Water Heater | 51 | 1 | 1 | 65 | Z09 | [18 empty] | Los Angeles | FALSE | 37.18 |  | 2011-06-01: 2017-10-25; 2011-08-03: 2017-10-31; 2011-09-20: 2018-03-27 | 2403 | 4759 | Up-front Payment
SCG-009761 | Commercial/Multifamily Residential | Domestic Hot Water | Gas | Southern California Gas Company | Incentive:Paid | 50051 | 20.19 |  | 1 | 2479 |  | 2479 |  | 2017-10-26 08:20 | 2017-11-03 | EVOLUTION ENERGY SOLUTIONS L L C | Retrofit | Panorama City | Los Angeles | 91402 | Host Customer is System Owner | [7 empty] | 655.2 | 40.95 |  | Drainback | Drainback (Water) | Solar Storage and Auxiliary Tanks are separate |  | 1 | 1 | 1400 | Z09 | 35 | Units | Apartments/Condos | TRB-40 | 16 | 1 | 1300 | 1 | 200 | 2 | 540000 | TRUE | 140 | 140 |  | SunEarth - SETR A503 TTR U + VFS 10-200 |  | SunEarth - SETR A503 TTR U + VFS 10-200 | Los Angeles | FALSE | 20.19 |  | 2017-10-25 |  | 2017-10-26 | 2017-11-03 | 2019-06-17 | 2019-06-17 | 1954 | 50051 | Up-front Payment
SCG-009763 | Low Income Single Family Residential | Domestic Hot Water | Gas | Southern California Gas Company | Incentive:Canceled | 4723 | 36.9 |  | 1 | 128 |  | 128 |  | 2017-10-31 11:04 |  | TITANIUM POWER INC | Retrofit | Sun Valley | Los Angeles | 91352 | Host Customer is System Owner | 4 |  | 30004079 | GREENoneTEC Solarindustrie GmbH | Solpal Plus | Solpal Plus L-GT | Direct Integral Collector Storage (DI) | 25.66 |  | Solpal Plus L |  |  | Solar Storage with Tankless Auxiliary Water Heater | 51 | 1 | 1 | 55 | Z09 | [18 empty] | Los Angeles | FALSE | 37.18 |  | 2011-06-01: 2017-10-25; 2011-06-21: 2018-02-06; 2011-08-03: 2017-10-31 | 2451 | 4759 | Up-front Payment
SCG-009764 | Low Income Single Family Residential | Domestic Hot Water | Gas | Southern California Gas Company | Incentive:Canceled | 4723 | 36.9 |  | 1 | 128 |  | 128 |  | 2017-10-31 10:57 |  | TITANIUM POWER INC | Retrofit | Sun Valley | Los Angeles | 91352 | Host Customer is System Owner | 5 |  | 30004079 | GREENoneTEC Solarindustrie GmbH | Solpal Plus | Solpal Plus L-GT | Direct Integral Collector Storage (DI) | 25.66 |  | Solpal Plus L |  |  | Solar Storage with Tankless Auxiliary Water Heater | 51 | 1 | 1 | 65 | Z09 | [18 empty] | Los Angeles | FALSE | 37.18 |  | 2011-06-01: 2017-10-25; 2011-06-21: 2018-02-06; 2011-08-03: 2017-10-31 | 2451 | 4759 | Up-front Payment
SCG-009765 | Low Income Single Family Residential | Domestic Hot Water | Gas | Southern California Gas Company | Incentive:Paid | 4723 | 36.9 |  | 1 | 128 |  | 128 |  | 2017-10-30 16:26 | 2018-03-26 | TITANIUM POWER INC | Retrofit | Sun Valley | Los Angeles | 91352 | Host Customer is System Owner | 4 |  | 30004079 | GREENoneTEC Solarindustrie GmbH | Solpal Plus | Solpal Plus L-GT | Direct Integral Collector Storage (DI) | 25.66 |  | Solpal Plus L |  |  | Solar Storage with Tankless Auxiliary Water Heater | 51 | 1 | 1 | 55 | Z09 | [18 empty] | Los Angeles | FALSE | 37.18 |  | 2011-06-01: 2017-10-25; 2011-08-03: 2017-10-30; 2011-09-20: 2018-03-26 | 2404 | 4759 | Up-front Payment
SCG-009766 | Low Income Single Family Residential | Domestic Hot Water | Gas | Southern California Gas Company | Incentive:Paid | 4487 | 36.9 |  | 1 | 128 |  | 122 |  | 2017-10-30 16:24 | 2018-03-26 | TITANIUM POWER INC | Retrofit | San Fernando | Los Angeles | 91340 | Host Customer is System Owner | 7 |  | 30004079 | GREENoneTEC Solarindustrie GmbH | Solpal Plus | Solpal Plus L-GT | Direct Integral Collector Storage (DI) | 25.66 |  | Solpal Plus L |  |  | Solar Storage with Tankless Auxiliary Water Heater | 51 | 1 | 0.95 | 85 | Z09 | [18 empty] | Los Angeles | FALSE | 35.23 |  | 2011-06-01: 2017-10-25; 2011-08-03: 2017-10-30; 2011-09-20: 2018-03-26 | 2404 | 4509 | Up-front Payment
SCG-009767 | Low Income Single Family Residential | Domestic Hot Water | Gas | Southern California Gas Company | Incentive:Paid | 4723 | 36.9 |  | 1 | 128 |  | 128 |  | 2017-10-30 16:20 | 2018-03-23 | TITANIUM POWER INC | Retrofit | Pacoima | Los Angeles | 91331 | Host Customer is System Owner | 6 |  | 30004079 | GREENoneTEC Solarindustrie GmbH | Solpal Plus | Solpal Plus L-GT | Direct Integral Collector Storage (DI) | 25.66 |  | Solpal Plus L |  |  | Solar Storage with Tankless Auxiliary Water Heater | 51 | 1 | 1 | 75 | Z09 | [18 empty] | Los Angeles | FALSE | 37.18 |  | 2011-06-01: 2017-10-25; 2011-08-03: 2017-10-30; 2011-09-20: 2018-03-23 | 2400 | 4759 | Up-front Payment
SCG-009768 | Low Income Multifamily Residential | Domestic Hot Water | Gas | Southern California Gas Company | Reservation:Canceled | 58243 | 24.89 |  | 1 | 2340 |  | 2340 |  |  |  | DOCTOR PIPER INC | Retrofit | LOS ANGELES | Los Angeles | 90003 | Power Purchase Agreements | [7 empty] | 843.57 | 40.17 |  | Glycol | Steam Back | Solar Storage and Auxiliary Tanks are separate |  | 1 | 1 | 1600 | Z09 | 40 | Units | Apartments/Condos | 2010115A | 21 | 1 | 1600 | 6 | 120 | 1 | 900000 | TRUE | 125 | 125 | [5 empty] | FALSE | 45.06 | [7 empty] | 0 | 105450 | Up-front Payment
SCG-009770 | Low Income Single Family Residential | Domestic Hot Water | Gas | Southern California Gas Company | Incentive:Paid | 4723 | 36.9 |  | 1 | 128 |  | 128 |  | 2018-01-15 13:17 | 2018-04-02 | TITANIUM POWER INC | Retrofit | Pacoima | Los Angeles | 91331 | Host Customer is System Owner | 9 |  | 30004079 | GREENoneTEC Solarindustrie GmbH | Solpal Plus | Solpal Plus L-GT | Direct Integral Collector Storage (DI) | 25.66 |  | Solpal Plus L |  |  | Solar Storage with Tankless Auxiliary Water Heater | 51 | 1 | 1 | 105 | Z09 | [18 empty] | Los Angeles | FALSE | 37.18 |  | 2011-06-01: 2017-10-25; 2011-08-03: 2018-01-15; 2011-09-20: 2018-04-02 | 2395 | 4759 | Up-front Payment
PGE-009771 | Commercial/Multifamily Residential | Domestic Hot Water | Gas | Pacific Gas and Electric | Incentive:Paid | 27317 | 20.19 |  | 1 | 1353 |  | 1353 |  | 2017-11-01 13:26 | 2017-12-01 | INTELLIGENT GREEN SOLUTIONS CA | Retrofit | Selma | Fresno | 93662 | Lease | [7 empty] | 589.8 | 29.49 |  | Glycol | Steam Back | Solar Storage and Auxiliary Tanks are separate |  | 1 | 1 | 1120 | Z13 | 40 |  | Other | 10002034 | 20 | 1 | 600 | 1 | 200 | 2 | 199900 | TRUE | 160 | 140 |  | SunMaxx Solar - SmartMaxx-EMETER1000 |  | SunMaxx Solar - SmartMaxx-EMETER1000 | Selma | FALSE | 56.67 |  | 2017-10-26 | 2017-11-08 | 2017-11-01 | 2017-12-01 | 2017-12-12 | 2017-12-20 | 2466 | 76674 | Up-front Payment
SCG-009773 | Commercial/Multifamily Residential | Domestic Hot Water | Gas | Southern California Gas Company | Incentive:Paid | 37634 | 20.19 |  | 1 | 1865 |  | 1865 |  | 2017-11-14 09:10 | 2017-11-14 | EVOLUTION ENERGY SOLUTIONS L L C | Retrofit | Pomona | Los Angeles | 91768 | Host Customer is System Owner | [7 empty] | 572.6 | 40.9 |  | Drainback | Drainback (Water) | Solar Storage and Auxiliary Tanks are separate |  | 1 | 1 | 1248 | Z09 | 96 | Persons | Men's Dormitories | EC-40 | 14 | 1 | 1100 | 1 | 240 | 2 | 1000000 | TRUE | 140 | 140 |  | SunEarth - SETR A503 TTR U + VFS 10-200 |  | SunEarth - SETR A503 TTR U + VFS 10-200 | Cal Poly Pomona | FALSE | 20.18 |  | 2017-11-09 |  | 2017-11-14 | 2017-11-14 | 2019-01-03 | 2019-01-14 | 2110 | 37634 | Up-front Payment
PGE-009774 | Low Income Single Family Residential | Domestic Hot Water | Gas | Pacific Gas and Electric | Incentive:Paid | 5397 | 36.9 |  | 1 | 157 |  | 155 |  | 2017-12-07 10:48 | 2018-01-05 | CENTRAL COAST ENERGY SERVICES INC | Retrofit | HOLLISTER | San Benito | 95023 | Owner/Tenant | 4 |  | 2010017C | Alternate Energy Technologies | EAGLESUN | DBS-G2-80-64 | Indirect Forced Circulation (IF) | 65.34 |  | MSC-32 | Automatic Drainback |  | Solar Storage and Auxiliary Tanks are separate | 80 | 0.99 | 1 | 55 | Z04 | [18 empty] | City of Hollister | FALSE | 53.59 |  | 2011-06-01: 2017-10-26; 2011-08-03: 2017-12-07; 2011-09-20: 2018-01-05 | 2461 | 8413.15 | Up-front Payment
PGE-009775 | Low Income Multifamily Residential | Domestic Hot Water | Gas | Pacific Gas and Electric | Incentive:Paid | 63918 | 24.89 |  | 1 | 2568 |  | 2568 |  | 2018-02-01 15:00 | 2018-04-12 | LUMINALT ENERGY CORPORATION | New Construction | San Francisco | San Francisco | 94124 | Host Customer is System Owner | [7 empty] | 723.06 | 40.17 |  | Glycol | Pressure Stagnation Protection (PSP) | Solar Storage and Auxiliary Tanks are separate |  | 1 | 1 | 2166 | Z03 | 57 | Units | Apartments/Condos | 2010115A | 18 | 1 | 1080 | 1 | 357 | 3 | 900000 | TRUE | 130 | 120 |  | Heliodyne - Delta-T Pro Ethernet |  | Heliodyne - Delta-T Pro Ethernet | City and County of San Francisco | FALSE | 32.24 |  | 2017-10-26 | 2018-02-06 | 2018-02-01 | 2018-04-12 | 2018-06-21 | 2018-08-29 | 2234 | 82800 | Up-front Payment
PGE-009776 | Low Income Multifamily Residential | Domestic Hot Water | Gas | Pacific Gas and Electric | Incentive:Paid | 57720 | 24.89 |  | 1 | 2319 |  | 2319 |  | 2018-02-01 15:01 | 2018-04-12 | LUMINALT ENERGY CORPORATION | New Construction | San Francisco | San Francisco | 94124 | Host Customer is System Owner | [7 empty] | 642.72 | 40.17 |  | Glycol | Pressure Stagnation Protection (PSP) | Solar Storage and Auxiliary Tanks are separate |  | 1 | 1 | 2000 | Z03 | 50 | Units | Apartments/Condos | 2010115A | 16 | 1 | 900 | 1 | 357 | 3 | 900000 | TRUE | 130 | 120 |  | Heliodyne - Delta-T Pro Ethernet |  | Heliodyne - Delta-T Pro Ethernet | City and County of San Francisco | FALSE | 30.99 |  | 2017-10-26 | 2018-02-06 | 2018-02-01 | 2018-04-12 | 2018-06-21 | 2018-07-06 | 2280 | 71872 | Up-front Payment
SCG-009777 | Multifamily Residential - Disadvantaged Community | Domestic Hot Water | Gas | Southern California Gas Company | Incentive:Paid | 32607 | 20.19 |  | 1 | 1615 |  | 1615 |  | 2017-11-06 08:56 | 2017-11-07 | EVOLUTION ENERGY SOLUTIONS L L C | Retrofit | Los Angeles | Los Angeles | 90027 | Host Customer is System Owner | [7 empty] | 450.45 | 40.95 |  | Drainback | Drainback (Water) | Solar Storage and Auxiliary Tanks are separate |  | 1 | 1 | 880 | Z09 | 22 | Units | Apartments/Condos | TRB-40 | 11 | 1 | 800 | 1 | 100 | 1 | 270000 | TRUE | 140 | 140 |  |  |  |  | Los Angeles | FALSE | 20.19 |  | 2017-10-27 |  | 2017-11-06 | 2017-11-07 | 2018-04-09 | 2018-04-24 | 2327 | 32607 | Up-front Payment
SCG-009778 | Multifamily Residential - Disadvantaged Community | Domestic Hot Water | Gas | Southern California Gas Company | Incentive:Paid | 32607 | 20.19 |  | 1 | 1615 |  | 1615 |  | 2017-11-06 08:57 | 2017-11-07 | EVOLUTION ENERGY SOLUTIONS L L C | Retrofit | Los Angeles | Los Angeles | 90027 | Host Customer is System Owner | [7 empty] | 450.45 | 40.95 |  | Drainback | Drainback (Water) | Solar Storage and Auxiliary Tanks are separate |  | 1 | 1 | 880 | Z09 | 22 | Units | Apartments/Condos | TRB-40 | 11 | 1 | 800 | 1 | 100 | 1 | 270000 | TRUE | 140 | 140 |  |  |  |  | Los Angeles | FALSE | 20.19 |  | 2017-10-27 |  | 2017-11-06 | 2017-11-07 | 2018-04-12 | 2018-04-18 | 2327 | 32607 | Up-front Payment
SCG-009779 | Commercial/Multifamily Residential | Domestic Hot Water | Gas | Southern California Gas Company | Incentive:Paid | 88351 | 20.19 |  | 1 | 4376 |  | 4376 |  | 2017-11-06 08:59 | 2017-11-14 | EVOLUTION ENERGY SOLUTIONS L L C | Retrofit | Los Angeles | Los Angeles | 90006 | Host Customer is System Owner | [7 empty] | 1347.84 | 42.12 |  | Drainback | Drainback (Water) | Solar Storage and Auxiliary Tanks are separate |  | 1 | 1 | 2052 | Z09 | 54 | Units | Apartments/Condos | 10001912 | 32 | 1 | 3000 | 2 | 230 | 3 | 540000 | TRUE | 140 | 140 |  | SunEarth - SETR A503 TTR U + VFS 10-200 |  | SunEarth - SETR A503 TTR U + VFS 10-200 | Los Angeles | FALSE | 20.19 |  | 2017-10-27 |  | 2017-11-06 | 2017-11-14 | 2019-03-14 | 2019-03-28 | 2035 | 88351 | Up-front Payment
SCG-009780 | Multifamily Residential - Disadvantaged Community | Domestic Hot Water | Gas | Southern California Gas Company | Incentive:Paid | 50374 | 20.19 |  | 1 | 2495 |  | 2495 |  | 2017-11-06 08:54 | 2017-11-14 | EVOLUTION ENERGY SOLUTIONS L L C | Retrofit | Los Angeles | Los Angeles | 90004 | Host Customer is System Owner | [7 empty] | 655.2 | 40.95 |  | Drainback | Drainback (Water) | Solar Storage and Auxiliary Tanks are separate |  | 1 | 1 | 1440 | Z09 | 36 | Units | Apartments/Condos | TRB-40 | 16 | 1 | 1300 | 1 | 100 | 1 | 270000 | TRUE | 140 | 140 |  | SunEarth - SETR A503 TTR U + VFS 10-200 |  | SunEarth - SETR A503 TTR U + VFS 10-200 | Los Angeles | FALSE | 20.19 |  | 2017-10-27 |  | 2017-11-06 | 2017-11-14 | 2018-02-21 | 2018-02-26 | 2424 | 50374 | Up-front Payment
PGE-009781 | Single Family Residential | Domestic Hot Water | Gas | Pacific Gas and Electric | Incentive:Paid | 3522 | 29.85 |  | 1 | 118 |  | 118 |  | 2017-12-21 12:40 | 2018-01-23 | INTELLIGENT GREEN SOLUTIONS CA | Retrofit | BAKERSFIELD | Kern | 93307 | Host Customer is System Owner | 5 |  | 30004236 | SunMaxx Solar LLC | ThermoPower | VTS30-HP-G | Indirect Thermosyphon (IT) | 47.9 |  | ThermoPower-VTS-HP30 | Automatic Drainback |  | Solar Storage and Auxiliary Tanks are separate | 79 | 1 | 1 | 65 | Z13 | [18 empty] | Bakersfield | FALSE | 52.88 |  | 2017-10-27 | 2017-12-28 |  |  | 2017-12-21 | 2018-01-23 | 2461 | 6240 | Up-front Payment
SCG-009782 | Commercial/Multifamily Residential | Domestic Hot Water | Gas | Southern California Gas Company | Incentive:Paid | 73552 | 20.19 |  | 1 | 3643 |  | 3643 |  | 2017-11-06 08:51 | 2017-11-14 | EVOLUTION ENERGY SOLUTIONS L L C | Retrofit | Los Angeles | Los Angeles | 90006 | Host Customer is System Owner | [7 empty] | 982.8 | 40.95 |  | Drainback | Drainback (Water) | Solar Storage and Auxiliary Tanks are separate |  | 1 | 1 | 1938 | Z09 | 51 | Units | Apartments/Condos | TRB-40 | 24 | 1 | 2100 | 1 | 200 | 2 | 450000 | TRUE | 140 | 140 |  | SunEarth - SETR A503 TTR U + VFS 10-200 |  | SunEarth - SETR A503 TTR U + VFS 10-200 | Los Angeles | FALSE | 20.19 |  | 2017-10-27 |  | 2017-11-06 | 2017-11-14 | 2019-04-24 | 2019-05-01 | 2003 | 73552 | Up-front Payment
PGE-009783 | Single Family Residential | Domestic Hot Water | Gas | Pacific Gas and Electric | Incentive:Paid | 2994 | 29.85 |  | 1 | 118 |  | 100 |  | 2017-12-26 12:29 | 2018-01-23 | INTELLIGENT GREEN SOLUTIONS CA | Retrofit | Bakersfield | Kern | 93309 | Host Customer is System Owner | 3 |  | 30004236 | SunMaxx Solar LLC | ThermoPower | VTS30-HP-G | Indirect Thermosyphon (IT) | 47.9 |  | ThermoPower-VTS-HP30 | Automatic Drainback |  | Solar Storage and Auxiliary Tanks are separate | 79 | 1 | 0.85 | 45 | Z13 | [18 empty] | Bakersfield | FALSE | 52.88 |  | 2017-10-27 | 2017-12-28 |  |  | 2017-12-26 | 2018-01-23 | 2461 | 6240 | Up-front Payment
SCG-009784 | Commercial/Multifamily Residential | Domestic Hot Water | Gas | Southern California Gas Company | Incentive:Paid | 37634 | 20.19 |  | 1 | 1864 |  | 1864 |  | 2017-11-06 08:53 | 2017-11-14 | EVOLUTION ENERGY SOLUTIONS L L C | Retrofit | Los Angeles | Los Angeles | 90020 | Host Customer is System Owner | [7 empty] | 532.35 | 40.95 |  | Drainback | Drainback (Water) | Solar Storage and Auxiliary Tanks are separate |  | 1 | 1 | 960 | Z09 | 24 | Units | Apartments/Condos | TRB-40 | 13 | 1 | 1000 | 1 | 100 | 1 | 250000 | TRUE | 140 | 140 |  | SunEarth - SETR A503 TTR U + VFS 10-200 |  | SunEarth - SETR A503 TTR U + VFS 10-200 | Los Angeles | FALSE | 20.19 |  | 2017-10-27 |  | 2017-11-06 | 2017-11-14 | 2018-03-15 | 2018-03-30 | 2329 | 37634 | Up-front Payment
SCG-009785 | Single Family Residential - Disadvantaged Community | Domestic Hot Water | Gas | Southern California Gas Company | Incentive:Paid | 3821 | 29.85 |  | 1 | 128 |  | 128 |  | 2017-10-31 12:52 | 2018-01-22 | TITANIUM POWER INC | Retrofit | Arleta | Los Angeles | 91331 | Host Customer is System Owner | 6 |  | 30004079 | GREENoneTEC Solarindustrie GmbH | Solpal Plus | Solpal Plus L-GT | Direct Integral Collector Storage (DI) | 25.66 |  | Solpal Plus L |  |  | Solar Storage with Tankless Auxiliary Water Heater | 51 | 1 | 1 | 75 | Z09 | [18 empty] | Los Angeles | FALSE | 37.18 |  | 2011-06-01: 2017-10-27; 2011-08-03: 2017-10-31; 2011-09-20: 2018-01-22 | 2467 | 4759 | Up-front Payment
SCG-009786 | Low Income Single Family Residential | Domestic Hot Water | Gas | Southern California Gas Company | Incentive:Canceled | 4723 | 36.9 |  | 1 | 128 |  | 128 |  | 2017-11-07 11:42 |  | TITANIUM POWER INC | Retrofit | Sun Valley | Los Angeles | 91352 | Host Customer is System Owner | 4 |  | 30004079 | GREENoneTEC Solarindustrie GmbH | Solpal Plus | Solpal Plus L-GT | Direct Integral Collector Storage (DI) | 25.66 |  | Solpal Plus L |  |  | Solar Storage with Tankless Auxiliary Water Heater | 51 | 1 | 1 | 55 | Z09 | [18 empty] | Los Angeles | FALSE | 37.18 |  | 2011-06-01: 2017-10-27; 2011-06-21: 2018-02-06; 2011-08-03: 2017-11-07 | 2451 | 4759 | Up-front Payment
SCG-009787 | Single Family Residential | Domestic Hot Water | Gas | Southern California Gas Company | Incentive:Paid | 3821 | 29.85 |  | 1 | 128 |  | 128 |  | 2017-10-31 12:53 | 2018-01-22 | TITANIUM POWER INC | Retrofit | San Fernando | Los Angeles | 91340 | Owner/Tenant | 6 |  | 30004079 | GREENoneTEC Solarindustrie GmbH | Solpal Plus | Solpal Plus L-GT | Direct Integral Collector Storage (DI) | 25.66 |  | Solpal Plus L |  |  | Solar Storage with Tankless Auxiliary Water Heater | 51 | 1 | 1 | 75 | Z09 | [18 empty] | Los Angeles | FALSE | 37.18 |  | 2011-06-01: 2017-10-27; 2011-08-03: 2017-10-31; 2011-09-20: 2018-01-22 | 2467 | 4759 | Up-front Payment
SCG-009788 | Low Income Single Family Residential | Domestic Hot Water | Gas | Southern California Gas Company | Incentive:Paid | 4723 | 36.9 |  | 1 | 128 |  | 128 |  | 2017-11-18 09:52 | 2018-04-02 | TITANIUM POWER INC | Retrofit | Sun Valley | Los Angeles | 91352 | Host Customer is System Owner | 8 |  | 30004079 | GREENoneTEC Solarindustrie GmbH | Solpal Plus | Solpal Plus L-GT | Direct Integral Collector Storage (DI) | 25.66 |  | Solpal Plus L |  |  | Solar Storage with Tankless Auxiliary Water Heater | 51 | 1 | 1 | 95 | Z09 | [18 empty] | Los Angeles | FALSE | 37.18 |  | 2011-06-01: 2017-10-27; 2011-08-03: 2017-11-18; 2011-09-20: 2018-04-02 | 2395 | 4759 | Up-front Payment
SCG-009789 | Low Income Single Family Residential | Domestic Hot Water | Gas | Southern California Gas Company | Incentive:Paid | 4723 | 36.9 |  | 1 | 128 |  | 128 |  | 2017-11-06 13:32 | 2018-03-30 | TITANIUM POWER INC | Retrofit | Sun Valley | Los Angeles | 91352 | Host Customer is System Owner | 6 |  | 30004079 | GREENoneTEC Solarindustrie GmbH | Solpal Plus | Solpal Plus L-GT | Direct Integral Collector Storage (DI) | 25.66 |  | Solpal Plus L |  |  | Solar Storage with Tankless Auxiliary Water Heater | 51 | 1 | 1 | 75 | Z09 | [18 empty] | Los Angeles | FALSE | 37.18 |  | 2011-06-01: 2017-10-27; 2011-08-03: 2017-11-06; 2011-09-20: 2018-03-30 | 2397 | 4759 | Up-front Payment
SCG-009790 | Low Income Single Family Residential | Domestic Hot Water | Gas | Southern California Gas Company | Incentive:Paid | 4723 | 36.9 |  | 1 | 128 |  | 128 |  | 2017-11-07 08:44 | 2018-02-20 | TITANIUM POWER INC | Retrofit | Sun Valley | Los Angeles | 91352 | Host Customer is System Owner | 6 |  | 30004079 | GREENoneTEC Solarindustrie GmbH | Solpal Plus | Solpal Plus L-GT | Direct Integral Collector Storage (DI) | 25.66 |  | Solpal Plus L |  |  | Solar Storage with Tankless Auxiliary Water Heater | 51 | 1 | 1 | 75 | Z09 | [18 empty] | Los Angeles | FALSE | 37.18 |  | 2011-06-01: 2017-10-27; 2011-08-03: 2017-11-07; 2011-09-20: 2018-02-20 | 2433 | 4759 | Up-front Payment
SCG-009791 | Low Income Single Family Residential | Domestic Hot Water | Gas | Southern California Gas Company | Incentive:Paid | 4723 | 36.9 |  | 1 | 128 |  | 128 |  | 2017-11-07 08:42 | 2018-02-05 | TITANIUM POWER INC | Retrofit | Sun Valley | Los Angeles | 91352 | Host Customer is System Owner | 4 |  | 30004079 | GREENoneTEC Solarindustrie GmbH | Solpal Plus | Solpal Plus L-GT | Direct Integral Collector Storage (DI) | 25.66 |  | Solpal Plus L |  |  | Solar Storage with Tankless Auxiliary Water Heater | 51 | 1 | 1 | 55 | Z09 | [18 empty] | Los Angeles | FALSE | 37.18 |  | 2011-06-01: 2017-10-27; 2011-08-03: 2017-11-07; 2011-09-20: 2018-02-05 | 2448 | 4759 | Up-front Payment
SCG-009792 | Low Income Single Family Residential | Domestic Hot Water | Gas | Southern California Gas Company | Incentive:Paid | 4723 | 36.9 |  | 1 | 128 |  | 128 |  | 2017-11-07 08:40 | 2018-02-05 | TITANIUM POWER INC | Retrofit | Sun Valley | Los Angeles | 91352 | Host Customer is System Owner | 8 |  | 30004079 | GREENoneTEC Solarindustrie GmbH | Solpal Plus | Solpal Plus L-GT | Direct Integral Collector Storage (DI) | 25.66 |  | Solpal Plus L |  |  | Solar Storage with Tankless Auxiliary Water Heater | 51 | 1 | 1 | 95 | Z09 | [18 empty] | Los Angeles | FALSE | 37.18 |  | 2011-06-01: 2017-10-27; 2011-08-03: 2017-11-07; 2011-09-20: 2018-02-05 | 2448 | 4759 | Up-front Payment
SCG-009794 | Low Income Single Family Residential | Domestic Hot Water | Gas | Southern California Gas Company | Incentive:Canceled | 4487 | 36.9 |  | 1 | 128 |  | 122 |  | 2017-11-07 08:32 |  | TITANIUM POWER INC | Retrofit | North Hollywood | Los Angeles | 91605 | Host Customer is System Owner | 5 |  | 30004079 | GREENoneTEC Solarindustrie GmbH | Solpal Plus | Solpal Plus L-GT | Direct Integral Collector Storage (DI) | 25.66 |  | Solpal Plus L |  |  | Solar Storage with Tankless Auxiliary Water Heater | 51 | 1 | 0.95 | 65 | Z09 | [18 empty] | Los Angeles | FALSE | 35.23 |  | 2011-06-01: 2017-10-27; 2011-06-21: 2018-02-06; 2011-08-03: 2017-11-07 | 2451 | 4509 | Up-front Payment
SCG-009795 | Low Income Single Family Residential | Domestic Hot Water | Gas | Southern California Gas Company | Incentive:Paid | 4487 | 36.9 |  | 1 | 128 |  | 122 |  | 2017-11-06 13:36 | 2018-03-21 | TITANIUM POWER INC | Retrofit | North Hollywood | Los Angeles | 91605 | Owner/Tenant | 7 |  | 30004079 | GREENoneTEC Solarindustrie GmbH | Solpal Plus | Solpal Plus L-GT | Direct Integral Collector Storage (DI) | 25.66 |  | Solpal Plus L |  |  | Solar Storage with Tankless Auxiliary Water Heater | 51 | 1 | 0.95 | 85 | Z09 | [18 empty] | Los Angeles | FALSE | 35.23 |  | 2011-06-01: 2017-10-27; 2011-08-03: 2017-11-06; 2011-09-20: 2018-03-21 | 2402 | 4509 | Up-front Payment
SCG-009797 | Low Income Single Family Residential | Domestic Hot Water | Gas | Southern California Gas Company | Incentive:Paid | 4487 | 36.9 |  | 1 | 128 |  | 122 |  | 2017-11-09 15:00 | 2018-02-06 | TITANIUM POWER INC | Retrofit | North Hollywood | Los Angeles | 91605 | Host Customer is System Owner | 4 |  | 30004079 | GREENoneTEC Solarindustrie GmbH | Solpal Plus | Solpal Plus L-GT | Direct Integral Collector Storage (DI) | 25.66 |  | Solpal Plus L |  |  | Solar Storage with Tankless Auxiliary Water Heater | 51 | 1 | 0.95 | 55 | Z09 | [18 empty] | Los Angeles | FALSE | 35.23 |  | 2011-06-01: 2017-10-27; 2011-08-03: 2017-11-09; 2011-09-20: 2018-02-06 | 2448 | 4509 | Up-front Payment
SCG-009798 | Single Family Residential - Disadvantaged Community | Domestic Hot Water | Gas | Southern California Gas Company | Incentive:Paid | 3630 | 29.85 |  | 1 | 128 |  | 122 |  | 2017-10-31 12:54 | 2018-01-25 | TITANIUM POWER INC | Retrofit | N. Hollywood | Los Angeles | 91605 | Owner/Tenant | 4 |  | 30004079 | GREENoneTEC Solarindustrie GmbH | Solpal Plus | Solpal Plus L-GT | Direct Integral Collector Storage (DI) | 25.66 |  | Solpal Plus L |  |  | Solar Storage with Tankless Auxiliary Water Heater | 51 | 1 | 0.95 | 55 | Z09 | [18 empty] | Los Angeles | FALSE | 28.78 |  | 2011-06-01: 2017-10-27; 2011-08-03: 2017-10-31; 2011-09-20: 2018-01-25 | 2461 | 3684 | Up-front Payment
SCG-009799 | Single Family Residential - Disadvantaged Community | Domestic Hot Water | Gas | Southern California Gas Company | Incentive:Paid | 3821 | 29.85 |  | 1 | 128 |  | 128 |  | 2017-10-31 12:55 | 2018-01-22 | TITANIUM POWER INC | Retrofit | Pacoima | Los Angeles | 91331 | Host Customer is System Owner | 7 |  | 30004079 | GREENoneTEC Solarindustrie GmbH | Solpal Plus | Solpal Plus L-GT | Direct Integral Collector Storage (DI) | 25.66 |  | Solpal Plus L |  |  | Solar Storage with Tankless Auxiliary Water Heater | 51 | 1 | 1 | 85 | Z09 | [18 empty] | Los Angeles | FALSE | 30.34 |  | 2011-06-01: 2017-10-27; 2011-08-03: 2017-10-31; 2011-09-20: 2018-01-22 | 2467 | 3884 | Up-front Payment
SCG-009800 | Single Family Residential - Disadvantaged Community | Domestic Hot Water | Gas | Southern California Gas Company | Incentive:Paid | 3821 | 29.85 |  | 1 | 128 |  | 128 |  | 2017-10-31 12:55 | 2018-01-22 | TITANIUM POWER INC | Retrofit | Pacoima | Los Angeles | 91331 | Host Customer is System Owner | 10 |  | 30004079 | GREENoneTEC Solarindustrie GmbH | Solpal Plus | Solpal Plus L-GT | Direct Integral Collector Storage (DI) | 25.66 |  | Solpal Plus L |  |  | Solar Storage with Tankless Auxiliary Water Heater | 51 | 1 | 1 | 115 | Z09 | [18 empty] | Los Angeles | FALSE | 30.34 |  | 2011-06-01: 2017-10-27; 2011-08-03: 2017-10-31; 2011-09-20: 2018-01-22 | 2467 | 3884 | Up-front Payment
SCG-009801 | Low Income Single Family Residential | Domestic Hot Water | Gas | Southern California Gas Company | Incentive:Canceled | 3884 | 36.9 |  | 1 | 128 |  | 128 |  |  |  | TITANIUM POWER INC | Retrofit | Pacoima | Los Angeles | 91331 | Host Customer is System Owner | 6 |  | 30004079 | GREENoneTEC Solarindustrie GmbH | Solpal Plus | Solpal Plus L-GT | Direct Integral Collector Storage (DI) | 25.66 |  | Solpal Plus L |  |  | Solar Storage with Tankless Auxiliary Water Heater | 51 | 1 | 1 | 75 | Z09 | [18 empty] | Los Angeles | FALSE | 30.34 |  | 2011-06-01: 2017-10-30; 2011-06-21: 2017-11-10 | 2543 | 3884 | Up-front Payment
SCG-009802 | Single Family Residential - Disadvantaged Community | Domestic Hot Water | Gas | Southern California Gas Company | Incentive:Paid | 3821 | 29.85 |  | 1 | 128 |  | 128 |  | 2017-11-02 09:49 | 2018-01-23 | TITANIUM POWER INC | Retrofit | Pacoima | Los Angeles | 91331 | Host Customer is System Owner | 7 |  | 30004079 | GREENoneTEC Solarindustrie GmbH | Solpal Plus | Solpal Plus L-GT | Direct Integral Collector Storage (DI) | 25.66 |  | Solpal Plus L |  |  | Solar Storage with Tankless Auxiliary Water Heater | 51 | 1 | 1 | 85 | Z09 | [18 empty] | Los Angeles | FALSE | 30.34 |  | 2011-06-01: 2017-10-30; 2011-08-03: 2017-11-02; 2011-09-20: 2018-01-23 | 2467 | 3884 | Up-front Payment
SCG-009803 | Low Income Single Family Residential | Domestic Hot Water | Gas | Southern California Gas Company | Incentive:Paid | 4723 | 36.9 |  | 1 | 128 |  | 128 |  | 2017-11-07 11:39 | 2018-02-06 | TITANIUM POWER INC | Retrofit | Pacoima | Los Angeles | 91331 | Host Customer is System Owner | 8 |  | 30004079 | GREENoneTEC Solarindustrie GmbH | Solpal Plus | Solpal Plus L-GT | Direct Integral Collector Storage (DI) | 25.66 |  | Solpal Plus L |  |  | Solar Storage with Tankless Auxiliary Water Heater | 51 | 1 | 1 | 95 | Z09 | [18 empty] | Los Angeles | FALSE | 37.18 |  | 2011-06-01: 2017-10-30; 2011-08-03: 2017-11-07; 2011-09-20: 2018-02-06 | 2448 | 4759 | Up-front Payment
SCG-009804 | Single Family Residential - Disadvantaged Community | Domestic Hot Water | Gas | Southern California Gas Company | Incentive:Paid | 3821 | 29.85 |  | 1 | 128 |  | 128 |  | 2017-11-02 09:47 | 2018-01-24 | TITANIUM POWER INC | Retrofit | San Fernando | Los Angeles | 91340 | Host Customer is System Owner | 6 |  | 30004079 | GREENoneTEC Solarindustrie GmbH | Solpal Plus | Solpal Plus L-GT | Direct Integral Collector Storage (DI) | 25.66 |  | Solpal Plus L |  |  | Solar Storage with Tankless Auxiliary Water Heater | 51 | 1 | 1 | 75 | Z09 | [18 empty] | Los Angeles | FALSE | 30.34 |  | 2011-06-01: 2017-10-30; 2011-08-03: 2017-11-02; 2011-09-20: 2018-01-24 | 2461 | 3884 | Up-front Payment
SCG-009805 | Low Income Single Family Residential | Domestic Hot Water | Gas | Southern California Gas Company | Incentive:Canceled | 4723 | 36.9 |  | 1 | 128 |  | 128 |  | 2017-11-07 08:54 |  | TITANIUM POWER INC | Retrofit | Sun Valley | Los Angeles | 91352 | Host Customer is System Owner | 8 |  | 30004079 | GREENoneTEC Solarindustrie GmbH | Solpal Plus | Solpal Plus L-GT | Direct Integral Collector Storage (DI) | 25.66 |  | Solpal Plus L |  |  | Solar Storage with Tankless Auxiliary Water Heater | 51 | 1 | 1 | 95 | Z09 | [18 empty] | LOS ANGELES | FALSE | 37.18 |  | 2011-06-01: 2017-10-30; 2011-06-21: 2018-02-06; 2011-08-03: 2017-11-07 | 2451 | 4759 | Up-front Payment
SCG-009806 | Single Family Residential - Disadvantaged Community | Domestic Hot Water | Gas | Southern California Gas Company | Incentive:Paid | 3584 | 29.85 |  | 1 | 128 |  | 122 |  | 2017-11-02 09:42 | 2018-01-23 | TITANIUM POWER INC | Retrofit | Pacoima | Los Angeles | 91331 | Host Customer is System Owner | 6 |  | 30004079 | GREENoneTEC Solarindustrie GmbH | Solpal Plus | Solpal Plus L-GT | Direct Integral Collector Storage (DI) | 25.66 |  | Solpal Plus L |  |  | Solar Storage with Tankless Auxiliary Water Heater | 51 | 1 | 0.95 | 75 | Z09 | [18 empty] | Los Angeles | FALSE | 28 |  | 2011-06-01: 2017-10-30; 2011-08-03: 2017-11-02; 2011-09-20: 2018-01-23 | 2466 | 3584 | Up-front Payment
SCG-009807 | Low Income Single Family Residential | Domestic Hot Water | Gas | Southern California Gas Company | Incentive:Paid | 4723 | 36.9 |  | 1 | 128 |  | 128 |  | 2017-11-07 08:36 | 2018-02-06 | TITANIUM POWER INC | Retrofit | North Hollywood | Los Angeles | 91605 | Host Customer is System Owner | 4 |  | 30004079 | GREENoneTEC Solarindustrie GmbH | Solpal Plus | Solpal Plus L-GT | Direct Integral Collector Storage (DI) | 25.66 |  | Solpal Plus L |  |  | Solar Storage with Tankless Auxiliary Water Heater | 51 | 1 | 1 | 55 | Z09 | [18 empty] | LOS ANGELES | FALSE | 37.18 |  | 2011-06-01: 2017-10-30; 2011-08-03: 2017-11-07; 2011-09-20: 2018-02-06 | 2448 | 4759 | Up-front Payment
SCG-009808 | Single Family Residential - Disadvantaged Community | Domestic Hot Water | Gas | Southern California Gas Company | Incentive:Paid | 3821 | 29.85 |  | 1 | 128 |  | 128 |  | 2017-11-02 09:45 | 2018-01-24 | TITANIUM POWER INC | Retrofit | Pacoima | Los Angeles | 91331 | Host Customer is System Owner | 4 |  | 30004079 | GREENoneTEC Solarindustrie GmbH | Solpal Plus | Solpal Plus L-GT | Direct Integral Collector Storage (DI) | 25.66 |  | Solpal Plus L |  |  | Solar Storage with Tankless Auxiliary Water Heater | 51 | 1 | 1 | 55 | Z09 | [18 empty] | Los Angeles | FALSE | 30.34 |  | 2011-06-01: 2017-10-30; 2011-08-03: 2017-11-02; 2011-09-20: 2018-01-24 | 2460 | 3884 | Up-front Payment
SCG-009809 | Low Income Single Family Residential | Domestic Hot Water | Gas | Southern California Gas Company | Incentive:Paid | 4723 | 36.9 |  | 1 | 128 |  | 128 |  | 2017-11-06 13:34 | 2018-02-07 | TITANIUM POWER INC | Retrofit | Pacoima | Los Angeles | 91331 | Host Customer is System Owner | 8 |  | 30004079 | GREENoneTEC Solarindustrie GmbH | Solpal Plus | Solpal Plus L-GT | Direct Integral Collector Storage (DI) | 25.66 |  | Solpal Plus L |  |  | Solar Storage with Tankless Auxiliary Water Heater | 51 | 1 | 1 | 95 | Z09 | [18 empty] | LOS ANGELES | FALSE | 37.18 |  | 2011-06-01: 2017-10-30; 2011-08-03: 2017-11-06; 2011-09-20: 2018-02-07 | 2444 | 4759 | Up-front Payment
SCG-009810 | Single Family Residential | Domestic Hot Water | Gas | Southern California Gas Company | Incentive:Paid | 3821 | 29.85 |  | 1 | 128 |  | 128 |  | 2017-11-07 09:01 | 2017-12-27 | TITANIUM POWER INC | Retrofit | Pacoima | Los Angeles | 91331 | Host Customer is System Owner | 6 |  | 30004079 | GREENoneTEC Solarindustrie GmbH | Solpal Plus | Solpal Plus L-GT | Direct Integral Collector Storage (DI) | 25.66 |  | Solpal Plus L |  |  | Solar Storage with Tankless Auxiliary Water Heater | 51 | 1 | 1 | 75 | Z09 | [18 empty] | Los Angeles | FALSE | 30.34 |  | 2011-06-01: 2017-10-30; 2011-08-03: 2017-11-07; 2011-09-20: 2017-12-27 | 2466 | 3884 | Up-front Payment
SCG-009811 | Low Income Single Family Residential | Domestic Hot Water | Gas | Southern California Gas Company | Incentive:Canceled | 3884 | 36.9 |  | 1 | 128 |  | 128 |  |  |  | TITANIUM POWER INC | Retrofit | Pacoima | Los Angeles | 91331 | Host Customer is System Owner | 8 |  | 30004079 | GREENoneTEC Solarindustrie GmbH | Solpal Plus | Solpal Plus L-GT | Direct Integral Collector Storage (DI) | 25.66 |  | Solpal Plus L |  |  | Solar Storage with Tankless Auxiliary Water Heater | 51 | 1 | 1 | 95 | Z09 | [18 empty] | Los Angeles | FALSE | 30.34 |  | 2011-06-01: 2017-10-30; 2011-06-21: 2017-11-10 | 2543 | 3884 | Up-front Payment
SCG-009812 | Single Family Residential | Domestic Hot Water | Gas | Southern California Gas Company | Incentive:Paid | 3821 | 29.85 |  | 1 | 128 |  | 128 |  | 2017-11-07 08:57 | 2018-01-23 | TITANIUM POWER INC | Retrofit | San Fernando | Los Angeles | 91340 | Host Customer is System Owner | 6 |  | 30004079 | GREENoneTEC Solarindustrie GmbH | Solpal Plus | Solpal Plus L-GT | Direct Integral Collector Storage (DI) | 25.66 |  | Solpal Plus L |  |  | Solar Storage with Tankless Auxiliary Water Heater | 51 | 1 | 1 | 75 | Z09 | [18 empty] | Los Angeles | FALSE | 30.34 |  | 2011-06-01: 2017-10-30; 2011-08-03: 2017-11-07; 2011-09-20: 2018-01-23 | 2466 | 3884 | Up-front Payment
SCG-009813 | Single Family Residential | Domestic Hot Water | Gas | Southern California Gas Company | Incentive:Paid | 4366 | 29.85 |  | 1 | 168 |  | 158 |  | 2017-12-26 21:57 | 2018-01-25 | TENCO SOLAR | Retrofit | Mission Viejo | Orange | 92692 | Host Customer is System Owner | 5 |  | 2001001E | SunEarth, Inc. | SOLARAY | TE64P-80-2G | Indirect Forced Circulation (IF) | 65.67 |  | EP-32 / EP-32-0.75 | Glycol | Advanced Controller with a Vacation or Holiday Mode | Solar Storage and Auxiliary Tanks are separate | 80 | 0.99 | 0.95 | 65 | Z08 | [18 empty] | City of Mission VIejo | FALSE | 50.48 |  | 2011-06-01: 2017-10-30; 2011-08-03: 2017-12-26; 2011-09-20: 2018-01-25 | 2461 | 8480 | Up-front Payment
PGE-009814 | Low Income Multifamily Residential | Domestic Hot Water | Gas | Pacific Gas and Electric | Incentive:Paid | 13889 | 24.89 |  | 1 | 600 |  | 558 |  | 2018-01-05 09:27 | 2018-01-08 | LUMINALT ENERGY CORPORATION | Retrofit | Pinole | Contra Costa | 94564 | Host Customer is System Owner | [7 empty] | 160.68 | 40.17 |  | Glycol | Pressure Stagnation Protection (PSP) | Solar Storage and Auxiliary Tanks are separate |  | 0.93 | 1 | 960 | Z03 | 24 | Units | Apartments/Condos | 2010115A | 4 | 1 | 238 | 2 | 300 | 4 | 400000 | FALSE | 140 | 120 |  |  |  |  | City of Pinole | FALSE | 46.21 |  | 2017-10-31 |  | 2018-01-05 | 2018-01-08 | 2018-02-20 | 2018-03-01 | 2411 | 27728.57 | Up-front Payment
SCG-009815 | Low Income Multifamily Residential | Domestic Hot Water | Gas | Southern California Gas Company | Incentive:Paid | 40596 | 24.89 |  | 1 | 1631 |  | 1631 |  | 2017-11-20 10:43 | 2017-12-20 | PROMISE ENERGY INC | New Construction | Los Angeles | Los Angeles | 90011 | Host Customer is System Owner | [7 empty] | 491.4 | 40.95 |  | Glycol | Steam Back | Solar Storage and Auxiliary Tanks are separate |  | 1 | 1 | 1640 | Z08 | 41 | Units | Apartments/Condos | 10001803 | 12 | 1 | 800 | 1 | 378 | 2 | 399000 | TRUE | 140 | 120 |  | Amatis Controls - AM-JOULE |  | Amatis Controls - AM-JOULE | Los Angeles | FALSE | 49.39 |  | 2017-10-31 |  | 2017-11-20 | 2017-12-20 | 2019-07-16 | 2019-07-26 | 1914 | 80556.83 | Up-front Payment
PGE-009816 | Low Income Multifamily Residential | Domestic Hot Water | Gas | Pacific Gas and Electric | Incentive:Paid | 14074 | 24.89 |  | 1 | 577 |  | 565 |  | 2018-01-05 09:28 | 2018-01-08 | LUMINALT ENERGY CORPORATION | Retrofit | Pinole | Contra Costa | 94564 | Host Customer is System Owner | [7 empty] | 160.68 | 40.17 |  | Glycol | Pressure Stagnation Protection (PSP) | Solar Storage and Auxiliary Tanks are separate |  | 0.98 | 1 | 756 | Z03 | 18 | Units | Apartments/Condos | 2010115A | 4 | 2 | 238 | 2 | 150 | 2 | 200000 | FALSE | 140 | 120 |  |  |  |  | City of Pinole | FALSE | 48.06 |  | 2017-10-31 |  | 2018-01-05 | 2018-01-08 | 2018-02-20 | 2018-03-01 | 2411 | 27728.57 | Up-front Payment
PGE-009817 | Low Income Multifamily Residential | Domestic Hot Water | Gas | Pacific Gas and Electric | Incentive:Paid | 7787 | 24.89 |  | 1 | 316 |  | 313 |  | 2018-01-05 09:28 | 2018-01-08 | LUMINALT ENERGY CORPORATION | Retrofit | Pinole | Contra Costa | 94564 | Host Customer is System Owner | [7 empty] | 160.68 | 40.17 |  | Glycol | Pressure Stagnation Protection (PSP) | Solar Storage and Auxiliary Tanks are separate |  | 0.99 | 1 | 230 | Z03 | 115 | Pounds of Laundry | Coin-op Laundries | 2010115A | 4 | 1 | 238 | 2 | 150 | 2 | 200000 | FALSE | 140 | 120 |  |  |  |  | City of Pinole | FALSE | 87.75 |  | 2017-10-31 |  | 2018-01-05 | 2018-01-08 | 2018-02-20 | 2018-03-01 | 2411 | 27728.57 | Up-front Payment
SCG-009818 | Low Income Single Family Residential | Domestic Hot Water | Gas | Southern California Gas Company | Incentive:Paid | 4723 | 36.9 |  | 1 | 128 |  | 128 |  | 2017-11-03 15:21 | 2018-02-07 | TITANIUM POWER INC | Retrofit | Sun Valley | Los Angeles | 91352 | Host Customer is System Owner | 4 |  | 30004079 | GREENoneTEC Solarindustrie GmbH | Solpal Plus | Solpal Plus L-GT | Direct Integral Collector Storage (DI) | 25.66 |  | Solpal Plus L |  |  | Solar Storage with Tankless Auxiliary Water Heater | 51 | 1 | 1 | 55 | Z09 | [18 empty] | Los Angeles | FALSE | 37.18 |  | 2011-06-01: 2017-10-31; 2011-08-03: 2017-11-03; 2011-09-20: 2018-02-07 | 2444 | 4759 | Up-front Payment
SCG-009819 | Low Income Single Family Residential | Domestic Hot Water | Gas | Southern California Gas Company | Incentive:Paid | 4723 | 36.9 |  | 1 | 128 |  | 128 |  | 2017-11-03 15:22 | 2018-02-07 | TITANIUM POWER INC | Retrofit | Panorama City | Los Angeles | 91402 | Host Customer is System Owner | 5 |  | 30004079 | GREENoneTEC Solarindustrie GmbH | Solpal Plus | Solpal Plus L-GT | Direct Integral Collector Storage (DI) | 25.66 |  | Solpal Plus L |  |  | Solar Storage with Tankless Auxiliary Water Heater | 51 | 1 | 1 | 65 | Z09 | [18 empty] | Los Angeles | FALSE | 37.18 |  | 2011-06-01: 2017-10-31; 2011-08-03: 2017-11-03; 2011-09-20: 2018-02-07 | 2444 | 4759 | Up-front Payment
SCG-009820 | Low Income Single Family Residential | Domestic Hot Water | Gas | Southern California Gas Company | Incentive:Paid | 4723 | 36.9 |  | 1 | 128 |  | 128 |  | 2017-11-03 15:23 | 2018-02-08 | TITANIUM POWER INC | Retrofit | Pacoima | Los Angeles | 91331 | Host Customer is System Owner | 7 |  | 30004079 | GREENoneTEC Solarindustrie GmbH | Solpal Plus | Solpal Plus L-GT | Direct Integral Collector Storage (DI) | 25.66 |  | Solpal Plus L |  |  | Solar Storage with Tankless Auxiliary Water Heater | 51 | 1 | 1 | 85 | Z09 | [18 empty] | Los Angeles | FALSE | 37.18 |  | 2011-06-01: 2017-10-31; 2011-08-03: 2017-11-03; 2011-09-20: 2018-02-08 | 2431 | 4759 | Up-front Payment
SCG-009821 | Low Income Single Family Residential | Domestic Hot Water | Gas | Southern California Gas Company | Incentive:Paid | 4723 | 36.9 |  | 1 | 128 |  | 128 |  | 2017-11-03 15:24 | 2018-02-08 | TITANIUM POWER INC | Retrofit | Pacoima | Los Angeles | 91331 | Host Customer is System Owner | 7 |  | 30004079 | GREENoneTEC Solarindustrie GmbH | Solpal Plus | Solpal Plus L-GT | Direct Integral Collector Storage (DI) | 25.66 |  | Solpal Plus L |  |  | Solar Storage with Tankless Auxiliary Water Heater | 51 | 1 | 1 | 85 | Z09 | [18 empty] | Los Angeles | FALSE | 37.18 |  | 2011-06-01: 2017-10-31; 2011-08-03: 2017-11-03; 2011-09-20: 2018-02-08 | 2431 | 4759 | Up-front Payment
PGE-009822 | Low Income Multifamily Residential | Domestic Hot Water | Gas | Pacific Gas and Electric | Incentive:Paid | 37036 | 24.89 |  | 1 | 1837 |  | 1488 |  | 2018-01-05 09:28 | 2018-01-10 | LUMINALT ENERGY CORPORATION | Retrofit | Pinole | Contra Costa | 94564 | Host Customer is System Owner | [7 empty] | 482.04 | 40.17 |  | Glycol | Pressure Stagnation Protection (PSP) | Solar Storage and Auxiliary Tanks are separate |  | 0.81 | 1 | 2888 | Z03 | 76 | Units | Apartments/Condos | 2010115A | 12 | 1 | 714 | 6 | 610 | 8 | 752000 | TRUE | 140 | 120 |  | Heliodyne - Delta-T Pro Lite WiFi |  | Heliodyne - Delta-T Pro Lite WiFi | City of Pinole | FALSE | 45.28 |  | 2017-10-31 | 2018-01-08 | 2018-01-05 | 2018-01-10 | 2018-02-20 | 2018-03-08 | 2395 | 83185.72 | Up-front Payment
PGE-009823 | Low Income Multifamily Residential | Domestic Hot Water | Gas | Pacific Gas and Electric | Incentive:Paid | 7195 | 24.89 |  | 1 | 292 |  | 289 |  | 2018-01-05 09:29 | 2018-01-08 | LUMINALT ENERGY CORPORATION | Retrofit | Pinole | Contra Costa | 94564 | Host Customer is System Owner | [7 empty] | 160.68 | 40.17 |  | Glycol | Pressure Stagnation Protection (PSP) | Solar Storage and Auxiliary Tanks are separate |  | 0.99 | 1 | 230 | Z03 | 115 | Pounds of Laundry | Coin-op Laundries | 2010115A | 4 | 1 | 238 | 2 | 150 | 2 | 200000 | TRUE | 140 | 120 |  |  |  |  | City of Pinole | FALSE | 94.96 |  | 2017-10-31 |  | 2018-01-05 | 2018-01-08 | 2018-02-20 | 2018-03-01 | 2411 | 27728.57 | Up-front Payment
PGE-009824 | Single Family Residential | Domestic Hot Water | Gas | Pacific Gas and Electric | Incentive:Paid | 2994 | 29.85 |  | 1 | 118 |  | 100 |  | 2017-12-15 16:34 | 2017-12-21 | INTELLIGENT GREEN SOLUTIONS CA | Retrofit | BAKERSFIELD | Kern | 93309 | Host Customer is System Owner | 3 |  | 30004236 | SunMaxx Solar LLC | ThermoPower | VTS30-HP-G | Indirect Thermosyphon (IT) | 47.9 |  | ThermoPower-VTS-HP30 | Automatic Drainback |  | Solar Storage and Auxiliary Tanks are separate | 79 | 1 | 0.85 | 45 | Z13 | [18 empty] | Bakersfield | FALSE | 52.88 |  | 2011-06-01: 2017-11-01; 2011-08-03: 2017-12-15; 2011-09-20: 2017-12-21 | 2466 | 6240 | Up-front Payment
SCG-009828 | Commercial/Multifamily Residential | Domestic Hot Water | Gas | Southern California Gas Company | Incentive:Paid | 42803 | 20.19 |  | 1 | 2120 |  | 2120 |  | 2017-11-17 09:09 | 2018-01-29 | EVOLUTION ENERGY SOLUTIONS L L C | Retrofit | Panorama City | Los Angeles | 91402 | Host Customer is System Owner | [7 empty] | 573.3 | 40.95 |  | Drainback | Drainback (Water) | Solar Storage and Auxiliary Tanks are separate |  | 1 | 1 | 1160 | Z09 | 29 | Units | Apartments/Condos | TRB-40 | 14 | 1 | 1100 | 1 | 115 | 1 | 399000 | TRUE | 140 | 140 |  | SunEarth - SETR A503 TTR U + VFS 10-200 |  | SunEarth - SETR A503 TTR U + VFS 10-200 | Los Angeles | FALSE | 20.19 |  | 2017-11-06 |  | 2017-11-17 | 2018-01-29 | 2018-05-29 | 2018-05-30 | 2313 | 42803 | Up-front Payment
PGE-009829 | Commercial/Multifamily Residential | Domestic Hot Water | Gas | Pacific Gas and Electric | Incentive:Paid | 52857 | 20.19 |  | 1 | 2618 |  | 2618 |  | 2017-11-02 14:41 | 2017-11-08 | SUN LIGHT & POWER | Retrofit | Oakland | Alameda | 94606 | Host Customer is System Owner | [7 empty] | 869.94 | 32.22 |  | Glycol | Pressure Stagnation Protection (PSP) | Solar Storage and Auxiliary Tanks are separate |  | 1 | 1 | 1440 | Z03 | 36 | Units | Apartments/Condos | 2010115D | 27 | 2 | 1550 | 1 | 238 | 2 | 199000 | TRUE | 120 | 120 |  | Heliodyne - Delta-T Pro Ethernet |  | Heliodyne - Delta-T Pro Ethernet | City of Oakland | FALSE | 40.92 |  | 2017-11-01 |  | 2017-11-02 | 2017-11-08 | 2018-04-09 | 2018-04-11 | 2367 | 107125 | Up-front Payment
PGE-009830 | Low Income Multifamily Residential | Domestic Hot Water | Gas | Pacific Gas and Electric | Incentive:Canceled | 84726 | 24.89 |  | 1 | 3404 |  | 3404 |  | 2018-01-12 15:18 | 2018-02-20 | EVOLUTION ENERGY SOLUTIONS L L C | Retrofit | SALINAS | Monterey | 93901 | Host Customer is System Owner | [7 empty] | 982.8 | 40.95 |  | Drainback |  | Solar Storage and Auxiliary Tanks are separate |  | 1 | 1 | 1976 | Z03 | 52 | Units | Apartments/Condos | TRB-40 | 24 | 1 | 1900 | 1 | 200 | 2 | 398000 | TRUE | 140 | 140 |  | SunEarth - SETR A503 TTR U + VFS 10-200 |  | SunEarth - SETR A503 TTR U + VFS 10-200 |  | FALSE | 24.89 |  | 2018-01-08 | 2018-01-23 | 2018-01-12 | 2018-02-20 |  |  | 2440 | 84726 | Up-front Payment
PGE-009831 | Commercial/Multifamily Residential | Domestic Hot Water | Gas | Pacific Gas and Electric | Incentive:Paid | 52857 | 20.19 |  | 1 | 2618 |  | 2618 |  | 2017-11-08 12:19 | 2017-11-15 | SUN LIGHT & POWER | Retrofit | Oakland | Alameda | 94608 | Host Customer is System Owner | [7 empty] | 869.94 | 32.22 |  | Glycol | Pressure Stagnation Protection (PSP) | Solar Storage and Auxiliary Tanks are separate |  | 1 | 1 | 1440 | Z03 | 36 | Units | Apartments/Condos | 2010115D | 27 | 2 | 1550 | 1 | 238 | 2 | 199000 | TRUE | 120 | 120 |  | Heliodyne - Delta-T Pro Ethernet |  | Heliodyne - Delta-T Pro Ethernet | City of Oakland | FALSE | 40.92 |  | 2017-11-07 | 2017-11-14 | 2017-11-08 | 2017-11-15 | 2018-05-09 | 2018-05-09 | 2348 | 107125 | Up-front Payment
SCG-009832 | Single Family Residential - Disadvantaged Community | Domestic Hot Water | Gas | Southern California Gas Company | Incentive:Paid | 2994 | 29.85 |  | 1 | 118 |  | 100 |  | 2018-06-12 13:12 | 2018-06-18 | INTELLIGENT GREEN SOLUTIONS CA | Retrofit | Delano | Kern | 93215 | Host Customer is System Owner | 2 |  | 30004236 | SunMaxx Solar LLC | ThermoPower | VTS30-HP-G | Indirect Thermosyphon (IT) | 47.9 |  | ThermoPower-VTS-HP30 | Automatic Drainback | Drainback (Water) | Solar Storage and Auxiliary Tanks are separate | 79 | 1 | 0.85 | 35 | Z13 | [18 empty] | Delano | FALSE | 52.88 |  | 2011-06-01: 2017-11-01; 2011-08-03: 2018-06-12; 2011-09-20: 2018-06-18 | 2315 | 6240 | Up-front Payment
SCG-009833 | Low Income Single Family Residential | Domestic Hot Water | Gas | Southern California Gas Company | Incentive:Canceled | 4723 | 36.9 |  | 1 | 128 |  | 128 |  | 2017-11-07 08:52 |  | TITANIUM POWER INC | Retrofit | Sun Valley | Los Angeles | 91352 | Host Customer is System Owner | 9 |  | 30004079 | GREENoneTEC Solarindustrie GmbH | Solpal Plus | Solpal Plus L-GT | Direct Integral Collector Storage (DI) | 25.66 |  | Solpal Plus L |  |  | Solar Storage with Tankless Auxiliary Water Heater | 51 | 1 | 1 | 105 | Z09 | [18 empty] | LOS ANGELES | FALSE | 37.18 |  | 2011-06-01: 2017-11-02; 2011-06-21: 2018-02-06; 2011-08-03: 2017-11-07 | 2452 | 4759 | Up-front Payment
SCG-009834 | Low Income Single Family Residential | Domestic Hot Water | Gas | Southern California Gas Company | Incentive:Canceled | 4723 | 36.9 |  | 1 | 128 |  | 128 |  |  |  | TITANIUM POWER INC | Retrofit | Sun Valley | Los Angeles | 91352 | Host Customer is System Owner | 4 |  | 30004079 | GREENoneTEC Solarindustrie GmbH | Solpal Plus | Solpal Plus L-GT | Direct Integral Collector Storage (DI) | 25.66 |  | Solpal Plus L |  |  | Solar Storage with Tankless Auxiliary Water Heater | 51 | 1 | 1 | 55 | Z09 | [18 empty] | LOS ANGELES | FALSE | 37.18 |  | 2011-06-01: 2017-11-02 | 2551 | 4759 | Up-front Payment
SCG-009835 | Low Income Single Family Residential | Domestic Hot Water | Gas | Southern California Gas Company | Incentive:Paid | 4723 | 36.9 |  | 1 | 128 |  | 128 |  | 2017-11-07 08:48 | 2018-02-08 | TITANIUM POWER INC | Retrofit | Sun Valley | Los Angeles | 91352 | Host Customer is System Owner | 4 |  | 30004079 | GREENoneTEC Solarindustrie GmbH | Solpal Plus | Solpal Plus L-GT | Direct Integral Collector Storage (DI) | 25.66 |  | Solpal Plus L |  |  | Solar Storage with Tankless Auxiliary Water Heater | 51 | 1 | 1 | 55 | Z09 | [18 empty] | LOS ANGELES | FALSE | 37.18 |  | 2011-06-01: 2017-11-02; 2011-08-03: 2017-11-07; 2011-09-20: 2018-02-08 | 2431 | 4759 | Up-front Payment
SCG-009836 | Low Income Single Family Residential | Domestic Hot Water | Gas | Southern California Gas Company | Incentive:Paid | 4723 | 36.9 |  | 1 | 128 |  | 128 |  | 2017-11-07 11:56 | 2018-02-14 | TITANIUM POWER INC | Retrofit | Sun Valley | Los Angeles | 91352 | Host Customer is System Owner | 5 |  | 30004079 | GREENoneTEC Solarindustrie GmbH | Solpal Plus | Solpal Plus L-GT | Direct Integral Collector Storage (DI) | 25.66 |  | Solpal Plus L |  |  | Solar Storage with Tankless Auxiliary Water Heater | 51 | 1 | 1 | 65 | Z09 | [18 empty] | LOS ANGELES | FALSE | 37.18 |  | 2011-06-01: 2017-11-02; 2011-08-03: 2017-11-07; 2011-09-20: 2018-02-14 | 2433 | 4759 | Up-front Payment
SCG-009837 | Low Income Single Family Residential | Domestic Hot Water | Gas | Southern California Gas Company | Incentive:Canceled | 4723 | 36.9 |  | 1 | 128 |  | 128 |  |  |  | TITANIUM POWER INC | Retrofit | Sun Valley | Los Angeles | 91352 | Host Customer is System Owner | 5 |  | 30004079 | GREENoneTEC Solarindustrie GmbH | Solpal Plus | Solpal Plus L-GT | Direct Integral Collector Storage (DI) | 25.66 |  | Solpal Plus L |  |  | Solar Storage with Tankless Auxiliary Water Heater | 51 | 1 | 1 | 65 | Z09 | [18 empty] | LOS ANGELES | FALSE | 37.18 |  | 2011-06-01: 2017-11-02; 2011-06-21: 2017-11-13 | 2539 | 4759 | Up-front Payment
SCG-009839 | Low Income Single Family Residential | Domestic Hot Water | Gas | Southern California Gas Company | Incentive:Canceled | 4723 | 36.9 |  | 1 | 128 |  | 128 |  | 2017-11-07 11:53 |  | TITANIUM POWER INC | Retrofit | Sun Valley | Los Angeles | 91352 | Host Customer is System Owner | 8 |  | 30004079 | GREENoneTEC Solarindustrie GmbH | Solpal Plus | Solpal Plus L-GT | Direct Integral Collector Storage (DI) | 25.66 |  | Solpal Plus L |  |  | Solar Storage with Tankless Auxiliary Water Heater | 51 | 1 | 1 | 95 | Z09 | [18 empty] | LOS ANGELES | FALSE | 37.18 |  | 2011-06-01: 2017-11-02; 2011-06-21: 2018-02-06; 2011-08-03: 2017-11-07 | 2452 | 4759 | Up-front Payment
SCG-009840 | Low Income Single Family Residential | Domestic Hot Water | Gas | Southern California Gas Company | Incentive:Paid | 4723 | 36.9 |  | 1 | 128 |  | 128 |  | 2017-11-07 11:49 | 2018-02-13 | TITANIUM POWER INC | Retrofit | North Hollywood | Los Angeles | 91605 | Host Customer is System Owner | 5 |  | 30004079 | GREENoneTEC Solarindustrie GmbH | Solpal Plus | Solpal Plus L-GT | Direct Integral Collector Storage (DI) | 25.66 |  | Solpal Plus L |  |  | Solar Storage with Tankless Auxiliary Water Heater | 51 | 1 | 1 | 65 | Z09 | [18 empty] | LOS ANGELES | FALSE | 37.18 |  | 2011-06-01: 2017-11-02; 2011-08-03: 2017-11-07; 2011-09-20: 2018-02-13 | 2433 | 4759 | Up-front Payment
SCG-009841 | Low Income Single Family Residential | Domestic Hot Water | Gas | Southern California Gas Company | Incentive:Paid | 4723 | 36.9 |  | 1 | 128 |  | 128 |  | 2017-11-06 13:09 | 2018-02-09 | TITANIUM POWER INC | Retrofit | Pacoima | Los Angeles | 91331 | Host Customer is System Owner | 6 |  | 30004079 | GREENoneTEC Solarindustrie GmbH | Solpal Plus | Solpal Plus L-GT | Direct Integral Collector Storage (DI) | 25.66 |  | Solpal Plus L |  |  | Solar Storage with Tankless Auxiliary Water Heater | 51 | 1 | 1 | 75 | Z09 | [18 empty] | Los Angeles | FALSE | 37.18 |  | 2011-06-01: 2017-11-02; 2011-08-03: 2017-11-06; 2011-09-20: 2018-02-09 | 2444 | 4759 | Up-front Payment
SCG-009842 | Low Income Single Family Residential | Domestic Hot Water | Gas | Southern California Gas Company | Incentive:Canceled | 4723 | 36.9 |  | 1 | 128 |  | 128 |  | 2017-11-06 13:08 |  | TITANIUM POWER INC | Retrofit | Sun Valley | Los Angeles | 91352 | Host Customer is System Owner | 7 |  | 30004079 | GREENoneTEC Solarindustrie GmbH | Solpal Plus | Solpal Plus L-GT | Direct Integral Collector Storage (DI) | 25.66 |  | Solpal Plus L |  |  | Solar Storage with Tankless Auxiliary Water Heater | 51 | 1 | 1 | 85 | Z09 | [18 empty] | Los Angeles | FALSE | 37.18 |  | 2011-06-01: 2017-11-02; 2011-06-21: 2018-02-06; 2011-08-03: 2017-11-06 | 2410 | 4759 | Up-front Payment
SCG-009843 | Low Income Single Family Residential | Domestic Hot Water | Gas | Southern California Gas Company | Incentive:Paid | 4723 | 36.9 |  | 1 | 128 |  | 128 |  | 2017-11-07 11:45 | 2018-02-13 | TITANIUM POWER INC | Retrofit | Pacoima | Los Angeles | 91331 | Host Customer is System Owner | 6 |  | 30004079 | GREENoneTEC Solarindustrie GmbH | Solpal Plus | Solpal Plus L-GT | Direct Integral Collector Storage (DI) | 25.66 |  | Solpal Plus L |  |  | Solar Storage with Tankless Auxiliary Water Heater | 51 | 1 | 1 | 75 | Z09 | [18 empty] | LOS ANGELES | FALSE | 37.18 |  | 2011-06-01: 2017-11-02; 2011-08-03: 2017-11-07; 2011-09-20: 2018-02-13 | 2433 | 4759 | Up-front Payment
SCG-009845 | Low Income Single Family Residential | Domestic Hot Water | Gas | Southern California Gas Company | Incentive:Paid | 4723 | 36.9 |  | 1 | 128 |  | 128 |  | 2017-11-07 13:09 | 2018-03-07 | TITANIUM POWER INC | Retrofit | Sun Valley | Los Angeles | 91352 | Host Customer is System Owner | 5 |  | 30004079 | GREENoneTEC Solarindustrie GmbH | Solpal Plus | Solpal Plus L-GT | Direct Integral Collector Storage (DI) | 25.66 |  | Solpal Plus L |  |  | Solar Storage with Tankless Auxiliary Water Heater | 51 | 1 | 1 | 65 | Z09 | [18 empty] | LOS ANGELES | FALSE | 37.18 |  | 2011-06-01: 2017-11-02; 2011-08-03: 2017-11-07; 2011-09-20: 2018-03-07 | 2420 | 4759 | Up-front Payment
SCG-009846 | Low Income Single Family Residential | Domestic Hot Water | Gas | Southern California Gas Company | Incentive:Paid | 4723 | 36.9 |  | 1 | 128 |  | 128 |  | 2017-11-07 13:06 | 2018-02-12 | TITANIUM POWER INC | Retrofit | North Hollywood | Los Angeles | 91605 | Host Customer is System Owner | 6 |  | 30004079 | GREENoneTEC Solarindustrie GmbH | Solpal Plus | Solpal Plus L-GT | Direct Integral Collector Storage (DI) | 25.66 |  | Solpal Plus L |  |  | Solar Storage with Tankless Auxiliary Water Heater | 51 | 1 | 1 | 75 | Z09 | [18 empty] | LOS ANGELES | FALSE | 37.18 |  | 2011-06-01: 2017-11-02; 2011-08-03: 2017-11-07; 2011-09-20: 2018-02-12 | 2444 | 4759 | Up-front Payment
SCG-009847 | Low Income Single Family Residential | Domestic Hot Water | Gas | Southern California Gas Company | Incentive:Paid | 4723 | 36.9 |  | 1 | 128 |  | 128 |  | 2017-11-07 12:00 | 2018-02-12 | TITANIUM POWER INC | Retrofit | San Fernando | Los Angeles | 91340 | Host Customer is System Owner | 8 |  | 30004079 | GREENoneTEC Solarindustrie GmbH | Solpal Plus | Solpal Plus L-GT | Direct Integral Collector Storage (DI) | 25.66 |  | Solpal Plus L |  |  | Solar Storage with Tankless Auxiliary Water Heater | 51 | 1 | 1 | 95 | Z09 | [18 empty] | LOS ANGELES | FALSE | 37.18 |  | 2011-06-01: 2017-11-02; 2011-08-03: 2017-11-07; 2011-09-20: 2018-02-12 | 2433 | 4759 | Up-front Payment
SCG-009848 | Low Income Single Family Residential | Domestic Hot Water | Gas | Southern California Gas Company | Incentive:Canceled | 4723 | 36.9 |  | 1 | 128 |  | 128 |  | 2017-11-06 13:18 |  | TITANIUM POWER INC | Retrofit | Panorama City | Los Angeles | 91402 | Host Customer is System Owner | 4 |  | 30004079 | GREENoneTEC Solarindustrie GmbH | Solpal Plus | Solpal Plus L-GT | Direct Integral Collector Storage (DI) | 25.66 |  | Solpal Plus L |  |  | Solar Storage with Tankless Auxiliary Water Heater | 51 | 1 | 1 | 55 | Z09 | [18 empty] | Los Angeles | FALSE | 37.18 |  | 2011-06-01: 2017-11-02; 2011-06-21: 2018-02-06; 2011-08-03: 2017-11-06 | 2452 | 4759 | Up-front Payment
SCG-009849 | Low Income Single Family Residential | Domestic Hot Water | Gas | Southern California Gas Company | Incentive:Paid | 4487 | 36.9 |  | 1 | 128 |  | 122 |  | 2017-11-07 11:58 | 2018-02-05 | TITANIUM POWER INC | Retrofit | Pacoima | Los Angeles | 91331 | Host Customer is System Owner | 4 |  | 30004079 | GREENoneTEC Solarindustrie GmbH | Solpal Plus | Solpal Plus L-GT | Direct Integral Collector Storage (DI) | 25.66 |  | Solpal Plus L |  |  | Solar Storage with Tankless Auxiliary Water Heater | 51 | 1 | 0.95 | 55 | Z09 | [18 empty] | LOS ANGELES | FALSE | 35.23 |  | 2011-06-01: 2017-11-02; 2011-08-03: 2017-11-07; 2011-09-20: 2018-02-05 | 2451 | 4509 | Up-front Payment
SCG-009850 | Low Income Single Family Residential | Domestic Hot Water | Gas | Southern California Gas Company | Incentive:Canceled | 4723 | 36.9 |  | 1 | 128 |  | 128 |  |  |  | TITANIUM POWER INC | Retrofit | Pacoima | Los Angeles | 91331 | Host Customer is System Owner | 6 |  | 30004079 | GREENoneTEC Solarindustrie GmbH | Solpal Plus | Solpal Plus L-GT | Direct Integral Collector Storage (DI) | 25.66 |  | Solpal Plus L |  |  | Solar Storage with Tankless Auxiliary Water Heater | 51 | 1 | 1 | 75 | Z09 | [18 empty] | LOS ANGELES | FALSE | 37.18 |  | 2011-06-01: 2017-11-02 | 2550 | 4759 | Up-front Payment
SCG-009851 | Low Income Single Family Residential | Domestic Hot Water | Gas | Southern California Gas Company | Incentive:Paid | 4723 | 36.9 |  | 1 | 128 |  | 128 |  | 2017-11-07 13:23 | 2018-03-19 | TITANIUM POWER INC | Retrofit | Pacoima | Los Angeles | 91331 | Host Customer is System Owner | 6 |  | 30004079 | GREENoneTEC Solarindustrie GmbH | Solpal Plus | Solpal Plus L-GT | Direct Integral Collector Storage (DI) | 25.66 |  | Solpal Plus L |  |  | Solar Storage with Tankless Auxiliary Water Heater | 51 | 1 | 1 | 75 | Z09 | [18 empty] | LOS ANGELES | FALSE | 37.18 |  | 2011-06-01: 2017-11-02; 2011-08-03: 2017-11-07; 2011-09-20: 2018-03-19 | 2410 | 4759 | Up-front Payment
SCG-009852 | Low Income Single Family Residential | Domestic Hot Water | Gas | Southern California Gas Company | Incentive:Canceled | 4487 | 36.9 |  | 1 | 128 |  | 122 |  | 2017-11-07 13:20 |  | TITANIUM POWER INC | Retrofit | Pacoima | Los Angeles | 91331 | Host Customer is System Owner | 9 |  | 30004079 | GREENoneTEC Solarindustrie GmbH | Solpal Plus | Solpal Plus L-GT | Direct Integral Collector Storage (DI) | 25.66 |  | Solpal Plus L |  |  | Solar Storage with Tankless Auxiliary Water Heater | 51 | 1 | 0.95 | 105 | Z09 | [18 empty] | LOS ANGELES | FALSE | 35.23 |  | 2011-06-01: 2017-11-02; 2011-06-21: 2018-02-06; 2011-08-03: 2017-11-07 | 2452 | 4509 | Up-front Payment
SCG-009853 | Low Income Single Family Residential | Domestic Hot Water | Gas | Southern California Gas Company | Incentive:Canceled | 4487 | 36.9 |  | 1 | 128 |  | 122 |  | 2017-11-06 13:10 |  | TITANIUM POWER INC | Retrofit | Pacoima | Los Angeles | 91331 | Host Customer is System Owner | 7 |  | 30004079 | GREENoneTEC Solarindustrie GmbH | Solpal Plus | Solpal Plus L-GT | Direct Integral Collector Storage (DI) | 25.66 |  | Solpal Plus L |  |  | Solar Storage with Tankless Auxiliary Water Heater | 51 | 1 | 0.95 | 85 | Z09 | [18 empty] | Los Angeles | FALSE | 35.62 |  | 2011-06-01: 2017-11-02; 2011-06-21: 2018-02-06; 2011-08-03: 2017-11-06 | 2410 | 4559 | Up-front Payment
SCG-009854 | Low Income Single Family Residential | Domestic Hot Water | Gas | Southern California Gas Company | Incentive:Paid | 4723 | 36.9 |  | 1 | 128 |  | 128 |  | 2017-11-07 13:18 | 2018-04-20 | TITANIUM POWER INC | Retrofit | Pacoima | Los Angeles | 91331 | Host Customer is System Owner | 8 |  | 30004079 | GREENoneTEC Solarindustrie GmbH | Solpal Plus | Solpal Plus L-GT | Direct Integral Collector Storage (DI) | 25.66 |  | Solpal Plus L |  |  | Solar Storage with Tankless Auxiliary Water Heater | 51 | 1 | 1 | 95 | Z09 | [18 empty] | LOS ANGELES | FALSE | 37.18 |  | 2017-11-02 | 2018-02-06 |  |  | 2017-11-07 | 2018-04-20 | 2374 | 4759 | Up-front Payment
SCG-009855 | Low Income Single Family Residential | Domestic Hot Water | Gas | Southern California Gas Company | Incentive:Paid | 4723 | 36.9 |  | 1 | 128 |  | 128 |  | 2017-11-06 13:16 | 2018-02-09 | TITANIUM POWER INC | Retrofit | San Fernando | Los Angeles | 91342 | Host Customer is System Owner | 4 |  | 30004079 | GREENoneTEC Solarindustrie GmbH | Solpal Plus | Solpal Plus L-GT | Direct Integral Collector Storage (DI) | 25.66 |  | Solpal Plus L |  |  | Solar Storage with Tankless Auxiliary Water Heater | 51 | 1 | 1 | 55 | Z09 | [18 empty] | Los Angeles | FALSE | 37.18 |  | 2011-06-01: 2017-11-02; 2011-08-03: 2017-11-06; 2011-09-20: 2018-02-09 | 2438 | 4759 | Up-front Payment
SCG-009856 | Low Income Single Family Residential | Domestic Hot Water | Gas | Southern California Gas Company | Incentive:Paid | 4015 | 36.9 |  | 1 | 128 |  | 109 |  | 2017-11-06 13:15 | 2018-02-09 | TITANIUM POWER INC | Retrofit | Sun Valley | Los Angeles | 91352 | Host Customer is System Owner | 5 |  | 30004079 | GREENoneTEC Solarindustrie GmbH | Solpal Plus | Solpal Plus L-GT | Direct Integral Collector Storage (DI) | 25.66 |  | Solpal Plus L |  |  | Solar Storage with Tankless Auxiliary Water Heater | 51 | 1 | 0.85 | 65 | Z09 | [18 empty] | Los Angeles | FALSE | 31.71 |  | 2011-06-01: 2017-11-02; 2011-08-03: 2017-11-06; 2011-09-20: 2018-02-09 | 2438 | 4059 | Up-front Payment
SCG-009858 | Low Income Single Family Residential | Domestic Hot Water | Gas | Southern California Gas Company | Incentive:Paid | 4723 | 36.9 |  | 1 | 128 |  | 128 |  | 2017-11-07 13:16 | 2018-02-12 | TITANIUM POWER INC | Retrofit | Pacoima | Los Angeles | 91331 | Host Customer is System Owner | 9 |  | 30004079 | GREENoneTEC Solarindustrie GmbH | Solpal Plus | Solpal Plus L-GT | Direct Integral Collector Storage (DI) | 25.66 |  | Solpal Plus L |  |  | Solar Storage with Tankless Auxiliary Water Heater | 51 | 1 | 1 | 105 | Z09 | [18 empty] | LOS ANGELES | FALSE | 37.18 |  | 2011-06-01: 2017-11-02; 2011-08-03: 2017-11-07; 2011-09-20: 2018-02-12 | 2438 | 4759 | Up-front Payment
SCG-009859 | Low Income Single Family Residential | Domestic Hot Water | Gas | Southern California Gas Company | Incentive:Paid | 4723 | 36.9 |  | 1 | 128 |  | 128 |  | 2017-11-07 13:14 | 2018-03-06 | TITANIUM POWER INC | Retrofit | Pacoima | Los Angeles | 91331 | Host Customer is System Owner | 7 |  | 30004079 | GREENoneTEC Solarindustrie GmbH | Solpal Plus | Solpal Plus L-GT | Direct Integral Collector Storage (DI) | 25.66 |  | Solpal Plus L |  |  | Solar Storage with Tankless Auxiliary Water Heater | 51 | 1 | 1 | 85 | Z09 | [18 empty] | LOS ANGELES | FALSE | 37.18 |  | 2011-06-01: 2017-11-02; 2011-08-03: 2017-11-07; 2011-09-20: 2018-03-06 | 2420 | 4759 | Up-front Payment
SCG-009860 | Low Income Single Family Residential | Domestic Hot Water | Gas | Southern California Gas Company | Incentive:Canceled | 4487 | 36.9 |  | 1 | 128 |  | 122 |  | 2017-11-06 13:12 |  | TITANIUM POWER INC | Retrofit | Sun Valley | Los Angeles | 91352 | Host Customer is System Owner | 9 |  | 30004079 | GREENoneTEC Solarindustrie GmbH | Solpal Plus | Solpal Plus L-GT | Direct Integral Collector Storage (DI) | 25.66 |  | Solpal Plus L |  |  | Solar Storage with Tankless Auxiliary Water Heater | 51 | 1 | 0.95 | 105 | Z09 | [18 empty] | Los Angeles | FALSE | 35.62 |  | 2011-06-01: 2017-11-02; 2011-06-21: 2018-02-06; 2011-08-03: 2017-11-06 | 2410 | 4559 | Up-front Payment
SCG-009862 | Low Income Single Family Residential | Domestic Hot Water | Gas | Southern California Gas Company | Incentive:Paid | 4723 | 36.9 |  | 1 | 128 |  | 128 |  | 2017-11-07 13:12 | 2018-02-12 | TITANIUM POWER INC | Retrofit | Pacoima | Los Angeles | 91331 | Host Customer is System Owner | 4 |  | 30004079 | GREENoneTEC Solarindustrie GmbH | Solpal Plus | Solpal Plus L-GT | Direct Integral Collector Storage (DI) | 25.66 |  | Solpal Plus L |  |  | Solar Storage with Tankless Auxiliary Water Heater | 51 | 1 | 1 | 55 | Z09 | [18 empty] | LOS ANGELES | FALSE | 37.18 |  | 2011-06-01: 2017-11-02; 2011-08-03: 2017-11-07; 2011-09-20: 2018-02-12 | 2438 | 4759 | Up-front Payment
SCG-009863 | Low Income Single Family Residential | Domestic Hot Water | Gas | Southern California Gas Company | Incentive:Paid | 4723 | 36.9 |  | 1 | 128 |  | 128 |  | 2017-11-09 08:03 | 2018-02-13 | TITANIUM POWER INC | Retrofit | Sun Valley | Los Angeles | 91352 | Host Customer is System Owner | 5 |  | 30004079 | GREENoneTEC Solarindustrie GmbH | Solpal Plus | Solpal Plus L-GT | Direct Integral Collector Storage (DI) | 25.66 |  | Solpal Plus L |  |  | Solar Storage with Tankless Auxiliary Water Heater | 51 | 1 | 1 | 65 | Z09 | [18 empty] | Los Angeles | FALSE | 37.18 |  | 2011-06-01: 2017-11-02; 2011-08-03: 2017-11-09; 2011-09-20: 2018-02-13 | 2433 | 4759 | Up-front Payment
SCG-009864 | Low Income Single Family Residential | Domestic Hot Water | Gas | Southern California Gas Company | Incentive:Paid | 4487 | 36.9 |  | 1 | 128 |  | 122 |  | 2017-11-06 13:11 | 2018-02-09 | TITANIUM POWER INC | Retrofit | Pacoima | Los Angeles | 91331 | Host Customer is System Owner | 7 |  | 30004079 | GREENoneTEC Solarindustrie GmbH | Solpal Plus | Solpal Plus L-GT | Direct Integral Collector Storage (DI) | 25.66 |  | Solpal Plus L |  |  | Solar Storage with Tankless Auxiliary Water Heater | 51 | 1 | 0.95 | 85 | Z09 | [18 empty] | Los Angeles | FALSE | 35.62 |  | 2011-06-01: 2017-11-02; 2011-08-03: 2017-11-06; 2011-09-20: 2018-02-09 | 2433 | 4559 | Up-front Payment
SCG-009865 | Low Income Single Family Residential | Domestic Hot Water | Gas | Southern California Gas Company | Incentive:Paid | 4487 | 36.9 |  | 1 | 128 |  | 122 |  | 2017-11-09 08:22 | 2018-06-20 | TITANIUM POWER INC | Retrofit | Sun Valley | Los Angeles | 91352 | Owner/Tenant | 5 |  | 30004079 | GREENoneTEC Solarindustrie GmbH | Solpal Plus | Solpal Plus L-GT | Direct Integral Collector Storage (DI) | 25.66 |  | Solpal Plus L |  |  | Solar Storage with Tankless Auxiliary Water Heater | 51 | 1 | 0.95 | 65 | Z09 | [18 empty] | Los Angeles | FALSE | 35.62 |  | 2017-11-02 | 2018-02-06 |  |  | 2017-11-09 | 2018-06-20 | 2316 | 4559 | Up-front Payment
SCG-009866 | Low Income Single Family Residential | Domestic Hot Water | Gas | Southern California Gas Company | Incentive:Paid | 4487 | 36.9 |  | 1 | 128 |  | 122 |  | 2017-11-06 13:20 | 2018-05-24 | TITANIUM POWER INC | Retrofit | Sun Valley | Los Angeles | 91352 | Owner/Tenant | 7 |  | 30004079 | GREENoneTEC Solarindustrie GmbH | Solpal Plus | Solpal Plus L-GT | Direct Integral Collector Storage (DI) | 25.66 |  | Solpal Plus L |  |  | Solar Storage with Tankless Auxiliary Water Heater | 51 | 1 | 0.95 | 85 | Z09 | [18 empty] | Los Angeles | FALSE | 35.62 |  | 2011-06-01: 2017-11-02; 2011-08-03: 2017-11-06; 2011-09-20: 2018-05-24 | 2342 | 4559 | Up-front Payment
PGE-009867 | Low Income Multifamily Residential | Domestic Hot Water | Gas | Pacific Gas and Electric | Incentive:Paid | 111781 | 24.89 |  | 1 | 4491 |  | 4491 |  | 2017-11-14 12:02 | 2017-11-20 | SUN LIGHT & POWER | New Construction | Fremont | Alameda | 94539 | Host Customer is System Owner | [7 empty] | 1245.27 | 40.17 |  | Glycol | Pressure Stagnation Protection (PSP) | Solar Storage and Auxiliary Tanks are separate |  | 1 | 1 | 6327 | Z03 | 171 | Units | Apartments/Condos | 2010115A | 31 | 2 | 1860 | 1 | 200 | 1 | 800000 | TRUE | 130 | 120 |  | Heliodyne - Delta-T Pro Ethernet |  | Heliodyne - Delta-T Pro Ethernet | City of Fremont | FALSE | 65.48 |  | 2017-11-09 | 2017-11-17 | 2017-11-14 | 2017-11-20 | 2019-01-16 | 2019-01-17 | 2081 | 294070 | Up-front Payment
SCG-009868 | Commercial/Multifamily Residential | Domestic Hot Water | Gas | Southern California Gas Company | Incentive:Paid | 42480 | 20.19 |  | 1 | 2104 |  | 2104 |  | 2017-11-07 09:00 | 2017-11-20 | EVOLUTION ENERGY SOLUTIONS L L C | Retrofit | Monterey Park | Los Angeles | 91754 | Host Customer is System Owner | [7 empty] | 573.3 | 40.95 |  | Drainback | Drainback (Water) | Solar Storage and Auxiliary Tanks are separate |  | 1 | 1 | 1120 | Z09 | 28 | Units | Apartments/Condos | TRB-40 | 14 | 1 | 1100 | 1 | 200 | 2 | 450000 | TRUE | 140 | 140 |  | SunEarth - SETR A503 TTR U + VFS 10-200 |  | SunEarth - SETR A503 TTR U + VFS 10-200 | Monterey Park | FALSE | 20.19 |  | 2017-11-06 |  | 2017-11-07 | 2017-11-20 | 2019-09-18 | 2019-09-19 | 1860 | 42480 | Up-front Payment
SCG-009870 | Commercial/Multifamily Residential | Domestic Hot Water | Gas | Southern California Gas Company | Incentive:Paid | 72381 | 20.19 |  | 1 | 3585 |  | 3585 |  | 2017-11-17 08:48 | 2017-11-30 | EVOLUTION ENERGY SOLUTIONS L L C | Retrofit | North Hills | Los Angeles | 91343 | Host Customer is System Owner | [7 empty] | 982.8 | 40.95 |  | Drainback | Advanced Controller with a Vacation or Holiday Mode | Solar Storage and Auxiliary Tanks are separate |  | 1 | 1 | 2000 | Z09 | 50 | Units | Apartments/Condos | TRB-40 | 24 | 1 | 1700 | 1 | 200 | 2 | 500000 | TRUE | 140 | 140 |  | SunEarth - SETR A503 TTR U + VFS 10-200 |  | SunEarth - SETR A503 TTR U + VFS 10-200 | Los Angeles | FALSE | 20.19 |  | 2017-11-15 |  | 2017-11-17 | 2017-11-30 | 2018-08-02 | 2018-08-13 | 2262 | 72381 | Up-front Payment
PGE-009871 | Low Income Multifamily Residential | Domestic Hot Water | Gas | Pacific Gas and Electric | Incentive:Paid | 13366 | 24.89 |  | 1 | 537 |  | 537 |  | 2017-12-11 17:37 | 2018-01-05 | AZTEC SOLAR INC | Retrofit | Concord | Contra Costa | 94520 | Host Customer is System Owner | [7 empty] | 163.8 | 40.95 |  | Glycol | Steam Back | Solar Storage and Auxiliary Tanks are separate |  | 1 | 1 | 504 | Z12 | 12 | Units | Apartments/Condos | 10001803 | 4 | 1 | 240 | 2 | 100 | 1 | 199999 | TRUE | 120 | 130 |  |  |  |  | City of Concord | FALSE | 61.31 |  | 2017-11-27 | 2017-12-20 | 2017-12-11 | 2018-01-05 | 2018-02-07 | 2018-02-15 | 2430 | 32925 | Up-front Payment
PGE-009872 | Low Income Multifamily Residential | Domestic Hot Water | Gas | Pacific Gas and Electric | Incentive:Paid | 61578 | 24.89 |  | 1 | 2474 |  | 2474 |  | 2017-12-11 17:36 | 2018-01-17 | AZTEC SOLAR INC | Retrofit | Concord | Contra Costa | 94520 | Host Customer is System Owner | [7 empty] | 737.1 | 40.95 |  | Glycol | Steam Back | Solar Storage and Auxiliary Tanks are separate |  | 1 | 1 | 2014 | Z12 | 53 | Units | Apartments/Condos | TRB-40 | 18 | 1 | 1100 | 1 | 347 | 3 | 399000 | TRUE | 120 | 130 |  | Solar Wave Energy, Inc. - Thermal-grid BXâ€“V40/VFS/Onicon/EKM |  | Solar Wave Energy, Inc. - Thermal-grid BXâ€“V40/VFS/Onicon/EKM | City of Concord | FALSE | 47.87 |  | 2017-11-27 | 2017-12-21 | 2017-12-11 | 2018-01-17 | 2018-02-05 | 2018-06-19 | 2312 | 118430 | Up-front Payment
SCG-009875 | Low Income Single Family Residential | Domestic Hot Water | Gas | Southern California Gas Company | Incentive:Paid | 4487 | 36.9 |  | 1 | 128 |  | 122 |  | 2017-11-10 10:13 | 2018-02-05 | TITANIUM POWER INC | Retrofit | Sun Valley | Los Angeles | 91352 | Host Customer is System Owner | 5 |  | 30004079 | GREENoneTEC Solarindustrie GmbH | Solpal Plus | Solpal Plus L-GT | Direct Integral Collector Storage (DI) | 25.66 |  | Solpal Plus L |  |  | Solar Storage with Tankless Auxiliary Water Heater | 51 | 1 | 0.95 | 65 | Z09 | [18 empty] | LOS ANGELES | FALSE | 35.23 |  | 2011-06-01: 2017-11-07; 2011-08-03: 2017-11-10; 2011-09-20: 2018-02-05 | 2451 | 4509 | Up-front Payment
SCG-009876 | Low Income Single Family Residential | Domestic Hot Water | Gas | Southern California Gas Company | Incentive:Paid | 4723 | 36.9 |  | 1 | 128 |  | 128 |  | 2017-11-10 13:30 | 2018-04-09 | TITANIUM POWER INC | Retrofit | Panorama City | Los Angeles | 91402 | Host Customer is System Owner | 4 |  | 30004079 | GREENoneTEC Solarindustrie GmbH | Solpal Plus | Solpal Plus L-GT | Direct Integral Collector Storage (DI) | 25.66 |  | Solpal Plus L |  |  | Solar Storage with Tankless Auxiliary Water Heater | 51 | 1 | 1 | 55 | Z09 | [18 empty] | LOS ANGELES | FALSE | 37.18 |  | 2017-11-07 | 2018-02-06 |  |  | 2017-11-10 | 2018-04-09 | 2385 | 4759 | Up-front Payment
SCG-009878 | Low Income Single Family Residential | Domestic Hot Water | Gas | Southern California Gas Company | Incentive:Paid | 4723 | 36.9 |  | 1 | 128 |  | 128 |  | 2017-11-10 10:17 | 2018-06-27 | TITANIUM POWER INC | Retrofit | Panorama | Los Angeles | 91402 | Owner/Tenant | 5 |  | 30004079 | GREENoneTEC Solarindustrie GmbH | Solpal Plus | Solpal Plus L-GT | Direct Integral Collector Storage (DI) | 25.66 |  | Solpal Plus L |  |  | Solar Storage with Tankless Auxiliary Water Heater | 51 | 1 | 1 | 65 | Z09 | [18 empty] | LOS ANGELES | FALSE | 37.18 |  | 2011-06-01: 2017-11-07; 2011-08-03: 2017-11-10; 2011-09-20: 2018-06-27 | 2311 | 4759 | Up-front Payment
SCG-009879 | Low Income Single Family Residential | Domestic Hot Water | Gas | Southern California Gas Company | Incentive:Paid | 4487 | 36.9 |  | 1 | 128 |  | 122 |  | 2017-11-10 10:14 | 2018-03-12 | TITANIUM POWER INC | Retrofit | Sun Valley | Los Angeles | 91352 | Host Customer is System Owner | 5 |  | 30004079 | GREENoneTEC Solarindustrie GmbH | Solpal Plus | Solpal Plus L-GT | Direct Integral Collector Storage (DI) | 25.66 |  | Solpal Plus L |  |  | Solar Storage with Tankless Auxiliary Water Heater | 51 | 1 | 0.95 | 65 | Z09 | [18 empty] | LOS ANGELES | FALSE | 35.23 |  | 2011-06-01: 2017-11-07; 2011-08-03: 2017-11-10; 2011-09-20: 2018-03-12 | 2418 | 4509 | Up-front Payment
SCG-009880 | Low Income Single Family Residential | Domestic Hot Water | Gas | Southern California Gas Company | Incentive:Canceled | 4723 | 36.9 |  | 1 | 128 |  | 128 |  | 2017-11-10 13:51 |  | TITANIUM POWER INC | Retrofit | Panorama | Los Angeles | 91402 | Host Customer is System Owner | 5 |  | 30004079 | GREENoneTEC Solarindustrie GmbH | Solpal Plus | Solpal Plus L-GT | Direct Integral Collector Storage (DI) | 25.66 |  | Solpal Plus L |  |  | Solar Storage with Tankless Auxiliary Water Heater | 51 | 1 | 1 | 65 | Z09 | [18 empty] | LOS ANGELES | FALSE | 37.18 |  | 2011-06-01: 2017-11-07; 2011-06-21: 2018-02-06; 2011-08-03: 2017-11-10 | 2410 | 4759 | Up-front Payment
SCG-009881 | Low Income Single Family Residential | Domestic Hot Water | Gas | Southern California Gas Company | Incentive:Paid | 4723 | 36.9 |  | 1 | 128 |  | 128 |  | 2017-11-10 10:11 | 2018-02-21 | TITANIUM POWER INC | Retrofit | Pacoima | Los Angeles | 91331 | Host Customer is System Owner | 7 |  | 30004079 | GREENoneTEC Solarindustrie GmbH | Solpal Plus | Solpal Plus L-GT | Direct Integral Collector Storage (DI) | 25.66 |  | Solpal Plus L |  |  | Solar Storage with Tankless Auxiliary Water Heater | 51 | 1 | 1 | 85 | Z09 | [18 empty] | LOS ANGELES | FALSE | 37.18 |  | 2011-06-01: 2017-11-07; 2011-08-03: 2017-11-10; 2011-09-20: 2018-02-21 | 2427 | 4759 | Up-front Payment
SCG-009882 | Low Income Single Family Residential | Domestic Hot Water | Gas | Southern California Gas Company | Incentive:Paid | 4487 | 36.9 |  | 1 | 128 |  | 122 |  | 2017-11-21 10:31 | 2018-03-15 | TITANIUM POWER INC | Retrofit | Panorama City | Los Angeles | 91402 | Host Customer is System Owner | 4 |  | 30004079 | GREENoneTEC Solarindustrie GmbH | Solpal Plus | Solpal Plus L-GT | Direct Integral Collector Storage (DI) | 25.66 |  | Solpal Plus L |  |  | Solar Storage with Tankless Auxiliary Water Heater | 51 | 1 | 0.95 | 55 | Z09 | [18 empty] | LOS ANGELES | FALSE | 35.23 |  | 2011-06-01: 2017-11-07; 2011-08-03: 2017-11-21; 2011-09-20: 2018-03-15 | 2412 | 4509 | Up-front Payment
SCG-009883 | Low Income Single Family Residential | Domestic Hot Water | Gas | Southern California Gas Company | Incentive:Paid | 4723 | 36.9 |  | 1 | 128 |  | 128 |  | 2017-11-10 09:58 | 2018-04-16 | TITANIUM POWER INC | Retrofit | Panorama | Los Angeles | 91402 | Host Customer is System Owner | 4 |  | 30004079 | GREENoneTEC Solarindustrie GmbH | Solpal Plus | Solpal Plus L-GT | Direct Integral Collector Storage (DI) | 25.66 |  | Solpal Plus L |  |  | Solar Storage with Tankless Auxiliary Water Heater | 51 | 1 | 1 | 55 | Z09 | [18 empty] | LOS ANGELES | FALSE | 37.18 |  | 2017-11-07 | 2018-02-06 |  |  | 2017-11-10 | 2018-04-16 | 2383 | 4759 | Up-front Payment
SCG-009884 | Low Income Single Family Residential | Domestic Hot Water | Gas | Southern California Gas Company | Incentive:Paid | 4723 | 36.9 |  | 1 | 128 |  | 128 |  | 2017-11-10 10:31 | 2018-04-13 | TITANIUM POWER INC | Retrofit | Panorama | Los Angeles | 91402 | Host Customer is System Owner | 4 |  | 30004079 | GREENoneTEC Solarindustrie GmbH | Solpal Plus | Solpal Plus L-GT | Direct Integral Collector Storage (DI) | 25.66 |  | Solpal Plus L |  |  | Solar Storage with Tankless Auxiliary Water Heater | 51 | 1 | 1 | 55 | Z09 | [18 empty] | LOS ANGELES | FALSE | 37.18 |  | 2017-11-07 | 2018-02-06 |  |  | 2017-11-10 | 2018-04-13 | 2385 | 4759 | Up-front Payment
SCG-009888 | Low Income Single Family Residential | Domestic Hot Water | Gas | Southern California Gas Company | Incentive:Paid | 4487 | 36.9 |  | 1 | 128 |  | 122 |  | 2017-11-10 10:30 | 2018-03-02 | TITANIUM POWER INC | Retrofit | Panorama City | Los Angeles | 91402 | Host Customer is System Owner | 4 |  | 30004079 | GREENoneTEC Solarindustrie GmbH | Solpal Plus | Solpal Plus L-GT | Direct Integral Collector Storage (DI) | 25.66 |  | Solpal Plus L |  |  | Solar Storage with Tankless Auxiliary Water Heater | 51 | 1 | 0.95 | 55 | Z09 | [18 empty] | LOS ANGELES | FALSE | 35.23 |  | 2017-11-07 | 2018-02-06 |  |  | 2017-11-10 | 2018-03-02 | 2426 | 4509 | Up-front Payment
SCG-009889 | Multifamily Residential - Disadvantaged Community | Domestic Hot Water | Gas | Southern California Gas Company | Incentive:Paid | 37190 | 20.19 |  | 1 | 1842 |  | 1842 |  | 2017-11-30 13:51 | 2017-12-01 | ALL VALLEY SOLAR INC | Retrofit | Los Angeles | Los Angeles | 90008 | Host Customer is System Owner | [7 empty] | 450.45 | 40.95 |  | Drainback |  | Solar Storage and Auxiliary Tanks are separate |  | 1 | 1 | 1120 | Z08 | 28 | Units | Apartments/Condos | TRB-40 | 11 | 2 | 676 | 1 | 80 | 1 | 300000 | TRUE | 135 | 140 |  |  |  |  | LADBS | FALSE | 23.64 |  | 2017-11-07 |  | 2017-11-30 | 2017-12-01 | 2018-02-14 | 2018-03-23 | 2329 | 43543 | Up-front Payment
SCG-009890 | Commercial/Multifamily Residential | Domestic Hot Water | Gas | Southern California Gas Company | Incentive:Paid | 16233 | 20.19 |  | 1 | 804 |  | 804 |  | 2017-11-16 07:27 | 2017-11-30 | ALL VALLEY SOLAR INC | Retrofit | Canoga Park | Canoga Park | 91304 | Host Customer is System Owner | [7 empty] | 204.75 | 40.95 |  | Drainback | Drainback (Water) | Solar Storage and Auxiliary Tanks are separate |  | 1 | 1 | 546 | Z09 | 13 | Units | Apartments/Condos | TRB-40 | 5 | 1 | 315 | 1 | 100 | 1 | 199000 | TRUE | 135 | 140 |  |  |  |  | LADBS | FALSE | 32.96 |  | 2017-11-14 |  | 2017-11-16 | 2017-11-30 | 2018-03-05 | 2018-03-05 | 2339 | 26500 | Up-front Payment
SCG-009891 | Low Income Single Family Residential | Domestic Hot Water | Gas | Southern California Gas Company | Incentive:Canceled | 4723 | 36.9 |  | 1 | 128 |  | 128 |  | 2017-11-10 10:09 |  | TITANIUM POWER INC | Retrofit | Pacoima | Los Angeles | 91331 | Host Customer is System Owner | 4 |  | 30004079 | GREENoneTEC Solarindustrie GmbH | Solpal Plus | Solpal Plus L-GT | Direct Integral Collector Storage (DI) | 25.66 |  | Solpal Plus L |  |  | Solar Storage with Tankless Auxiliary Water Heater | 51 | 1 | 1 | 55 | Z09 | [18 empty] | LOS ANGELES | FALSE | 37.18 |  | 2011-06-01: 2017-11-07; 2011-06-21: 2018-02-06; 2011-08-03: 2017-11-10 | 2452 | 4759 | Up-front Payment
SCG-009892 | Low Income Multifamily Residential | Domestic Hot Water | Gas | Southern California Gas Company | Incentive:Paid | 13615 | 24.89 |  | 1 | 547 |  | 547 |  | 2018-02-26 11:56 | 2018-04-03 | PROMISE ENERGY INC | Retrofit | La Puente | Los Angeles | 91744 | Host Customer is System Owner | [7 empty] | 245.7 | 40.95 |  | Glycol | Steam Back | Solar Storage and Auxiliary Tanks are separate |  | 1 | 1 | 420 | Z09 | 10 | Units | Apartments/Condos | 10001803 | 6 | 1 | 345 | 3 | 115 | 1 | 19000 | TRUE | 120 | 140 |  |  |  |  | City of La Puente | FALSE | 47.5 |  | 2017-11-07 |  | 2018-02-26 | 2018-04-03 | 2018-05-18 | 2018-08-28 | 2249 | 25984.81 | Up-front Payment
SCG-009893 | Low Income Multifamily Residential | Domestic Hot Water | Gas | Southern California Gas Company | Incentive:Paid | 13615 | 24.89 |  | 1 | 547 |  | 547 |  | 2018-02-26 11:57 | 2018-04-03 | PROMISE ENERGY INC | Retrofit | La Puente | Los Angeles | 91744 | Host Customer is System Owner | [7 empty] | 245.7 | 40.95 |  | Glycol | Steam Back | Solar Storage and Auxiliary Tanks are separate |  | 1 | 1 | 420 | Z09 | 10 | Units | Apartments/Condos | 10001803 | 6 | 1 | 345 | 3 | 115 | 1 | 199000 | TRUE | 120 | 140 |  |  |  |  | City of La Puente | FALSE | 47.5 |  | 2017-11-07 |  | 2018-02-26 | 2018-04-03 | 2018-05-18 | 2018-07-12 | 2294 | 25984.81 | Up-front Payment
SCG-009894 | Low Income Multifamily Residential | Domestic Hot Water | Gas | Southern California Gas Company | Incentive:Paid | 13615 | 24.89 |  | 1 | 547 |  | 547 |  | 2018-03-21 13:42 | 2018-04-24 | PROMISE ENERGY INC | Retrofit | La Puente | Los Angeles | 91744 | Host Customer is System Owner | [7 empty] | 245.7 | 40.95 |  | Glycol | Steam Back | Solar Storage and Auxiliary Tanks are separate |  | 1 | 1 | 420 | Z09 | 10 | Units | Apartments/Condos | 10001803 | 6 | 1 | 345 | 3 | 115 | 1 | 199000 | TRUE | 120 | 140 |  |  |  |  | City of La Puente | FALSE | 47.5 |  | 2017-11-07 |  | 2018-03-21 | 2018-04-24 | 2018-05-18 | 2018-07-12 | 2294 | 25984.81 | Up-front Payment
SCG-009895 | Commercial/Multifamily Residential | Domestic Hot Water | Gas | Southern California Gas Company | Incentive:Paid | 66486 | 20.19 |  | 1 | 3293 |  | 3293 |  | 2017-11-16 07:22 | 2017-11-30 | ALL VALLEY SOLAR INC | Retrofit | Canoga Park | Canoga Park | 91304 | Host Customer is System Owner | [7 empty] | 859.95 | 40.95 |  | Drainback | Drainback (Water) | Solar Storage and Auxiliary Tanks are separate |  | 1 | 1 | 1840 | Z09 | 46 | Units | Apartments/Condos | TRB-40 | 21 | 3 | 1130 | 1 | 200 | 2 | 399998 | TRUE | 135 | 140 |  | SunEarth - SETR A503 TTR U + VFS 5-100 |  | SunEarth - SETR A503 TTR U + VFS 5-100 | LADBS | FALSE | 26.93 |  | 2017-11-14 |  | 2017-11-16 | 2017-11-30 | 2018-03-05 | 2018-03-05 | 2339 | 88673 | Up-front Payment
SCG-009896 | Low Income Single Family Residential | Domestic Hot Water | Gas | Southern California Gas Company | Incentive:Paid | 4723 | 36.9 |  | 1 | 128 |  | 128 |  | 2017-11-10 10:23 | 2018-02-21 | TITANIUM POWER INC | Retrofit | Pacoima | Los Angeles | 91331 | Host Customer is System Owner | 7 |  | 30004079 | GREENoneTEC Solarindustrie GmbH | Solpal Plus | Solpal Plus L-GT | Direct Integral Collector Storage (DI) | 25.66 |  | Solpal Plus L |  |  | Solar Storage with Tankless Auxiliary Water Heater | 51 | 1 | 1 | 85 | Z09 | [18 empty] | LOS ANGELES | FALSE | 37.18 |  | 2011-06-01: 2017-11-08; 2011-08-03: 2017-11-10; 2011-09-20: 2018-02-21 | 2427 | 4759 | Up-front Payment
SCG-009897 | Low Income Single Family Residential | Domestic Hot Water | Gas | Southern California Gas Company | Incentive:Paid | 4723 | 36.9 |  | 1 | 128 |  | 128 |  | 2017-12-07 11:23 | 2018-04-03 | TITANIUM POWER INC | Retrofit | Sun Valley | Los Angeles | 91352 | Host Customer is System Owner | 6 |  | 30004079 | GREENoneTEC Solarindustrie GmbH | Solpal Plus | Solpal Plus L-GT | Direct Integral Collector Storage (DI) | 25.66 |  | Solpal Plus L |  |  | Solar Storage with Tankless Auxiliary Water Heater | 51 | 1 | 1 | 75 | Z09 | [18 empty] | LOS ANGELES | FALSE | 37.18 |  | 2011-06-01: 2017-11-08; 2011-08-03: 2017-12-07; 2011-09-20: 2018-04-03 | 2395 | 4759 | Up-front Payment
SCG-009898 | Low Income Single Family Residential | Domestic Hot Water | Gas | Southern California Gas Company | Incentive:Paid | 4487 | 36.9 |  | 1 | 128 |  | 122 |  | 2017-11-10 10:08 | 2018-02-20 | TITANIUM POWER INC | Retrofit | Sun Valley | Los Angeles | 91352 | Host Customer is System Owner | 9 |  | 30004079 | GREENoneTEC Solarindustrie GmbH | Solpal Plus | Solpal Plus L-GT | Direct Integral Collector Storage (DI) | 25.66 |  | Solpal Plus L |  |  | Solar Storage with Tankless Auxiliary Water Heater | 51 | 1 | 0.95 | 105 | Z09 | [18 empty] | Los Angeles | FALSE | 35.23 |  | 2011-06-01: 2017-11-08; 2011-08-03: 2017-11-10; 2011-09-20: 2018-02-20 | 2427 | 4509 | Up-front Payment
SCG-009899 | Low Income Single Family Residential | Domestic Hot Water | Gas | Southern California Gas Company | Incentive:Paid | 4723 | 36.9 |  | 1 | 128 |  | 128 |  | 2017-11-10 10:22 | 2018-02-20 | TITANIUM POWER INC | Retrofit | Pacoima | Los Angeles | 91331 | Host Customer is System Owner | 8 |  | 30004079 | GREENoneTEC Solarindustrie GmbH | Solpal Plus | Solpal Plus L-GT | Direct Integral Collector Storage (DI) | 25.66 |  | Solpal Plus L |  |  | Solar Storage with Tankless Auxiliary Water Heater | 51 | 1 | 1 | 95 | Z09 | [18 empty] | LOS ANGELES | FALSE | 37.18 |  | 2011-06-01: 2017-11-08; 2011-08-03: 2017-11-10; 2011-09-20: 2018-02-20 | 2426 | 4759 | Up-front Payment
SCG-009900 | Low Income Single Family Residential | Domestic Hot Water | Gas | Southern California Gas Company | Incentive:Paid | 4723 | 36.9 |  | 1 | 128 |  | 128 |  | 2017-11-10 10:25 | 2018-02-20 | TITANIUM POWER INC | Retrofit | Arleta | Los Angeles | 91331 | Host Customer is System Owner | 6 |  | 30004079 | GREENoneTEC Solarindustrie GmbH | Solpal Plus | Solpal Plus L-GT | Direct Integral Collector Storage (DI) | 25.66 |  | Solpal Plus L |  |  | Solar Storage with Tankless Auxiliary Water Heater | 51 | 1 | 1 | 75 | Z09 | [18 empty] | LOS ANGELES | FALSE | 37.18 |  | 2011-06-01: 2017-11-08; 2011-08-03: 2017-11-10; 2011-09-20: 2018-02-20 | 2427 | 4759 | Up-front Payment
SCG-009901 | Commercial Pools | Pool Heating | Gas | Southern California Gas Company | Incentive:Paid | 5600 | 5 |  | 1 | 1120 |  | 1120 |  | 2017-11-29 10:16 | 2017-12-15 | BELMONT ENERGY INC | Retrofit | Camarillo | Ventura | 93012 | Host Customer is System Owner | [7 empty] | 800 | 50 |  | Drainback |  |  |  | 1 | 1 |  | Z06 |  |  |  | 10001888 | 16 | 1 | [5 empty] | FALSE |  |  |  | SunEarth - SETR A503 TTR U + VFS 20-400 |  | SunEarth - SETR A503 TTR U + VFS 20-400 | Camarillo | FALSE | 14.97 |  | 2017-11-08 |  | 2017-11-29 | 2017-12-15 | 2018-02-13 | 2018-02-28 | 2423 | 16766 | Up-front Payment
SCG-009902 | Low Income Single Family Residential | Domestic Hot Water | Gas | Southern California Gas Company | Incentive:Paid | 4723 | 36.9 |  | 1 | 128 |  | 128 |  | 2017-11-10 10:19 | 2018-03-12 | TITANIUM POWER INC | Retrofit | Arleta | Los Angeles | 91331 | Host Customer is System Owner | 4 |  | 30004079 | GREENoneTEC Solarindustrie GmbH | Solpal Plus | Solpal Plus L-GT | Direct Integral Collector Storage (DI) | 25.66 |  | Solpal Plus L |  |  | Solar Storage with Tankless Auxiliary Water Heater | 51 | 1 | 1 | 55 | Z09 | [18 empty] | LOS ANGELES | FALSE | 37.18 |  | 2011-06-01: 2017-11-08; 2011-08-03: 2017-11-10; 2011-09-20: 2018-03-12 | 2418 | 4759 | Up-front Payment
SCG-009903 | Commercial Pools | Pool Heating | Gas | Southern California Gas Company | Incentive:Paid | 9350 | 5 |  | 1 | 1870 |  | 1870 |  | 2017-11-29 10:15 | 2017-12-15 | BELMONT ENERGY INC | Retrofit | Santa Ana | Orange | 92705 | Host Customer is System Owner | [7 empty] | 1250 | 50 |  | Drainback |  |  |  | 1 | 1 |  | Z08 |  |  |  | 10001888 | 25 | 1 | [5 empty] | FALSE |  |  |  | SunEarth - SETR A503 TTR U + VFS 20-400 |  | SunEarth - SETR A503 TTR U + VFS 20-400 | Santa Ana | FALSE | 13.29 |  | 2017-11-08 | 2018-02-14 | 2017-11-29 | 2017-12-15 | 2018-02-13 | 2018-03-08 | 2420 | 24850 | Up-front Payment
SCG-009904 | Commercial Pools | Pool Heating | Gas | Southern California Gas Company | Incentive:Paid | 6095 | 5 |  | 1 | 1219 |  | 1219 |  | 2017-11-29 10:15 | 2017-12-15 | BELMONT ENERGY INC | Retrofit | Placentia | Orange | 92870 | Host Customer is System Owner | [7 empty] | 800 | 50 |  | Drainback |  |  |  | 1 | 1 |  | Z08 |  |  |  | 10001888 | 16 | 1 | [5 empty] | FALSE |  |  |  | SunEarth - SETR A503 TTR U + VFS 20-400 |  | SunEarth - SETR A503 TTR U + VFS 20-400 | Placentia | FALSE | 15.05 |  | 2017-11-08 | 2018-02-14 | 2017-11-29 | 2017-12-15 | 2018-02-13 | 2018-02-28 | 2423 | 18341 | Up-front Payment
SCG-009905 | Low Income Single Family Residential | Domestic Hot Water | Gas | Southern California Gas Company | Incentive:Paid | 4723 | 36.9 |  | 1 | 128 |  | 128 |  | 2017-11-10 13:31 | 2018-02-16 | TITANIUM POWER INC | Retrofit | Pacoima | Los Angeles | 91331 | Host Customer is System Owner | 10 |  | 30004079 | GREENoneTEC Solarindustrie GmbH | Solpal Plus | Solpal Plus L-GT | Direct Integral Collector Storage (DI) | 25.66 |  | Solpal Plus L |  |  | Solar Storage with Tankless Auxiliary Water Heater | 51 | 1 | 1 | 115 | Z09 | [18 empty] | LOS ANGELES | FALSE | 37.18 |  | 2011-06-01: 2017-11-08; 2011-08-03: 2017-11-10; 2011-09-20: 2018-02-16 | 2426 | 4759 | Up-front Payment
SCG-009906 | Low Income Single Family Residential | Domestic Hot Water | Gas | Southern California Gas Company | Incentive:Paid | 4487 | 36.9 |  | 1 | 128 |  | 122 |  | 2017-11-10 10:06 | 2018-02-16 | TITANIUM POWER INC | Retrofit | Sun Valley | Los Angeles | 91352 | Host Customer is System Owner | 6 |  | 30004079 | GREENoneTEC Solarindustrie GmbH | Solpal Plus | Solpal Plus L-GT | Direct Integral Collector Storage (DI) | 25.66 |  | Solpal Plus L |  |  | Solar Storage with Tankless Auxiliary Water Heater | 51 | 1 | 0.95 | 75 | Z09 | [18 empty] | LOS ANGELES | FALSE | 35.23 |  | 2011-06-01: 2017-11-08; 2011-08-03: 2017-11-10; 2011-09-20: 2018-02-16 | 2427 | 4509 | Up-front Payment
SCG-009907 | Low Income Single Family Residential | Domestic Hot Water | Gas | Southern California Gas Company | Incentive:Paid | 4487 | 36.9 |  | 1 | 128 |  | 122 |  | 2017-11-10 10:04 | 2018-03-12 | TITANIUM POWER INC | Retrofit | Pacoima | Los Angeles | 91331 | Host Customer is System Owner | 4 |  | 30004079 | GREENoneTEC Solarindustrie GmbH | Solpal Plus | Solpal Plus L-GT | Direct Integral Collector Storage (DI) | 25.66 |  | Solpal Plus L |  |  | Solar Storage with Tankless Auxiliary Water Heater | 51 | 1 | 0.95 | 55 | Z09 | [18 empty] | LOS ANGELES | FALSE | 35.23 |  | 2011-06-01: 2017-11-08; 2011-08-03: 2017-11-10; 2011-09-20: 2018-03-12 | 2418 | 4509 | Up-front Payment
SCG-009908 | Low Income Single Family Residential | Domestic Hot Water | Gas | Southern California Gas Company | Incentive:Paid | 4487 | 36.9 |  | 1 | 128 |  | 122 |  | 2017-11-10 10:01 | 2018-03-19 | TITANIUM POWER INC | Retrofit | San Fernando | Los Angeles | 91340 | Host Customer is System Owner | 4 |  | 30004079 | GREENoneTEC Solarindustrie GmbH | Solpal Plus | Solpal Plus L-GT | Direct Integral Collector Storage (DI) | 25.66 |  | Solpal Plus L |  |  | Solar Storage with Tankless Auxiliary Water Heater | 51 | 1 | 0.95 | 55 | Z09 | [18 empty] | LOS ANGELES | FALSE | 35.23 |  | 2011-06-01: 2017-11-08; 2011-08-03: 2017-11-10; 2011-09-20: 2018-03-19 | 2410 | 4509 | Up-front Payment
SCG-009909 | Low Income Single Family Residential | Domestic Hot Water | Gas | Southern California Gas Company | Incentive:Paid | 4723 | 36.9 |  | 1 | 128 |  | 128 |  | 2017-11-10 10:29 | 2018-02-15 | TITANIUM POWER INC | Retrofit | Sun Valley | Los Angeles | 91352 | Owner/Tenant | 6 |  | 30004079 | GREENoneTEC Solarindustrie GmbH | Solpal Plus | Solpal Plus L-GT | Direct Integral Collector Storage (DI) | 25.66 |  | Solpal Plus L |  |  | Solar Storage with Tankless Auxiliary Water Heater | 51 | 1 | 1 | 75 | Z09 | [18 empty] | LOS ANGELES | FALSE | 37.18 |  | 2011-06-01: 2017-11-08; 2011-08-03: 2017-11-10; 2011-09-20: 2018-02-15 | 2377 | 4759 | Up-front Payment
SCG-009911 | Commercial/Multifamily Residential | Domestic Hot Water | Gas | Southern California Gas Company | Incentive:Paid | 51242 | 20.19 |  | 1 | 2538 |  | 2538 |  | 2017-11-22 12:00 | 2018-01-29 | EVOLUTION ENERGY SOLUTIONS L L C | Retrofit | Lennox | Los Angeles | 90304 | Host Customer is System Owner | [7 empty] | 655.2 | 40.95 |  | Drainback | Advanced Controller with a Vacation or Holiday Mode | Solar Storage and Auxiliary Tanks are separate |  | 1 | 1 | 1440 | Z08 | 36 | Units | Apartments/Condos | TRB-40 | 16 | 1 | 1300 | 1 | 200 | 2 | 400000 | TRUE | 140 | 140 |  | SunEarth - SETR A503 TTR U + VFS 10-200 |  | SunEarth - SETR A503 TTR U + VFS 10-200 | Los Angeles | FALSE | 20.19 |  | 2017-11-22 |  | 2017-11-22 | 2018-01-29 | 2018-11-27 | 2018-11-28 | 2154 | 51242 | Up-front Payment
SCG-009912 | Low Income Single Family Residential | Domestic Hot Water | Gas | Southern California Gas Company | Incentive:Paid | 4487 | 36.9 |  | 1 | 128 |  | 122 |  | 2017-11-21 14:39 | 2018-03-15 | TITANIUM POWER INC | Retrofit | Sun Valley | Los Angeles | 91352 | Host Customer is System Owner | 6 |  | 30004079 | GREENoneTEC Solarindustrie GmbH | Solpal Plus | Solpal Plus L-GT | Direct Integral Collector Storage (DI) | 25.66 |  | Solpal Plus L |  |  | Solar Storage with Tankless Auxiliary Water Heater | 51 | 1 | 0.95 | 75 | Z09 | [18 empty] | LOS ANGELES | FALSE | 35.23 |  | 2011-06-01: 2017-11-08; 2011-08-03: 2017-11-21; 2011-09-20: 2018-03-15 | 2412 | 4509 | Up-front Payment
SCG-009913 | Low Income Single Family Residential | Domestic Hot Water | Gas | Southern California Gas Company | Incentive:Paid | 4723 | 36.9 |  | 1 | 128 |  | 128 |  | 2017-11-10 10:27 | 2018-03-19 | TITANIUM POWER INC | Retrofit | Sun Valley | Los Angeles | 91352 | Host Customer is System Owner | 7 |  | 30004079 | GREENoneTEC Solarindustrie GmbH | Solpal Plus | Solpal Plus L-GT | Direct Integral Collector Storage (DI) | 25.66 |  | Solpal Plus L |  |  | Solar Storage with Tankless Auxiliary Water Heater | 51 | 1 | 1 | 85 | Z09 | [18 empty] | LOS ANGELES | FALSE | 37.18 |  | 2011-06-01: 2017-11-08; 2011-08-03: 2017-11-10; 2011-09-20: 2018-03-19 | 2410 | 4759 | Up-front Payment
SCG-009915 | Low Income Single Family Residential | Domestic Hot Water | Gas | Southern California Gas Company | Incentive:Paid | 4723 | 36.9 |  | 1 | 128 |  | 128 |  | 2017-11-13 15:27 | 2018-02-28 | TITANIUM POWER INC | Retrofit | Sun Valley | Los Angeles | 91352 | Host Customer is System Owner | 4 |  | 30004079 | GREENoneTEC Solarindustrie GmbH | Solpal Plus | Solpal Plus L-GT | Direct Integral Collector Storage (DI) | 25.66 |  | Solpal Plus L |  |  | Solar Storage with Tankless Auxiliary Water Heater | 51 | 1 | 1 | 55 | Z09 | [18 empty] | LOS ANGELES | FALSE | 37.18 |  | 2011-06-01: 2017-11-08; 2011-08-03: 2017-11-13; 2011-09-20: 2018-02-28 | 2427 | 4759 | Up-front Payment
SCG-009916 | Low Income Single Family Residential | Domestic Hot Water | Gas | Southern California Gas Company | Incentive:Paid | 4723 | 36.9 |  | 1 | 128 |  | 128 |  | 2017-11-21 14:40 | 2018-03-15 | TITANIUM POWER INC | Retrofit | Pacoima | Los Angeles | 91331 | Host Customer is System Owner | 5 |  | 30004079 | GREENoneTEC Solarindustrie GmbH | Solpal Plus | Solpal Plus L-GT | Direct Integral Collector Storage (DI) | 25.66 |  | Solpal Plus L |  |  | Solar Storage with Tankless Auxiliary Water Heater | 51 | 1 | 1 | 65 | Z09 | [18 empty] | LOS ANGELES | FALSE | 37.18 |  | 2011-06-01: 2017-11-08; 2011-08-03: 2017-11-21; 2011-09-20: 2018-03-15 | 2412 | 4759 | Up-front Payment
SCG-009917 | Low Income Single Family Residential | Domestic Hot Water | Gas | Southern California Gas Company | Incentive:Paid | 4723 | 36.9 |  | 1 | 128 |  | 128 |  | 2017-11-10 10:26 | 2018-03-08 | TITANIUM POWER INC | Retrofit | Sun Valley | Los Angeles | 91352 | Owner/Tenant | 5 |  | 30004079 | GREENoneTEC Solarindustrie GmbH | Solpal Plus | Solpal Plus L-GT | Direct Integral Collector Storage (DI) | 25.66 |  | Solpal Plus L |  |  | Solar Storage with Tankless Auxiliary Water Heater | 51 | 1 | 1 | 65 | Z09 | [18 empty] | LOS ANGELES | FALSE | 37.18 |  | 2011-06-01: 2017-11-08; 2011-08-03: 2017-11-10; 2011-09-20: 2018-03-08 | 2418 | 4759 | Up-front Payment
SCG-009918 | Low Income Multifamily Residential | Domestic Hot Water | Gas | Southern California Gas Company | Incentive:Paid | 20186 | 24.89 |  | 1 | 811 |  | 811 |  | 2018-02-26 11:59 | 2018-04-03 | PROMISE ENERGY INC | Retrofit | La Puente | Los Angeles | 91744 | Host Customer is System Owner | [7 empty] | 327.6 | 40.95 |  | Glycol | Steam Back | Solar Storage and Auxiliary Tanks are separate |  | 1 | 1 | 672 | Z09 | 16 | Units | Apartments/Condos | TRB-40 | 8 | 1 | 460 | 4 | 115 | 1 | 19000 | TRUE | 120 | 140 |  |  |  |  | City of La Puente | FALSE | 42.72 |  | 2017-11-08 |  | 2018-02-26 | 2018-04-03 | 2018-05-18 | 2018-08-28 | 2249 | 34646.42 | Up-front Payment
SCG-009919 | Low Income Single Family Residential | Domestic Hot Water | Gas | Southern California Gas Company | Incentive:Paid | 4723 | 36.9 |  | 1 | 128 |  | 128 |  | 2017-11-13 10:26 | 2018-02-27 | TITANIUM POWER INC | Retrofit | Pacoima | Los Angeles | 91331 | Host Customer is System Owner | 5 |  | 30004079 | GREENoneTEC Solarindustrie GmbH | Solpal Plus | Solpal Plus L-GT | Direct Integral Collector Storage (DI) | 25.66 |  | Solpal Plus L |  |  | Solar Storage with Tankless Auxiliary Water Heater | 51 | 1 | 1 | 65 | Z09 | [18 empty] | LOS ANGELES | FALSE | 37.18 |  | 2011-06-01: 2017-11-08; 2011-08-03: 2017-11-13; 2011-09-20: 2018-02-27 | 2427 | 4759 | Up-front Payment
SCG-009920 | Low Income Multifamily Residential | Domestic Hot Water | Gas | Southern California Gas Company | Incentive:Paid | 20161 | 24.89 |  | 1 | 810 |  | 810 |  | 2018-02-26 11:59 | 2018-04-03 | PROMISE ENERGY INC | Retrofit | La Puente | Los Angeles | 91744 | Host Customer is System Owner | [7 empty] | 327.6 | 40.95 |  | Glycol | Advanced Controller with a Vacation or Holiday Mode | Solar Storage and Auxiliary Tanks are separate |  | 1 | 1 | 672 | Z09 | 16 | Units | Apartments/Condos | 10001803 | 8 | 1 | 460 | 4 | 115 | 1 | 199000 | TRUE | 120 | 140 |  |  |  |  | City of La Puente | FALSE | 42.77 |  | 2017-11-08 |  | 2018-02-26 | 2018-04-03 | 2018-05-18 | 2018-07-12 | 2294 | 34646.42 | Up-front Payment
SCG-009921 | Low Income Single Family Residential | Domestic Hot Water | Gas | Southern California Gas Company | Incentive:Canceled | 4723 | 36.9 |  | 1 | 128 |  | 128 |  | 2017-11-17 14:34 |  | TITANIUM POWER INC | Retrofit | Panorama City | Los Angeles | 91402 | Host Customer is System Owner | 4 |  | 30004079 | GREENoneTEC Solarindustrie GmbH | Solpal Plus | Solpal Plus L-GT | Direct Integral Collector Storage (DI) | 25.66 |  | Solpal Plus L |  |  | Solar Storage with Tankless Auxiliary Water Heater | 51 | 1 | 1 | 55 | Z09 | [18 empty] | LOS ANGELES | FALSE | 37.18 |  | 2011-06-01: 2017-11-08; 2011-06-21: 2018-02-07; 2011-08-03: 2017-11-17 | 2452 | 4759 | Up-front Payment
SCG-009922 | Low Income Multifamily Residential | Domestic Hot Water | Gas | Southern California Gas Company | Incentive:Paid | 20161 | 24.89 |  | 1 | 810 |  | 810 |  | 2018-02-26 12:00 | 2018-04-03 | PROMISE ENERGY INC | Retrofit | La Puente | Los Angeles | 91744 | Host Customer is System Owner | [7 empty] | 327.6 | 40.95 |  | Glycol | Steam Back | Solar Storage and Auxiliary Tanks are separate |  | 1 | 1 | 672 | Z09 | 16 | Units | Apartments/Condos | 10001803 | 8 | 1 | 460 | 4 | 115 | 1 | 199000 | TRUE | 120 | 140 |  |  |  |  | City of La Puente | FALSE | 42.77 |  | 2017-11-08 |  | 2018-02-26 | 2018-04-03 | 2018-05-18 | 2018-07-12 | 2294 | 34646.42 | Up-front Payment
SCG-009923 | Low Income Multifamily Residential | Domestic Hot Water | Gas | Southern California Gas Company | Incentive:Paid | 18419 | 24.89 |  | 1 | 740 |  | 740 |  | 2018-02-26 12:00 | 2018-04-03 | PROMISE ENERGY INC | Retrofit | La Puente | Los Angeles | 91744 | Host Customer is System Owner | [7 empty] | 245.7 | 40.95 |  | Glycol | Steam Back | Solar Storage and Auxiliary Tanks are separate |  | 1 | 1 | 420 | Z09 | 10 | Units | Apartments/Condos | 10001803 | 6 | 1 | 345 | 3 | 115 | 1 | 199000 | TRUE | 120 | 140 |  |  |  |  | City of La Puente | FALSE | 35.11 |  | 2017-11-08 |  | 2018-02-26 | 2018-04-03 | 2018-05-18 | 2018-07-12 | 2293 | 25984.81 | Up-front Payment
SCG-009924 | Low Income Multifamily Residential | Domestic Hot Water | Gas | Southern California Gas Company | Incentive:Paid | 13615 | 24.89 |  | 1 | 547 |  | 547 |  | 2018-02-26 12:01 | 2018-04-03 | PROMISE ENERGY INC | Retrofit | La Puente | Los Angeles | 91744 | Host Customer is System Owner | [7 empty] | 245.7 | 40.95 |  | Glycol | Steam Back | Solar Storage and Auxiliary Tanks are separate |  | 1 | 1 | 420 | Z09 | 10 | Units | Apartments/Condos | 10001803 | 6 | 1 | 345 | 3 | 115 | 1 | 19000 | TRUE | 120 | 140 |  |  |  |  | City of La Puente | FALSE | 47.5 |  | 2017-11-08 |  | 2018-02-26 | 2018-04-03 | 2018-05-18 | 2018-08-28 | 2249 | 25984.81 | Up-front Payment
SCG-009925 | Low Income Multifamily Residential | Domestic Hot Water | Gas | Southern California Gas Company | Incentive:Paid | 13714 | 24.89 |  | 1 | 551 |  | 551 |  | 2018-02-26 12:01 | 2018-04-03 | PROMISE ENERGY INC | Retrofit | La Puente | Los Angeles | 91744 | Host Customer is System Owner | [7 empty] | 245.7 | 40.95 |  | Glycol | Steam Back | Solar Storage and Auxiliary Tanks are separate |  | 1 | 1 | 420 | Z09 | 10 | Units | Apartments/Condos | 10001803 | 6 | 1 | 345 | 3 | 115 | 1 | 199000 | TRUE | 120 | 140 |  |  |  |  | City of La Puente | FALSE | 47.16 |  | 2017-11-08 |  | 2018-02-26 | 2018-04-03 | 2018-08-16 | 2018-08-29 | 2249 | 25984.81 | Up-front Payment
PGE-009929 | Single Family Residential | Domestic Hot Water | Gas | Pacific Gas and Electric | Incentive:Paid | 4057 | 29.85 |  | 1 | 151 |  | 136 |  | 2018-04-16 08:41 | 2018-04-16 | 88 H V A C | Retrofit | SAN FRANCISCO | San Francisco | 94127 | Host Customer is System Owner | 4 |  | 2010080C | Integrated Solar LLC | ARCHITECTURAL SERIES DRAINBACK SOLAR WATER HEATING SYSTEMS | ASDX-80-TLG-40C | Indirect Forced Circulation (IF) | 39.68 |  | AS410C | Automatic Drainback |  | Solar Storage with Tankless Auxiliary Water Heater | 80 | 0.9 | 1 | 55 | Z03 | [18 empty] | san francisco | FALSE | 45.36 |  | 2017-11-08 | 2018-02-07 |  |  | 2018-04-16 | 2018-04-16 | 2367 | 6850 | Up-front Payment
PGE-009930 | Single Family Residential | Domestic Hot Water | Gas | Pacific Gas and Electric | Incentive:Paid | 4057 | 29.85 |  | 1 | 151 |  | 136 |  | 2018-03-16 08:44 | 2018-03-16 | 88 H V A C | Retrofit | SAN FRANCISCO | San Francisco | 94116 | Host Customer is System Owner | 5 |  | 2010080C | Integrated Solar LLC | ARCHITECTURAL SERIES DRAINBACK SOLAR WATER HEATING SYSTEMS | ASDX-80-TLG-40C | Indirect Forced Circulation (IF) | 39.68 |  | AS410C | Automatic Drainback |  | Solar Storage with Tankless Auxiliary Water Heater | 80 | 0.9 | 1 | 65 | Z03 | [18 empty] | San Francisco | FALSE | 45.36 |  | 2017-11-09 | 2018-02-21 |  |  | 2018-03-16 | 2018-03-16 | 2395 | 6850 | Up-front Payment
SCG-009931 | Commercial/Multifamily Residential | Domestic Hot Water | Gas | Southern California Gas Company | Incentive:Paid | 30507 | 20.19 |  | 1 | 1511 |  | 1511 |  | 2017-11-10 06:50 | 2017-11-10 | ALL VALLEY SOLAR INC | Retrofit | El Sugundo | El Segundo | 90245 | Host Customer is System Owner | [7 empty] | 409.5 | 40.95 |  | Drainback |  | Solar Storage and Auxiliary Tanks are separate |  | 1 | 1 | 840 | Z06 | 21 | Units | Apartments/Condos | TRB-40 | 10 | 2 | 510 | 4 | 100 | 1 | 250000 | TRUE | 135 | 140 |  |  |  |  | El Sugundo | FALSE | 43.93 |  | 2017-11-09 |  | 2017-11-10 | 2017-11-10 | 2017-11-20 | 2017-12-13 | 2489 | 66380 | Up-front Payment
SCG-009932 | Low Income Single Family Residential | Domestic Hot Water | Gas | Southern California Gas Company | Incentive:Paid | 4723 | 36.9 |  | 1 | 128 |  | 128 |  | 2017-11-17 14:32 | 2018-03-06 | TITANIUM POWER INC | Retrofit | Sun Valley | Los Angeles | 91352 | Host Customer is System Owner | 4 |  | 30004079 | GREENoneTEC Solarindustrie GmbH | Solpal Plus | Solpal Plus L-GT | Direct Integral Collector Storage (DI) | 25.66 |  | Solpal Plus L |  |  | Solar Storage with Tankless Auxiliary Water Heater | 51 | 1 | 1 | 55 | Z09 | [18 empty] | LOS ANGELES | FALSE | 37.18 |  | 2011-06-01: 2017-11-09; 2011-08-03: 2017-11-17; 2011-09-20: 2018-03-06 | 2420 | 4759 | Up-front Payment
SCG-009933 | Low Income Single Family Residential | Domestic Hot Water | Gas | Southern California Gas Company | Incentive:Paid | 4723 | 36.9 |  | 1 | 128 |  | 128 |  | 2017-11-16 14:51 | 2018-03-02 | TITANIUM POWER INC | Retrofit | N Hollywood | Los Angeles | 91605 | Host Customer is System Owner | 4 |  | 30004079 | GREENoneTEC Solarindustrie GmbH | Solpal Plus | Solpal Plus L-GT | Direct Integral Collector Storage (DI) | 25.66 |  | Solpal Plus L |  |  | Solar Storage with Tankless Auxiliary Water Heater | 51 | 1 | 1 | 55 | Z09 | [18 empty] | LOS ANGELES | FALSE | 37.18 |  | 2011-06-01: 2017-11-09; 2011-08-03: 2017-11-16; 2011-09-20: 2018-03-02 | 2423 | 4759 | Up-front Payment
SCG-009935 | Low Income Single Family Residential | Domestic Hot Water | Gas | Southern California Gas Company | Incentive:Paid | 4723 | 36.9 |  | 1 | 128 |  | 128 |  | 2017-11-16 15:23 | 2018-03-02 | TITANIUM POWER INC | Retrofit | N. Hollywood | Los Angeles | 91605 | Host Customer is System Owner | 4 |  | 30004079 | GREENoneTEC Solarindustrie GmbH | Solpal Plus | Solpal Plus L-GT | Direct Integral Collector Storage (DI) | 25.66 |  | Solpal Plus L |  |  | Solar Storage with Tankless Auxiliary Water Heater | 51 | 1 | 1 | 55 | Z09 | [18 empty] | Los Angeles | FALSE | 37.18 |  | 2011-06-01: 2017-11-09; 2011-08-03: 2017-11-16; 2011-09-20: 2018-03-02 | 2423 | 4759 | Up-front Payment
SCG-009936 | Low Income Single Family Residential | Domestic Hot Water | Gas | Southern California Gas Company | Incentive:Paid | 4723 | 36.9 |  | 1 | 128 |  | 128 |  | 2017-11-16 14:53 | 2018-03-02 | TITANIUM POWER INC | Retrofit | N. Hollywood | Los Angeles | 91605 | Host Customer is System Owner | 5 |  | 30004079 | GREENoneTEC Solarindustrie GmbH | Solpal Plus | Solpal Plus L-GT | Direct Integral Collector Storage (DI) | 25.66 |  | Solpal Plus L |  |  | Solar Storage with Tankless Auxiliary Water Heater | 51 | 1 | 1 | 65 | Z09 | [18 empty] | Los Angeles | FALSE | 37.18 |  | 2011-06-01: 2017-11-09; 2011-08-03: 2017-11-16; 2011-09-20: 2018-03-02 | 2418 | 4759 | Up-front Payment
PGE-009937 | Single Family Residential | Domestic Hot Water | Gas | Pacific Gas and Electric | Incentive:Paid | 3893 | 29.85 |  | 1 | 155 |  | 130 |  | 2017-11-09 12:20 | 2017-11-29 | AZTEC SOLAR INC | Retrofit | DAVIS | Yolo | 95616 | Host Customer is System Owner | 4 |  | 2001001E | SunEarth, Inc. | SOLARAY | TE64P-80-2G | Indirect Forced Circulation (IF) | 65.67 |  | EP-32 / EP-32-0.75 | Glycol | Advanced Controller with a Vacation or Holiday Mode | Solar and Auxiliary Storage are the same Tank | 80 | 0.99 | 0.85 | 55 | Z12 | [18 empty] | City of Davis | FALSE | 61.15 |  | 2017-11-09 | 2017-11-15 |  |  | 2017-11-09 | 2017-11-29 | 2494 | 9478 | Up-front Payment
SCG-009938 | Low Income Single Family Residential | Domestic Hot Water | Gas | Southern California Gas Company | Incentive:Canceled | 4723 | 36.9 |  | 1 | 128 |  | 128 |  | 2017-11-16 15:45 |  | TITANIUM POWER INC | Retrofit | Sun Valley | Los Angeles | 91352 | Host Customer is System Owner | 7 |  | 30004079 | GREENoneTEC Solarindustrie GmbH | Solpal Plus | Solpal Plus L-GT | Direct Integral Collector Storage (DI) | 25.66 |  | Solpal Plus L |  |  | Solar Storage with Tankless Auxiliary Water Heater | 51 | 1 | 1 | 85 | Z09 | [18 empty] | Los Angeles | FALSE | 37.18 |  | 2011-06-01: 2017-11-09; 2011-06-21: 2018-02-07; 2011-08-03: 2017-11-16 | 2452 | 4759 | Up-front Payment
SCG-009939 | Low Income Single Family Residential | Domestic Hot Water | Gas | Southern California Gas Company | Incentive:Paid | 4723 | 36.9 |  | 1 | 128 |  | 128 |  | 2017-11-17 14:36 | 2018-08-16 | TITANIUM POWER INC | Retrofit | Panorama City | Los Angeles | 91402 | Host Customer is System Owner | 4 |  | 30004079 | GREENoneTEC Solarindustrie GmbH | Solpal Plus | Solpal Plus L-GT | Direct Integral Collector Storage (DI) | 25.66 |  | Solpal Plus L |  |  | Solar Storage with Tankless Auxiliary Water Heater | 51 | 1 | 1 | 55 | Z09 | [18 empty] | LOS ANGELES | FALSE | 37.18 |  | 2011-06-01: 2017-11-09; 2011-08-03: 2017-11-17; 2011-09-20: 2018-08-16 | 2259 | 4759 | Up-front Payment
SCG-009940 | Low Income Single Family Residential | Domestic Hot Water | Gas | Southern California Gas Company | Incentive:Paid | 4723 | 36.9 |  | 1 | 128 |  | 128 |  | 2017-11-13 15:26 | 2018-02-27 | TITANIUM POWER INC | Retrofit | San Fernando | Los Angeles | 91340 | Host Customer is System Owner | 7 |  | 30004079 | GREENoneTEC Solarindustrie GmbH | Solpal Plus | Solpal Plus L-GT | Direct Integral Collector Storage (DI) | 25.66 |  | Solpal Plus L |  |  | Solar Storage with Tankless Auxiliary Water Heater | 51 | 1 | 1 | 85 | Z09 | [18 empty] | LOS ANGELES | FALSE | 37.18 |  | 2011-06-01: 2017-11-09; 2011-08-03: 2017-11-13; 2011-09-20: 2018-02-27 | 2426 | 4759 | Up-front Payment
SCG-009941 | Low Income Single Family Residential | Domestic Hot Water | Gas | Southern California Gas Company | Incentive:Paid | 4723 | 36.9 |  | 1 | 128 |  | 128 |  | 2017-11-16 15:34 | 2018-05-08 | TITANIUM POWER INC | Retrofit | San Fernando | Los Angeles | 91342 | Host Customer is System Owner | 6 |  | 30004079 | GREENoneTEC Solarindustrie GmbH | Solpal Plus | Solpal Plus L-GT | Direct Integral Collector Storage (DI) | 25.66 |  | Solpal Plus L |  |  | Solar Storage with Tankless Auxiliary Water Heater | 51 | 1 | 1 | 75 | Z09 | [18 empty] | Los Angeles | FALSE | 37.18 |  | 2017-11-09 | 2018-02-07 |  |  | 2017-11-16 | 2018-05-08 | 2357 | 4759 | Up-front Payment
SCG-009943 | Low Income Single Family Residential | Domestic Hot Water | Gas | Southern California Gas Company | Incentive:Canceled | 4723 | 36.9 |  | 1 | 128 |  | 128 |  | 2017-11-17 14:02 |  | TITANIUM POWER INC | Retrofit | Arleta | Los Angeles | 91331 | Host Customer is System Owner | 6 |  | 30004079 | GREENoneTEC Solarindustrie GmbH | Solpal Plus | Solpal Plus L-GT | Direct Integral Collector Storage (DI) | 25.66 |  | Solpal Plus L |  |  | Solar Storage with Tankless Auxiliary Water Heater | 51 | 1 | 1 | 75 | Z09 | [18 empty] | LOS ANGELES | FALSE | 37.18 |  | 2011-06-01: 2017-11-09; 2011-06-21: 2018-02-07; 2011-08-03: 2017-11-17 | 2410 | 4759 | Up-front Payment
SCG-009944 | Low Income Single Family Residential | Domestic Hot Water | Gas | Southern California Gas Company | Incentive:Paid | 4723 | 36.9 |  | 1 | 128 |  | 128 |  | 2017-11-16 14:17 | 2018-03-02 | TITANIUM POWER INC | Retrofit | Pacoima | Los Angeles | 91331 | Host Customer is System Owner | 9 |  | 30004079 | GREENoneTEC Solarindustrie GmbH | Solpal Plus | Solpal Plus L-GT | Direct Integral Collector Storage (DI) | 25.66 |  | Solpal Plus L |  |  | Solar Storage with Tankless Auxiliary Water Heater | 51 | 1 | 1 | 105 | Z09 | [18 empty] | Los Angeles | FALSE | 37.18 |  | 2011-06-01: 2017-11-09; 2011-08-03: 2017-11-16; 2011-09-20: 2018-03-02 | 2424 | 4759 | Up-front Payment
SCG-009945 | Low Income Single Family Residential | Domestic Hot Water | Gas | Southern California Gas Company | Incentive:Paid | 4723 | 36.9 |  | 1 | 128 |  | 128 |  | 2017-11-16 14:50 | 2018-05-25 | TITANIUM POWER INC | Retrofit | Arleta | Los Angeles | 91331 | Host Customer is System Owner | 6 |  | 30004079 | GREENoneTEC Solarindustrie GmbH | Solpal Plus | Solpal Plus L-GT | Direct Integral Collector Storage (DI) | 25.66 |  | Solpal Plus L |  |  | Solar Storage with Tankless Auxiliary Water Heater | 51 | 1 | 1 | 75 | Z09 | [18 empty] | LOS ANGELES | FALSE | 37.18 |  | 2017-11-09 | 2018-02-07 |  |  | 2017-11-16 | 2018-05-25 | 2342 | 4759 | Up-front Payment
SCG-009946 | Low Income Single Family Residential | Domestic Hot Water | Gas | Southern California Gas Company | Incentive:Paid | 4723 | 36.9 |  | 1 | 128 |  | 128 |  | 2017-11-16 14:18 | 2018-02-05 | TITANIUM POWER INC | Retrofit | N. Hollywood | Los Angeles | 91605 | Host Customer is System Owner | 5 |  | 30004079 | GREENoneTEC Solarindustrie GmbH | Solpal Plus | Solpal Plus L-GT | Direct Integral Collector Storage (DI) | 25.66 |  | Solpal Plus L |  |  | Solar Storage with Tankless Auxiliary Water Heater | 51 | 1 | 1 | 65 | Z09 | [18 empty] | Los Angeles | FALSE | 37.18 |  | 2011-06-01: 2017-11-09; 2011-08-03: 2017-11-16; 2011-09-20: 2018-02-05 | 2448 | 4759 | Up-front Payment
SCG-009947 | Multifamily Residential - Disadvantaged Community | Domestic Hot Water | Gas | Southern California Gas Company | Incentive:Paid | 35131 | 20.19 |  | 1 | 1740 |  | 1740 |  | 2017-11-30 13:53 | 2017-12-01 | ALL VALLEY SOLAR INC | Retrofit | Los Angeles | Los Angeles | 90008 | Host Customer is System Owner | [7 empty] | 450.45 | 40.95 |  | Drainback | Drainback (Water) | Solar Storage and Auxiliary Tanks are separate |  | 1 | 1 | 1120 | Z08 | 28 | Units | Apartments/Condos | TRB-40 | 11 | 2 | 552 | 2 | 215 | 2 | 270000 | TRUE | 135 | 140 |  |  |  |  | LADBS | FALSE | 41.4 |  | 2017-11-13 |  | 2017-11-30 | 2017-12-01 | 2018-02-16 | 2018-03-05 | 2339 | 72039 | Up-front Payment
SCG-009948 | Low Income Single Family Residential | Domestic Hot Water | Gas | Southern California Gas Company | Incentive:Paid | 4723 | 36.9 |  | 1 | 128 |  | 128 |  | 2017-11-16 15:26 | 2018-02-05 | TITANIUM POWER INC | Retrofit | Pacoima | Los Angeles | 91331 | Host Customer is System Owner | 5 |  | 30004079 | GREENoneTEC Solarindustrie GmbH | Solpal Plus | Solpal Plus L-GT | Direct Integral Collector Storage (DI) | 25.66 |  | Solpal Plus L |  |  | Solar Storage with Tankless Auxiliary Water Heater | 51 | 1 | 1 | 65 | Z09 | [18 empty] | LOS ANGELES | FALSE | 37.18 |  | 2011-06-01: 2017-11-09; 2011-08-03: 2017-11-16; 2011-09-20: 2018-02-05 | 2448 | 4759 | Up-front Payment
SCG-009949 | Low Income Single Family Residential | Domestic Hot Water | Gas | Southern California Gas Company | Incentive:Paid | 4723 | 36.9 |  | 1 | 128 |  | 128 |  | 2017-11-13 15:26 | 2018-02-22 | TITANIUM POWER INC | Retrofit | Pacoima | Los Angeles | 91331 | Host Customer is System Owner | 6 |  | 30004079 | GREENoneTEC Solarindustrie GmbH | Solpal Plus | Solpal Plus L-GT | Direct Integral Collector Storage (DI) | 25.66 |  | Solpal Plus L |  |  | Solar Storage with Tankless Auxiliary Water Heater | 51 | 1 | 1 | 75 | Z09 | [18 empty] | Los Angeles | FALSE | 37.18 |  | 2011-06-01: 2017-11-09; 2011-08-03: 2017-11-13; 2011-09-20: 2018-02-22 | 2423 | 4759 | Up-front Payment
SCG-009950 | Low Income Single Family Residential | Domestic Hot Water | Gas | Southern California Gas Company | Incentive:Paid | 4723 | 36.9 |  | 1 | 128 |  | 128 |  | 2017-11-16 14:45 | 2018-03-08 | TITANIUM POWER INC | Retrofit | N. Hollywood | Los Angeles | 91605 | Host Customer is System Owner | 7 |  | 30004079 | GREENoneTEC Solarindustrie GmbH | Solpal Plus | Solpal Plus L-GT | Direct Integral Collector Storage (DI) | 25.66 |  | Solpal Plus L |  |  | Solar Storage with Tankless Auxiliary Water Heater | 51 | 1 | 1 | 85 | Z09 | [18 empty] | Los Angeles | FALSE | 37.18 |  | 2011-06-01: 2017-11-09; 2011-08-03: 2017-11-16; 2011-09-20: 2018-03-08 | 2418 | 4759 | Up-front Payment
SCG-009951 | Low Income Single Family Residential | Domestic Hot Water | Gas | Southern California Gas Company | Incentive:Paid | 4723 | 36.9 |  | 1 | 128 |  | 128 |  | 2017-11-16 15:48 | 2018-03-01 | TITANIUM POWER INC | Retrofit | Sun Valley | Los Angeles | 91352 | Host Customer is System Owner | 8 |  | 30004079 | GREENoneTEC Solarindustrie GmbH | Solpal Plus | Solpal Plus L-GT | Direct Integral Collector Storage (DI) | 25.66 |  | Solpal Plus L |  |  | Solar Storage with Tankless Auxiliary Water Heater | 51 | 1 | 1 | 95 | Z09 | [18 empty] | Los Angeles | FALSE | 37.18 |  | 2011-06-01: 2017-11-09; 2011-08-03: 2017-11-16; 2011-09-20: 2018-03-01 | 2426 | 4759 | Up-front Payment
SCG-009952 | Low Income Single Family Residential | Domestic Hot Water | Gas | Southern California Gas Company | Incentive:Paid | 4487 | 36.9 |  | 1 | 128 |  | 122 |  | 2017-11-17 13:41 | 2018-04-13 | TITANIUM POWER INC | Retrofit | Pacoima | Los Angeles | 91331 | Host Customer is System Owner | 4 |  | 30004079 | GREENoneTEC Solarindustrie GmbH | Solpal Plus | Solpal Plus L-GT | Direct Integral Collector Storage (DI) | 25.66 |  | Solpal Plus L |  |  | Solar Storage with Tankless Auxiliary Water Heater | 51 | 1 | 0.95 | 55 | Z09 | [18 empty] | Los Angeles | FALSE | 35.23 |  | 2017-11-09 | 2018-02-07 |  |  | 2017-11-17 | 2018-04-13 | 2385 | 4509 | Up-front Payment
SCG-009953 | Single Family Residential | Domestic Hot Water | Gas | Southern California Gas Company | Incentive:Paid | 4366 | 29.85 |  | 1 | 186 |  | 158 |  | 2017-11-09 17:37 | 2018-01-02 | CATERSOLAR INC | Retrofit | Woodland Hills | Los Angeles | 91364 | Host Customer is System Owner | 4 |  | 2011118A | Stiebel Eltron | SOLAR HOT WATER PACKAGE | SOLKIT-2N-B | Indirect Forced Circulation (IF) | 54.81 |  | SOL 27 Premium S | Glycol | Advanced Controller with a Vacation or Holiday Mode | Solar Storage with Tankless Auxiliary Water Heater | 81.1 | 1 | 0.85 | 55 | Z09 | [18 empty] | CITY OF LOS ANGELES | FALSE | 56.24 |  | 2011-06-01: 2017-11-09; 2011-08-03: 2017-11-09; 2011-09-20: 2018-01-02 | 2434 | 10460 | Up-front Payment
SCG-009954 | Low Income Single Family Residential | Domestic Hot Water | Gas | Southern California Gas Company | Incentive:Paid | 4723 | 36.9 |  | 1 | 128 |  | 128 |  | 2017-11-13 15:28 | 2018-03-02 | TITANIUM POWER INC | Retrofit | Pacoima | Los Angeles | 91331 | Host Customer is System Owner | 4 |  | 30004079 | GREENoneTEC Solarindustrie GmbH | Solpal Plus | Solpal Plus L-GT | Direct Integral Collector Storage (DI) | 25.66 |  | Solpal Plus L |  |  | Solar Storage with Tankless Auxiliary Water Heater | 51 | 1 | 1 | 55 | Z09 | [18 empty] | Los Angeles | FALSE | 37.18 |  | 2017-11-10 | 2018-02-06 |  |  | 2017-11-13 | 2018-03-02 | 2426 | 4759 | Up-front Payment
SCG-009955 | Low Income Single Family Residential | Domestic Hot Water | Gas | Southern California Gas Company | Incentive:Paid | 4723 | 36.9 |  | 1 | 128 |  | 128 |  | 2017-11-16 15:47 | 2018-02-28 | TITANIUM POWER INC | Retrofit | Sun Valley | Los Angeles | 91352 | Host Customer is System Owner | 4 |  | 30004079 | GREENoneTEC Solarindustrie GmbH | Solpal Plus | Solpal Plus L-GT | Direct Integral Collector Storage (DI) | 25.66 |  | Solpal Plus L |  |  | Solar Storage with Tankless Auxiliary Water Heater | 51 | 1 | 1 | 55 | Z09 | [18 empty] | Los Angeles | FALSE | 37.18 |  | 2011-06-01: 2017-11-10; 2011-08-03: 2017-11-16; 2011-09-20: 2018-02-28 | 2426 | 4759 | Up-front Payment
SCG-009956 | Low Income Single Family Residential | Domestic Hot Water | Gas | Southern California Gas Company | Incentive:Paid | 4723 | 36.9 |  | 1 | 128 |  | 128 |  | 2017-11-16 14:20 | 2018-02-28 | TITANIUM POWER INC | Retrofit | Sun Valley | Los Angeles | 91352 | Host Customer is System Owner | 4 |  | 30004079 | GREENoneTEC Solarindustrie GmbH | Solpal Plus | Solpal Plus L-GT | Direct Integral Collector Storage (DI) | 25.66 |  | Solpal Plus L |  |  | Solar Storage with Tankless Auxiliary Water Heater | 51 | 1 | 1 | 55 | Z09 | [18 empty] | Los Angeles | FALSE | 37.18 |  | 2011-06-01: 2017-11-10; 2011-08-03: 2017-11-16; 2011-09-20: 2018-02-28 | 2426 | 4759 | Up-front Payment
SCG-009957 | Low Income Single Family Residential | Domestic Hot Water | Gas | Southern California Gas Company | Incentive:Canceled | 4723 | 36.9 |  | 1 | 128 |  | 128 |  |  |  | TITANIUM POWER INC | Retrofit | San Fernando | Los Angeles | 91340 | Host Customer is System Owner | 10 |  | 30004079 | GREENoneTEC Solarindustrie GmbH | Solpal Plus | Solpal Plus L-GT | Direct Integral Collector Storage (DI) | 25.66 |  | Solpal Plus L |  |  | Solar Storage with Tankless Auxiliary Water Heater | 51 | 1 | 1 | 115 | Z09 | [18 empty] | Los Angeles | FALSE | 37.18 |  | 2011-06-01: 2017-11-10 | 2542 | 4759 | Up-front Payment
SCG-009958 | Low Income Single Family Residential | Domestic Hot Water | Gas | Southern California Gas Company | Incentive:Paid | 4723 | 36.9 |  | 1 | 128 |  | 128 |  | 2017-11-16 14:27 | 2018-02-28 | TITANIUM POWER INC | Retrofit | San Fernando | Los Angeles | 91340 | Host Customer is System Owner | 10 |  | 30004079 | GREENoneTEC Solarindustrie GmbH | Solpal Plus | Solpal Plus L-GT | Direct Integral Collector Storage (DI) | 25.66 |  | Solpal Plus L |  |  | Solar Storage with Tankless Auxiliary Water Heater | 51 | 1 | 1 | 115 | Z09 | [18 empty] | Los Angeles | FALSE | 37.18 |  | 2011-06-01: 2017-11-10; 2011-08-03: 2017-11-16; 2011-09-20: 2018-02-28 | 2427 | 4759 | Up-front Payment
SCG-009959 | Low Income Single Family Residential | Domestic Hot Water | Gas | Southern California Gas Company | Incentive:Canceled | 4723 | 36.9 |  | 1 | 128 |  | 128 |  | 2017-11-16 14:32 |  | TITANIUM POWER INC | Retrofit | Pacoima | Los Angeles | 91331 | Host Customer is System Owner | 5 |  | 30004079 | GREENoneTEC Solarindustrie GmbH | Solpal Plus | Solpal Plus L-GT | Direct Integral Collector Storage (DI) | 25.66 |  | Solpal Plus L |  |  | Solar Storage with Tankless Auxiliary Water Heater | 51 | 1 | 1 | 65 | Z09 | [18 empty] | Los Angeles | FALSE | 37.18 |  | 2011-06-01: 2017-11-10; 2011-06-21: 2018-02-07; 2011-08-03: 2017-11-16 | 2354 | 4759 | Up-front Payment
SCG-009960 | Low Income Single Family Residential | Domestic Hot Water | Gas | Southern California Gas Company | Incentive:Paid | 4723 | 36.9 |  | 1 | 128 |  | 128 |  | 2017-11-20 14:34 | 2018-08-14 | TITANIUM POWER INC | Retrofit | Arleta | Los Angeles | 91331 | Owner/Tenant | 4 |  | 30004079 | GREENoneTEC Solarindustrie GmbH | Solpal Plus | Solpal Plus L-GT | Direct Integral Collector Storage (DI) | 25.66 |  | Solpal Plus L |  |  | Solar Storage with Tankless Auxiliary Water Heater | 51 | 1 | 1 | 55 | Z09 | [18 empty] | Los Angeles | FALSE | 37.18 |  | 2011-06-01: 2017-11-10; 2011-08-03: 2017-11-20; 2011-09-20: 2018-08-14 | 2263 | 4759 | Up-front Payment
SCG-009961 | Low Income Single Family Residential | Domestic Hot Water | Gas | Southern California Gas Company | Incentive:Canceled | 4723 | 36.9 |  | 1 | 128 |  | 128 |  | 2017-11-16 14:41 |  | TITANIUM POWER INC | Retrofit | Pacoima | Los Angeles | 91331 | Host Customer is System Owner | 5 |  | 30004079 | GREENoneTEC Solarindustrie GmbH | Solpal Plus | Solpal Plus L-GT | Direct Integral Collector Storage (DI) | 25.66 |  | Solpal Plus L |  |  | Solar Storage with Tankless Auxiliary Water Heater | 51 | 1 | 1 | 65 | Z09 | [18 empty] | Los Angeles | FALSE | 37.18 |  | 2011-06-01: 2017-11-10; 2011-06-21: 2018-02-07; 2011-08-03: 2017-11-16 | 2354 | 4759 | Up-front Payment
SCG-009962 | Low Income Single Family Residential | Domestic Hot Water | Gas | Southern California Gas Company | Incentive:Paid | 4723 | 36.9 |  | 1 | 128 |  | 128 |  | 2017-11-13 15:30 | 2018-02-22 | TITANIUM POWER INC | Retrofit | Arleta | Los Angeles | 91331 | Host Customer is System Owner | 12 |  | 30004079 | GREENoneTEC Solarindustrie GmbH | Solpal Plus | Solpal Plus L-GT | Direct Integral Collector Storage (DI) | 25.66 |  | Solpal Plus L |  |  | Solar Storage with Tankless Auxiliary Water Heater | 51 | 1 | 1 | 135 | Z09 | [18 empty] | Los Angeles | FALSE | 37.18 |  | 2011-06-01: 2017-11-10; 2011-08-03: 2017-11-13; 2011-09-20: 2018-02-22 | 2423 | 4759 | Up-front Payment
SCG-009963 | Low Income Single Family Residential | Domestic Hot Water | Gas | Southern California Gas Company | Incentive:Paid | 4723 | 36.9 |  | 1 | 128 |  | 128 |  | 2017-11-16 14:34 | 2018-03-26 | TITANIUM POWER INC | Retrofit | Sun Valley | Los Angeles | 91352 | Host Customer is System Owner | 4 |  | 30004079 | GREENoneTEC Solarindustrie GmbH | Solpal Plus | Solpal Plus L-GT | Direct Integral Collector Storage (DI) | 25.66 |  | Solpal Plus L |  |  | Solar Storage with Tankless Auxiliary Water Heater | 51 | 1 | 1 | 55 | Z09 | [18 empty] | Los Angeles | FALSE | 37.18 |  | 2011-06-01: 2017-11-10; 2011-08-03: 2017-11-16; 2011-09-20: 2018-03-26 | 2404 | 4759 | Up-front Payment
SCG-009964 | Low Income Single Family Residential | Domestic Hot Water | Gas | Southern California Gas Company | Incentive:Paid | 4487 | 36.9 |  | 1 | 128 |  | 122 |  | 2017-11-17 15:09 | 2018-05-25 | TITANIUM POWER INC | Retrofit | Pacoima | Los Angeles | 91331 | Host Customer is System Owner | 5 |  | 30004079 | GREENoneTEC Solarindustrie GmbH | Solpal Plus | Solpal Plus L-GT | Direct Integral Collector Storage (DI) | 25.66 |  | Solpal Plus L |  |  | Solar Storage with Tankless Auxiliary Water Heater | 51 | 1 | 0.95 | 65 | Z09 | [18 empty] | LOS ANGELES | FALSE | 35.23 |  | 2017-11-10 | 2018-02-07 |  |  | 2017-11-17 | 2018-05-25 | 2342 | 4509 | Up-front Payment
SCG-009965 | Low Income Single Family Residential | Domestic Hot Water | Gas | Southern California Gas Company | Incentive:Paid | 4487 | 36.9 |  | 1 | 128 |  | 122 |  | 2017-11-21 10:26 | 2018-03-14 | TITANIUM POWER INC | Retrofit | Arleta | Los Angeles | 91331 | Host Customer is System Owner | 4 |  | 30004079 | GREENoneTEC Solarindustrie GmbH | Solpal Plus | Solpal Plus L-GT | Direct Integral Collector Storage (DI) | 25.66 |  | Solpal Plus L |  |  | Solar Storage with Tankless Auxiliary Water Heater | 51 | 1 | 0.95 | 55 | Z09 | [18 empty] | LOS ANGELES | FALSE | 35.62 |  | 2011-06-01: 2017-11-10; 2011-08-03: 2017-11-21; 2011-09-20: 2018-03-14 | 2413 | 4559 | Up-front Payment
SCG-009966 | Single Family Residential - Disadvantaged Community | Domestic Hot Water | Gas | Southern California Gas Company | Incentive:Paid | 3821 | 29.85 |  | 1 | 128 |  | 128 |  | 2017-11-16 14:35 | 2018-01-23 | TITANIUM POWER INC | Retrofit | Pacoima | Los Angeles | 91331 | Host Customer is System Owner | 6 |  | 30004079 | GREENoneTEC Solarindustrie GmbH | Solpal Plus | Solpal Plus L-GT | Direct Integral Collector Storage (DI) | 25.66 |  | Solpal Plus L |  |  | Solar Storage with Tankless Auxiliary Water Heater | 51 | 1 | 1 | 75 | Z09 | [18 empty] | LOS ANGELES | FALSE | 30.34 |  | 2011-06-01: 2017-11-10; 2011-08-03: 2017-11-16; 2011-09-20: 2018-01-23 | 2466 | 3884 | Up-front Payment
SCG-009967 | Single Family Residential - Disadvantaged Community | Domestic Hot Water | Gas | Southern California Gas Company | Incentive:Paid | 3821 | 29.85 |  | 1 | 128 |  | 128 |  | 2017-11-17 13:58 | 2018-01-23 | TITANIUM POWER INC | Retrofit | Pacoima | Los Angeles | 91331 | Host Customer is System Owner | 8 |  | 30004079 | GREENoneTEC Solarindustrie GmbH | Solpal Plus | Solpal Plus L-GT | Direct Integral Collector Storage (DI) | 25.66 |  | Solpal Plus L |  |  | Solar Storage with Tankless Auxiliary Water Heater | 51 | 1 | 1 | 95 | Z09 | [18 empty] | LOS ANGELES | FALSE | 30.34 |  | 2011-06-01: 2017-11-10; 2011-08-03: 2017-11-17; 2011-09-20: 2018-01-23 | 2461 | 3884 | Up-front Payment
SCG-009968 | Low Income Single Family Residential | Domestic Hot Water | Gas | Southern California Gas Company | Incentive:Canceled | 4723 | 36.9 |  | 1 | 128 |  | 128 |  |  |  | TITANIUM POWER INC | Retrofit | N. Hollywood | Los Angeles | 91605 | Host Customer is System Owner | 3 |  | 30004079 | GREENoneTEC Solarindustrie GmbH | Solpal Plus | Solpal Plus L-GT | Direct Integral Collector Storage (DI) | 25.66 |  | Solpal Plus L |  |  | Solar Storage with Tankless Auxiliary Water Heater | 51 | 1 | 1 | 45 | Z09 | [18 empty] | Los Angeles | FALSE | 37.18 |  | 2011-06-01: 2017-11-10; 2011-06-21: 2017-11-13 | 2539 | 4759 | Up-front Payment
SCG-009969 | Low Income Single Family Residential | Domestic Hot Water | Gas | Southern California Gas Company | Incentive:Paid | 4723 | 36.9 |  | 1 | 128 |  | 128 |  | 2017-11-21 14:12 | 2018-03-14 | TITANIUM POWER INC | Retrofit | Sun Valley | Los Angeles | 91352 | Host Customer is System Owner | 4 |  | 30004079 | GREENoneTEC Solarindustrie GmbH | Solpal Plus | Solpal Plus L-GT | Direct Integral Collector Storage (DI) | 25.66 |  | Solpal Plus L |  |  | Solar Storage with Tankless Auxiliary Water Heater | 51 | 1 | 1 | 55 | Z09 | [18 empty] | Los Angeles | FALSE | 37.18 |  | 2011-06-01: 2017-11-10; 2011-08-03: 2017-11-21; 2011-09-20: 2018-03-14 | 2413 | 4759 | Up-front Payment
SCG-009970 | Low Income Single Family Residential | Domestic Hot Water | Gas | Southern California Gas Company | Incentive:Paid | 4723 | 36.9 |  | 1 | 128 |  | 128 |  | 2017-11-27 14:29 | 2018-04-23 | TITANIUM POWER INC | Retrofit | N Hollywood | Los Angeles | 91605 | Host Customer is System Owner | 4 |  | 30004079 | GREENoneTEC Solarindustrie GmbH | Solpal Plus | Solpal Plus L-GT | Direct Integral Collector Storage (DI) | 25.66 |  | Solpal Plus L |  |  | Solar Storage with Tankless Auxiliary Water Heater | 51 | 1 | 1 | 55 | Z09 | [18 empty] | LOS ANGELES | FALSE | 37.18 |  | 2011-06-01: 2017-11-10; 2011-08-03: 2017-11-27; 2011-09-20: 2018-04-23 | 2375 | 4759 | Up-front Payment
SCG-009971 | Low Income Single Family Residential | Domestic Hot Water | Gas | Southern California Gas Company | Incentive:Paid | 4686 | 36.9 |  | 1 | 127 |  | 127 |  | 2017-11-17 14:59 | 2018-03-05 | TITANIUM POWER INC | Retrofit | Los Angeles | Los Angeles | 90011 | Host Customer is System Owner | 4 |  | 30004079 | GREENoneTEC Solarindustrie GmbH | Solpal Plus | Solpal Plus L-GT | Direct Integral Collector Storage (DI) | 25.66 |  | Solpal Plus L |  |  | Solar Storage with Tankless Auxiliary Water Heater | 51 | 1 | 1 | 55 | Z08 | [18 empty] | Los Angeles | FALSE | 37.31 |  | 2011-06-01: 2017-11-10; 2011-08-03: 2017-11-17; 2011-09-20: 2018-03-05 | 2419 | 4739 | Up-front Payment
SCG-009972 | Low Income Single Family Residential | Domestic Hot Water | Gas | Southern California Gas Company | Incentive:Paid | 4723 | 36.9 |  | 1 | 128 |  | 128 |  | 2017-11-17 14:24 | 2018-04-18 | TITANIUM POWER INC | Retrofit | Sun Valley | Los Angeles | 91352 | Host Customer is System Owner | 6 |  | 30004079 | GREENoneTEC Solarindustrie GmbH | Solpal Plus | Solpal Plus L-GT | Direct Integral Collector Storage (DI) | 25.66 |  | Solpal Plus L |  |  | Solar Storage with Tankless Auxiliary Water Heater | 51 | 1 | 1 | 75 | Z09 | [18 empty] | Los Angeles | FALSE | 37.18 |  | 2017-11-10 | 2018-02-07 |  |  | 2017-11-17 | 2018-04-18 | 2376 | 4759 | Up-front Payment
SCG-009973 | Low Income Single Family Residential | Domestic Hot Water | Gas | Southern California Gas Company | Incentive:Paid | 4723 | 36.9 |  | 1 | 128 |  | 128 |  | 2017-11-21 10:43 | 2018-03-14 | TITANIUM POWER INC | Retrofit | Sun Valley | Los Angeles | 91352 | Host Customer is System Owner | 8 |  | 30004079 | GREENoneTEC Solarindustrie GmbH | Solpal Plus | Solpal Plus L-GT | Direct Integral Collector Storage (DI) | 25.66 |  | Solpal Plus L |  |  | Solar Storage with Tankless Auxiliary Water Heater | 51 | 1 | 1 | 95 | Z09 | [18 empty] | Los Angeles | FALSE | 37.18 |  | 2011-06-01: 2017-11-13; 2011-08-03: 2017-11-21; 2011-09-20: 2018-03-14 | 2413 | 4759 | Up-front Payment
SCG-009974 | Low Income Single Family Residential | Domestic Hot Water | Gas | Southern California Gas Company | Incentive:Paid | 4723 | 36.9 |  | 1 | 128 |  | 128 |  | 2017-11-21 13:37 | 2018-03-14 | TITANIUM POWER INC | Retrofit | Pacoima | Los Angeles | 91331 | Owner/Tenant | 10 |  | 30004079 | GREENoneTEC Solarindustrie GmbH | Solpal Plus | Solpal Plus L-GT | Direct Integral Collector Storage (DI) | 25.66 |  | Solpal Plus L |  |  | Solar Storage with Tankless Auxiliary Water Heater | 51 | 1 | 1 | 115 | Z09 | [18 empty] | Los Angeles | FALSE | 37.18 |  | 2011-06-01: 2017-11-13; 2011-08-03: 2017-11-21; 2011-09-20: 2018-03-14 | 2413 | 4759 | Up-front Payment
SCG-009975 | Low Income Single Family Residential | Domestic Hot Water | Gas | Southern California Gas Company | Incentive:Paid | 4723 | 36.9 |  | 1 | 128 |  | 128 |  | 2017-11-27 14:32 | 2018-03-21 | TITANIUM POWER INC | Retrofit | Pacoima | Los Angeles | 91331 | Host Customer is System Owner | 7 |  | 30004079 | GREENoneTEC Solarindustrie GmbH | Solpal Plus | Solpal Plus L-GT | Direct Integral Collector Storage (DI) | 25.66 |  | Solpal Plus L |  |  | Solar Storage with Tankless Auxiliary Water Heater | 51 | 1 | 1 | 85 | Z09 | [18 empty] | Los Angeles | FALSE | 37.18 |  | 2011-06-01: 2017-11-13; 2011-08-03: 2017-11-27; 2011-09-20: 2018-03-21 | 2405 | 4759 | Up-front Payment
SCG-009976 | Low Income Single Family Residential | Domestic Hot Water | Gas | Southern California Gas Company | Incentive:Paid | 4723 | 36.9 |  | 1 | 128 |  | 128 |  | 2017-11-18 10:01 | 2018-05-09 | TITANIUM POWER INC | Retrofit | N Hollywood | Los Angeles | 91605 | Host Customer is System Owner | 5 |  | 30004079 | GREENoneTEC Solarindustrie GmbH | Solpal Plus | Solpal Plus L-GT | Direct Integral Collector Storage (DI) | 25.66 |  | Solpal Plus L |  |  | Solar Storage with Tankless Auxiliary Water Heater | 51 | 1 | 1 | 65 | Z09 | [18 empty] | Los Angeles | FALSE | 37.18 |  | 2017-11-13 | 2018-02-07 |  |  | 2017-11-18 | 2018-05-09 | 2357 | 4759 | Up-front Payment
SCG-009977 | Low Income Single Family Residential | Domestic Hot Water | Gas | Southern California Gas Company | Incentive:Paid | 4723 | 36.9 |  | 1 | 128 |  | 128 |  | 2017-11-17 14:06 | 2018-03-05 | TITANIUM POWER INC | Retrofit | Pacoima | Los Angeles | 91331 | Host Customer is System Owner | 5 |  | 30004079 | GREENoneTEC Solarindustrie GmbH | Solpal Plus | Solpal Plus L-GT | Direct Integral Collector Storage (DI) | 25.66 |  | Solpal Plus L |  |  | Solar Storage with Tankless Auxiliary Water Heater | 51 | 1 | 1 | 65 | Z09 | [18 empty] | Los Angeles | FALSE | 37.18 |  | 2011-06-01: 2017-11-13; 2011-08-03: 2017-11-17; 2011-09-20: 2018-03-05 | 2419 | 4759 | Up-front Payment
SCG-009978 | Low Income Single Family Residential | Domestic Hot Water | Gas | Southern California Gas Company | Incentive:Paid | 4723 | 36.9 |  | 1 | 128 |  | 128 |  | 2017-11-30 15:12 | 2018-03-27 | TITANIUM POWER INC | Retrofit | Pacoima | Los Angeles | 91331 | Host Customer is System Owner | 4 |  | 30004079 | GREENoneTEC Solarindustrie GmbH | Solpal Plus | Solpal Plus L-GT | Direct Integral Collector Storage (DI) | 25.66 |  | Solpal Plus L |  |  | Solar Storage with Tankless Auxiliary Water Heater | 51 | 1 | 1 | 55 | Z09 | [18 empty] | Los Angeles | FALSE | 37.18 |  | 2011-06-01: 2017-11-13; 2011-08-03: 2017-11-30; 2011-09-20: 2018-03-27 | 2399 | 4759 | Up-front Payment
SCG-009979 | Low Income Single Family Residential | Domestic Hot Water | Gas | Southern California Gas Company | Incentive:Paid | 4723 | 36.9 |  | 1 | 128 |  | 128 |  | 2017-11-17 14:41 | 2018-03-05 | TITANIUM POWER INC | Retrofit | N Hollywood | Los Angeles | 91605 | Host Customer is System Owner | 7 |  | 30004079 | GREENoneTEC Solarindustrie GmbH | Solpal Plus | Solpal Plus L-GT | Direct Integral Collector Storage (DI) | 25.66 |  | Solpal Plus L |  |  | Solar Storage with Tankless Auxiliary Water Heater | 51 | 1 | 1 | 85 | Z09 | [18 empty] | Los Angeles | FALSE | 37.18 |  | 2011-06-01: 2017-11-13; 2011-08-03: 2017-11-17; 2011-09-20: 2018-03-05 | 2419 | 4759 | Up-front Payment
SCG-009980 | Low Income Single Family Residential | Domestic Hot Water | Gas | Southern California Gas Company | Incentive:Paid | 4487 | 36.9 |  | 1 | 128 |  | 122 |  | 2017-11-21 13:07 | 2018-03-14 | TITANIUM POWER INC | Retrofit | Pacoima | Los Angeles | 91331 | Host Customer is System Owner | 6 |  | 30004079 | GREENoneTEC Solarindustrie GmbH | Solpal Plus | Solpal Plus L-GT | Direct Integral Collector Storage (DI) | 25.66 |  | Solpal Plus L |  |  | Solar Storage with Tankless Auxiliary Water Heater | 51 | 1 | 0.95 | 75 | Z09 | [18 empty] | Los Angeles | FALSE | 35.62 |  | 2011-06-01: 2017-11-13; 2011-08-03: 2017-11-21; 2011-09-20: 2018-03-14 | 2413 | 4559 | Up-front Payment
SCG-009981 | Low Income Single Family Residential | Domestic Hot Water | Gas | Southern California Gas Company | Incentive:Canceled | 4723 | 36.9 |  | 1 | 128 |  | 128 |  | 2017-11-17 14:55 |  | TITANIUM POWER INC | Retrofit | N Hollywood | Los Angeles | 91605 | Host Customer is System Owner | 8 |  | 30004079 | GREENoneTEC Solarindustrie GmbH | Solpal Plus | Solpal Plus L-GT | Direct Integral Collector Storage (DI) | 25.66 |  | Solpal Plus L |  |  | Solar Storage with Tankless Auxiliary Water Heater | 51 | 1 | 1 | 95 | Z09 | [18 empty] | Los Angeles | FALSE | 37.18 |  | 2011-06-01: 2017-11-13; 2011-06-21: 2018-02-07; 2011-08-03: 2017-11-17 | 2452 | 4759 | Up-front Payment
SCG-009982 | Low Income Single Family Residential | Domestic Hot Water | Gas | Southern California Gas Company | Incentive:Paid | 4487 | 36.9 |  | 1 | 128 |  | 122 |  | 2017-11-27 14:01 | 2018-03-21 | TITANIUM POWER INC | Retrofit | Los Angeles | Los Angeles | 90019 | Host Customer is System Owner | 4 |  | 30004079 | GREENoneTEC Solarindustrie GmbH | Solpal Plus | Solpal Plus L-GT | Direct Integral Collector Storage (DI) | 25.66 |  | Solpal Plus L |  |  | Solar Storage with Tankless Auxiliary Water Heater | 51 | 1 | 0.95 | 55 | Z09 | [18 empty] | Los Angeles | FALSE | 35.62 |  | 2011-06-01: 2017-11-13; 2011-08-03: 2017-11-27; 2011-09-20: 2018-03-21 | 2410 | 4559 | Up-front Payment
SCG-009983 | Low Income Single Family Residential | Domestic Hot Water | Gas | Southern California Gas Company | Incentive:Paid | 4487 | 36.9 |  | 1 | 128 |  | 122 |  | 2017-11-17 15:03 | 2018-03-26 | TITANIUM POWER INC | Retrofit | N Hollywood | Los Angeles | 91605 | Host Customer is System Owner | 4 |  | 30004079 | GREENoneTEC Solarindustrie GmbH | Solpal Plus | Solpal Plus L-GT | Direct Integral Collector Storage (DI) | 25.66 |  | Solpal Plus L |  |  | Solar Storage with Tankless Auxiliary Water Heater | 51 | 1 | 0.95 | 55 | Z09 | [18 empty] | LOS ANGELES | FALSE | 35.62 |  | 2011-06-01: 2017-11-13; 2011-08-03: 2017-11-17; 2011-09-20: 2018-03-26 | 2404 | 4559 | Up-front Payment
SCG-009984 | Low Income Single Family Residential | Domestic Hot Water | Gas | Southern California Gas Company | Incentive:Paid | 4487 | 36.9 |  | 1 | 128 |  | 122 |  | 2017-11-27 14:02 | 2018-03-21 | TITANIUM POWER INC | Retrofit | Los Angeles | Los Angeles | 90019 | Host Customer is System Owner | 4 |  | 30004079 | GREENoneTEC Solarindustrie GmbH | Solpal Plus | Solpal Plus L-GT | Direct Integral Collector Storage (DI) | 25.66 |  | Solpal Plus L |  |  | Solar Storage with Tankless Auxiliary Water Heater | 51 | 1 | 0.95 | 55 | Z09 | [18 empty] | Los Angeles | FALSE | 35.62 |  | 2011-06-01: 2017-11-13; 2011-08-03: 2017-11-27; 2011-09-20: 2018-03-21 | 2410 | 4559 | Up-front Payment
SCG-009985 | Low Income Single Family Residential | Domestic Hot Water | Gas | Southern California Gas Company | Incentive:Paid | 4723 | 36.9 |  | 1 | 128 |  | 128 |  | 2017-11-20 14:30 | 2018-03-12 | TITANIUM POWER INC | Retrofit | Sun Valley | Los Angeles | 91352 | Owner/Tenant | 4 |  | 30004079 | GREENoneTEC Solarindustrie GmbH | Solpal Plus | Solpal Plus L-GT | Direct Integral Collector Storage (DI) | 25.66 |  | Solpal Plus L |  |  | Solar Storage with Tankless Auxiliary Water Heater | 51 | 1 | 1 | 55 | Z09 | [18 empty] | Los Angeles | FALSE | 37.18 |  | 2011-06-01: 2017-11-13; 2011-08-03: 2017-11-20; 2011-09-20: 2018-03-12 | 2413 | 4759 | Up-front Payment
SCG-009986 | Low Income Single Family Residential | Domestic Hot Water | Gas | Southern California Gas Company | Incentive:Canceled | 4723 | 36.9 |  | 1 | 128 |  | 128 |  | 2017-11-17 14:14 |  | TITANIUM POWER INC | Retrofit | North Hollywood | Los Angeles | 91605 | Host Customer is System Owner | 4 |  | 30004079 | GREENoneTEC Solarindustrie GmbH | Solpal Plus | Solpal Plus L-GT | Direct Integral Collector Storage (DI) | 25.66 |  | Solpal Plus L |  |  | Solar Storage with Tankless Auxiliary Water Heater | 51 | 1 | 1 | 55 | Z09 | [18 empty] | Los Angeles | FALSE | 37.18 |  | 2011-06-01: 2017-11-13; 2011-06-21: 2018-02-07; 2011-08-03: 2017-11-17 | 2452 | 4759 | Up-front Payment
SCG-009987 | Low Income Single Family Residential | Domestic Hot Water | Gas | Southern California Gas Company | Incentive:Paid | 4723 | 36.9 |  | 1 | 128 |  | 128 |  | 2017-11-17 13:57 | 2018-03-05 | TITANIUM POWER INC | Retrofit | Pacoima | Los Angeles | 91331 | Host Customer is System Owner | 4 |  | 30004079 | GREENoneTEC Solarindustrie GmbH | Solpal Plus | Solpal Plus L-GT | Direct Integral Collector Storage (DI) | 25.66 |  | Solpal Plus L |  |  | Solar Storage with Tankless Auxiliary Water Heater | 51 | 1 | 1 | 55 | Z09 | [18 empty] | Los Angeles | FALSE | 37.18 |  | 2011-06-01: 2017-11-13; 2011-08-03: 2017-11-17; 2011-09-20: 2018-03-05 | 2419 | 4759 | Up-front Payment
SCG-009988 | Low Income Single Family Residential | Domestic Hot Water | Gas | Southern California Gas Company | Incentive:Paid | 4723 | 36.9 |  | 1 | 128 |  | 128 |  | 2017-11-17 15:18 | 2018-05-09 | TITANIUM POWER INC | Retrofit | Sun Valley | Los Angeles | 91352 | Host Customer is System Owner | 5 |  | 30004079 | GREENoneTEC Solarindustrie GmbH | Solpal Plus | Solpal Plus L-GT | Direct Integral Collector Storage (DI) | 25.66 |  | Solpal Plus L |  |  | Solar Storage with Tankless Auxiliary Water Heater | 51 | 1 | 1 | 65 | Z09 | [18 empty] | Los Angeles | FALSE | 37.18 |  | 2017-11-13 | 2018-02-07 |  |  | 2017-11-17 | 2018-05-09 | 2357 | 4759 | Up-front Payment
SCG-009989 | Low Income Single Family Residential | Domestic Hot Water | Gas | Southern California Gas Company | Incentive:Canceled | 4723 | 36.9 |  | 1 | 128 |  | 128 |  |  |  | TITANIUM POWER INC | Retrofit | Panorama City | Los Angeles | 91402 | Host Customer is System Owner | 4 |  | 30004079 | GREENoneTEC Solarindustrie GmbH | Solpal Plus | Solpal Plus L-GT | Direct Integral Collector Storage (DI) | 25.66 |  | Solpal Plus L |  |  | Solar Storage with Tankless Auxiliary Water Heater | 51 | 1 | 1 | 55 | Z09 | [18 empty] | Los Angeles | FALSE | 37.18 |  | 2011-06-01: 2017-11-14 | 2539 | 4759 | Up-front Payment
SCG-009990 | Low Income Single Family Residential | Domestic Hot Water | Gas | Southern California Gas Company | Incentive:Paid | 4723 | 36.9 |  | 1 | 128 |  | 128 |  | 2017-11-27 11:57 | 2018-03-02 | TITANIUM POWER INC | Retrofit | Panorama City | Los Angeles | 91402 | Host Customer is System Owner | 4 |  | 30004079 | GREENoneTEC Solarindustrie GmbH | Solpal Plus | Solpal Plus L-GT | Direct Integral Collector Storage (DI) | 25.66 |  | Solpal Plus L |  |  | Solar Storage with Tankless Auxiliary Water Heater | 51 | 1 | 1 | 55 | Z09 | [18 empty] | Los Angeles | FALSE | 37.18 |  | 2017-11-14 | 2018-02-07 |  |  | 2017-11-27 | 2018-03-02 | 2426 | 4759 | Up-front Payment
PGE-009991 | Single Family Residential | Domestic Hot Water | Gas | Pacific Gas and Electric | Incentive:Paid | 3664 | 29.85 |  | 1 | 155 |  | 123 |  | 2017-11-16 11:28 | 2017-11-17 | AZTEC SOLAR INC | Retrofit | EL DORADO HILLS | El Dorado | 95742 | Host Customer is System Owner | 4 |  | 2001001E | SunEarth, Inc. | SOLARAY | TE64P-80-2G | Indirect Forced Circulation (IF) | 65.67 |  | EP-32 / EP-32-0.75 | Glycol | Advanced Controller with a Vacation or Holiday Mode | Solar Storage and Auxiliary Tanks are separate | 80 | 0.88 | 0.9 | 55 | Z12 | [18 empty] | El Dorado County | FALSE | 57.66 |  | 2011-06-01: 2017-11-14; 2011-08-03: 2017-11-16; 2011-09-20: 2017-11-17 | 2523 | 8936.8 | Up-front Payment
SCG-009992 | Low Income Single Family Residential | Domestic Hot Water | Gas | Southern California Gas Company | Incentive:Paid | 4723 | 36.9 |  | 1 | 128 |  | 128 |  | 2017-11-18 09:01 | 2018-03-06 | TITANIUM POWER INC | Retrofit | San Fernando | Los Angeles | 91342 | Host Customer is System Owner | 4 |  | 30004079 | GREENoneTEC Solarindustrie GmbH | Solpal Plus | Solpal Plus L-GT | Direct Integral Collector Storage (DI) | 25.66 |  | Solpal Plus L |  |  | Solar Storage with Tankless Auxiliary Water Heater | 51 | 1 | 1 | 55 | Z09 | [18 empty] | Los Angeles | FALSE | 37.18 |  | 2011-06-01: 2017-11-14; 2011-08-03: 2017-11-18; 2011-09-20: 2018-03-06 | 2420 | 4759 | Up-front Payment
SCG-009993 | Low Income Single Family Residential | Domestic Hot Water | Gas | Southern California Gas Company | Incentive:Paid | 4723 | 36.9 |  | 1 | 128 |  | 128 |  | 2017-11-20 16:16 | 2018-03-08 | TITANIUM POWER INC | Retrofit | Sun Valley | Los Angeles | 91352 | Host Customer is System Owner | 7 |  | 30004079 | GREENoneTEC Solarindustrie GmbH | Solpal Plus | Solpal Plus L-GT | Direct Integral Collector Storage (DI) | 25.66 |  | Solpal Plus L |  |  | Solar Storage with Tankless Auxiliary Water Heater | 51 | 1 | 1 | 85 | Z09 | [18 empty] | Los Angeles | FALSE | 37.18 |  | 2011-06-01: 2017-11-14; 2011-08-03: 2017-11-20; 2011-09-20: 2018-03-08 | 2418 | 4759 | Up-front Payment
SCG-009994 | Low Income Single Family Residential | Domestic Hot Water | Gas | Southern California Gas Company | Incentive:Paid | 4723 | 36.9 |  | 1 | 128 |  | 128 |  | 2017-12-04 12:28 | 2018-04-02 | TITANIUM POWER INC | Retrofit | Sun Valley | Los Angeles | 91352 | Host Customer is System Owner | 4 |  | 30004079 | GREENoneTEC Solarindustrie GmbH | Solpal Plus | Solpal Plus L-GT | Direct Integral Collector Storage (DI) | 25.66 |  | Solpal Plus L |  |  | Solar Storage with Tankless Auxiliary Water Heater | 51 | 1 | 1 | 55 | Z09 | [18 empty] | Los Angeles | FALSE | 37.18 |  | 2011-06-01: 2017-11-14; 2011-08-03: 2017-12-04; 2011-09-20: 2018-04-02 | 2395 | 4759 | Up-front Payment
SCG-009996 | Low Income Single Family Residential | Domestic Hot Water | Gas | Southern California Gas Company | Incentive:Paid | 4723 | 36.9 |  | 1 | 128 |  | 128 |  | 2017-11-30 14:01 | 2018-05-01 | TITANIUM POWER INC | Retrofit | Pacoima | Los Angeles | 91331 | Host Customer is System Owner | 4 |  | 30004079 | GREENoneTEC Solarindustrie GmbH | Solpal Plus | Solpal Plus L-GT | Direct Integral Collector Storage (DI) | 25.66 |  | Solpal Plus L |  |  | Solar Storage with Tankless Auxiliary Water Heater | 51 | 1 | 1 | 55 | Z09 | [18 empty] | Los Angeles | FALSE | 37.18 |  | 2011-06-01: 2017-11-15; 2011-08-03: 2017-11-30; 2011-09-20: 2018-05-01 | 2364 | 4759 | Up-front Payment
SCG-009997 | Low Income Single Family Residential | Domestic Hot Water | Gas | Southern California Gas Company | Incentive:Paid | 4723 | 36.9 |  | 1 | 128 |  | 128 |  | 2017-11-20 16:15 | 2018-03-12 | TITANIUM POWER INC | Retrofit | Pacoima | Los Angeles | 91331 | Host Customer is System Owner | 4 |  | 30004079 | GREENoneTEC Solarindustrie GmbH | Solpal Plus | Solpal Plus L-GT | Direct Integral Collector Storage (DI) | 25.66 |  | Solpal Plus L |  |  | Solar Storage with Tankless Auxiliary Water Heater | 51 | 1 | 1 | 55 | Z09 | [18 empty] | Los Angeles | FALSE | 37.18 |  | 2011-06-01: 2017-11-15; 2011-08-03: 2017-11-20; 2011-09-20: 2018-03-12 | 2413 | 4759 | Up-front Payment
SCG-009998 | Low Income Single Family Residential | Domestic Hot Water | Gas | Southern California Gas Company | Incentive:Paid | 4723 | 36.9 |  | 1 | 128 |  | 128 |  | 2017-11-20 16:14 | 2018-03-08 | TITANIUM POWER INC | Retrofit | Pacoima | Los Angeles | 91331 | Host Customer is System Owner | 5 |  | 30004079 | GREENoneTEC Solarindustrie GmbH | Solpal Plus | Solpal Plus L-GT | Direct Integral Collector Storage (DI) | 25.66 |  | Solpal Plus L |  |  | Solar Storage with Tankless Auxiliary Water Heater | 51 | 1 | 1 | 65 | Z09 | [18 empty] | Los Angeles | FALSE | 37.18 |  | 2011-06-01: 2017-11-15; 2011-08-03: 2017-11-20; 2011-09-20: 2018-03-08 | 2418 | 4759 | Up-front Payment
SCG-009999 | Low Income Single Family Residential | Domestic Hot Water | Gas | Southern California Gas Company | Incentive:Paid | 4723 | 36.9 |  | 1 | 128 |  | 128 |  | 2017-11-20 16:14 | 2018-06-27 | TITANIUM POWER INC | Retrofit | Sun Valley | Los Angeles | 91352 | Host Customer is System Owner | 4 |  | 30004079 | GREENoneTEC Solarindustrie GmbH | Solpal Plus | Solpal Plus L-GT | Direct Integral Collector Storage (DI) | 25.66 |  | Solpal Plus L |  |  | Solar Storage with Tankless Auxiliary Water Heater | 51 | 1 | 1 | 55 | Z09 | [18 empty] | Los Angeles | FALSE | 37.18 |  | 2017-11-15 | 2018-02-07 |  |  | 2017-11-20 | 2018-06-27 | 2308 | 4759 | Up-front Payment
SCG-010000 | Low Income Single Family Residential | Domestic Hot Water | Gas | Southern California Gas Company | Incentive:Paid | 4723 | 36.9 |  | 1 | 128 |  | 128 |  | 2017-11-30 14:03 | 2018-05-08 | TITANIUM POWER INC | Retrofit | North Hollywood | Los Angeles | 91605 | Host Customer is System Owner | 5 |  | 30004079 | GREENoneTEC Solarindustrie GmbH | Solpal Plus | Solpal Plus L-GT | Direct Integral Collector Storage (DI) | 25.66 |  | Solpal Plus L |  |  | Solar Storage with Tankless Auxiliary Water Heater | 51 | 1 | 1 | 65 | Z09 | [18 empty] | Los Angeles | FALSE | 37.18 |  | 2017-11-15 | 2018-02-07 |  |  | 2017-11-30 | 2018-05-08 | 2357 | 4759 | Up-front Payment
SCG-010001 | Commercial/Multifamily Residential | Domestic Hot Water | Gas | Southern California Gas Company | Incentive:Paid | 38381 | 20.19 |  | 1 | 1901 |  | 1901 |  | 2017-11-17 08:50 | 2017-11-29 | EVOLUTION ENERGY SOLUTIONS L L C | Retrofit | North Hills | Los Angeles | 91343 | Host Customer is System Owner | [7 empty] | 532.35 | 40.95 |  | Drainback | Advanced Controller with a Vacation or Holiday Mode | Solar Storage and Auxiliary Tanks are separate |  | 1 | 1 | 1000 | Z09 | 25 | Units | Apartments/Condos | TRB-40 | 13 | 1 | 1000 | 1 | 100 | 1 | 270000 | TRUE | 140 | 140 |  | SunEarth - SETR A503 TTR U + VFS 10-200 |  | SunEarth - SETR A503 TTR U + VFS 10-200 | Los Angeles | FALSE | 20.19 |  | 2017-11-15 |  | 2017-11-17 | 2017-11-29 | 2018-08-02 | 2018-08-13 | 2262 | 38381 | Up-front Payment
PGE-010002 | Commercial/Multifamily Residential | Domestic Hot Water | Gas | Pacific Gas and Electric | Incentive:Canceled | 70443 | 20.19 |  | 1 | 3489 |  | 3489 |  | 2017-12-04 12:03 | 2017-12-14 |  | Retrofit | Clovis | Fresno | 93612 | Host Customer is System Owner | [7 empty] | 982.8 | 40.95 |  | Drainback | Drainback (Water) | Solar Storage and Auxiliary Tanks are separate |  | 1 | 1 | 2000 | Z13 | 50 | Units | Apartments/Condos | TRB-40 | 24 | 1 | 1900 | 1 | 200 | 2 | 500000 | TRUE | 140 | 140 |  | SunEarth - SETR A503 TTR U + VFS 10-200 |  | SunEarth - SETR A503 TTR U + VFS 10-200 |  | FALSE | 20.19 |  | 2017-11-15 | 2017-12-08 | 2017-12-04 | 2017-12-14 |  |  | 2509 | 70443 | Up-front Payment
SCG-010003 | Low Income Single Family Residential | Domestic Hot Water | Gas | Southern California Gas Company | Incentive:Paid | 4723 | 36.9 |  | 1 | 128 |  | 128 |  | 2017-11-20 16:13 | 2018-03-07 | TITANIUM POWER INC | Retrofit | Arleta | Los Angeles | 91331 | Host Customer is System Owner | 5 |  | 30004079 | GREENoneTEC Solarindustrie GmbH | Solpal Plus | Solpal Plus L-GT | Direct Integral Collector Storage (DI) | 25.66 |  | Solpal Plus L |  |  | Solar Storage with Tankless Auxiliary Water Heater | 51 | 1 | 1 | 65 | Z09 | [18 empty] | Los Angeles | FALSE | 37.18 |  | 2011-06-01: 2017-11-15; 2011-08-03: 2017-11-20; 2011-09-20: 2018-03-07 | 2420 | 4759 | Up-front Payment
SCG-010004 | Low Income Single Family Residential | Domestic Hot Water | Gas | Southern California Gas Company | Incentive:Paid | 4723 | 36.9 |  | 1 | 128 |  | 128 |  | 2017-11-30 14:06 | 2018-04-30 | TITANIUM POWER INC | Retrofit | Sylmar | Los Angeles | 91340 | Host Customer is System Owner | 8 |  | 30004079 | GREENoneTEC Solarindustrie GmbH | Solpal Plus | Solpal Plus L-GT | Direct Integral Collector Storage (DI) | 25.66 |  | Solpal Plus L |  |  | Solar Storage with Tankless Auxiliary Water Heater | 51 | 1 | 1 | 95 | Z09 | [18 empty] | Los Angeles | FALSE | 37.18 |  | 2011-06-01: 2017-11-15; 2011-08-03: 2017-11-30; 2011-09-20: 2018-04-30 | 2368 | 4759 | Up-front Payment
SCG-010005 | Low Income Single Family Residential | Domestic Hot Water | Gas | Southern California Gas Company | Incentive:Paid | 4487 | 36.9 |  | 1 | 128 |  | 122 |  | 2017-11-20 16:12 | 2018-03-07 | TITANIUM POWER INC | Retrofit | Sylmar | Los Angeles | 91340 | Host Customer is System Owner | 8 |  | 30004079 | GREENoneTEC Solarindustrie GmbH | Solpal Plus | Solpal Plus L-GT | Direct Integral Collector Storage (DI) | 25.66 |  | Solpal Plus L |  |  | Solar Storage with Tankless Auxiliary Water Heater | 51 | 1 | 0.95 | 95 | Z09 | [18 empty] | Los Angeles | FALSE | 35.62 |  | 2011-06-01: 2017-11-15; 2011-08-03: 2017-11-20; 2011-09-20: 2018-03-07 | 2420 | 4559 | Up-front Payment
SCG-010006 | Low Income Single Family Residential | Domestic Hot Water | Gas | Southern California Gas Company | Incentive:Canceled | 4487 | 36.9 |  | 1 | 128 |  | 122 |  | 2017-11-20 16:11 |  | TITANIUM POWER INC | Retrofit | Sylmar | Los Angeles | 91340 | Host Customer is System Owner | 4 |  | 30004079 | GREENoneTEC Solarindustrie GmbH | Solpal Plus | Solpal Plus L-GT | Direct Integral Collector Storage (DI) | 25.66 |  | Solpal Plus L |  |  | Solar Storage with Tankless Auxiliary Water Heater | 51 | 1 | 0.95 | 55 | Z09 | [18 empty] | Los Angeles | FALSE | 35.62 |  | 2011-06-01: 2017-11-15; 2011-06-21: 2018-02-07; 2011-08-03: 2017-11-20 | 2354 | 4559 | Up-front Payment
SCG-010007 | Low Income Single Family Residential | Domestic Hot Water | Gas | Southern California Gas Company | Incentive:Paid | 4723 | 36.9 |  | 1 | 128 |  | 128 |  | 2017-11-20 16:10 | 2018-03-07 | TITANIUM POWER INC | Retrofit | Sylmar | Los Angeles | 91340 | Host Customer is System Owner | 8 |  | 30004079 | GREENoneTEC Solarindustrie GmbH | Solpal Plus | Solpal Plus L-GT | Direct Integral Collector Storage (DI) | 25.66 |  | Solpal Plus L |  |  | Solar Storage with Tankless Auxiliary Water Heater | 51 | 1 | 1 | 95 | Z09 | [18 empty] | Los Angeles | FALSE | 37.18 |  | 2011-06-01: 2017-11-15; 2011-08-03: 2017-11-20; 2011-09-20: 2018-03-07 | 2420 | 4759 | Up-front Payment
SCG-010008 | Low Income Single Family Residential | Domestic Hot Water | Gas | Southern California Gas Company | Incentive:Canceled | 4723 | 36.9 |  | 1 | 128 |  | 128 |  |  |  | TITANIUM POWER INC | Retrofit | Sylmar | Los Angeles | 91340 | Host Customer is System Owner | 6 |  | 30004079 | GREENoneTEC Solarindustrie GmbH | Solpal Plus | Solpal Plus L-GT | Direct Integral Collector Storage (DI) | 25.66 |  | Solpal Plus L |  |  | Solar Storage with Tankless Auxiliary Water Heater | 51 | 1 | 1 | 75 | Z09 | [18 empty] | Los Angeles | FALSE | 37.18 |  | 2011-06-01: 2017-11-15 | 2537 | 4759 | Up-front Payment
SCG-010009 | Low Income Single Family Residential | Domestic Hot Water | Gas | Southern California Gas Company | Incentive:Paid | 4723 | 36.9 |  | 1 | 128 |  | 128 |  | 2017-11-20 16:08 | 2018-03-07 | TITANIUM POWER INC | Retrofit | Sylmar | Los Angeles | 91340 | Host Customer is System Owner | 6 |  | 30004079 | GREENoneTEC Solarindustrie GmbH | Solpal Plus | Solpal Plus L-GT | Direct Integral Collector Storage (DI) | 25.66 |  | Solpal Plus L |  |  | Solar Storage with Tankless Auxiliary Water Heater | 51 | 1 | 1 | 75 | Z09 | [18 empty] | Los Angeles | FALSE | 37.18 |  | 2011-06-01: 2017-11-15; 2011-08-03: 2017-11-20; 2011-09-20: 2018-03-07 | 2418 | 4759 | Up-front Payment
SCG-010010 | Low Income Single Family Residential | Domestic Hot Water | Gas | Southern California Gas Company | Incentive:Canceled | 4723 | 36.9 |  | 1 | 128 |  | 128 |  |  |  | TITANIUM POWER INC | Retrofit | Pacoima | Los Angeles | 91331 | Host Customer is System Owner | 4 |  | 30004079 | GREENoneTEC Solarindustrie GmbH | Solpal Plus | Solpal Plus L-GT | Direct Integral Collector Storage (DI) | 25.66 |  | Solpal Plus L |  |  | Solar Storage with Tankless Auxiliary Water Heater | 51 | 1 | 1 | 55 | Z09 | [18 empty] | Los Angeles | FALSE | 37.18 |  | 2011-06-01: 2017-11-15 | 2537 | 4759 | Up-front Payment
SCG-010011 | Low Income Single Family Residential | Domestic Hot Water | Gas | Southern California Gas Company | Incentive:Paid | 4723 | 36.9 |  | 1 | 128 |  | 128 |  | 2017-11-27 11:51 | 2018-03-21 | TITANIUM POWER INC | Retrofit | Pacoima | Los Angeles | 91331 | Host Customer is System Owner | 4 |  | 30004079 | GREENoneTEC Solarindustrie GmbH | Solpal Plus | Solpal Plus L-GT | Direct Integral Collector Storage (DI) | 25.66 |  | Solpal Plus L |  |  | Solar Storage with Tankless Auxiliary Water Heater | 51 | 1 | 1 | 55 | Z09 | [18 empty] | Los Angeles | FALSE | 37.18 |  | 2011-06-01: 2017-11-15; 2011-08-03: 2017-11-27; 2011-09-20: 2018-03-21 | 2404 | 4759 | Up-front Payment
SCG-010012 | Low Income Single Family Residential | Domestic Hot Water | Gas | Southern California Gas Company | Incentive:Canceled | 4723 | 36.9 |  | 1 | 128 |  | 128 |  |  |  | TITANIUM POWER INC | Retrofit | Sylmar | Los Angeles | 91340 | Host Customer is System Owner | 8 |  | 30004079 | GREENoneTEC Solarindustrie GmbH | Solpal Plus | Solpal Plus L-GT | Direct Integral Collector Storage (DI) | 25.66 |  | Solpal Plus L |  |  | Solar Storage with Tankless Auxiliary Water Heater | 51 | 1 | 1 | 95 | Z09 | [18 empty] | Los Angeles | FALSE | 37.18 |  | 2011-06-01: 2017-11-15 | 2537 | 4759 | Up-front Payment
SCG-010013 | Low Income Single Family Residential | Domestic Hot Water | Gas | Southern California Gas Company | Incentive:Canceled | 4723 | 36.9 |  | 1 | 128 |  | 128 |  | 2017-12-07 11:20 |  | TITANIUM POWER INC | Retrofit | Sylmar | Los Angeles | 91340 | Host Customer is System Owner | 8 |  | 30004079 | GREENoneTEC Solarindustrie GmbH | Solpal Plus | Solpal Plus L-GT | Direct Integral Collector Storage (DI) | 25.66 |  | Solpal Plus L |  |  | Solar Storage with Tankless Auxiliary Water Heater | 51 | 1 | 1 | 95 | Z09 | [18 empty] | Los Angeles | FALSE | 37.18 |  | 2011-06-01: 2017-11-15; 2011-06-21: 2018-02-07; 2011-08-03: 2017-12-07 | 2410 | 4759 | Up-front Payment
SCG-010014 | Low Income Single Family Residential | Domestic Hot Water | Gas | Southern California Gas Company | Incentive:Paid | 4723 | 36.9 |  | 1 | 128 |  | 128 |  | 2017-11-18 09:37 | 2018-05-25 | TITANIUM POWER INC | Retrofit | Sylmar | Los Angeles | 91340 | Host Customer is System Owner | 7 |  | 30004079 | GREENoneTEC Solarindustrie GmbH | Solpal Plus | Solpal Plus L-GT | Direct Integral Collector Storage (DI) | 25.66 |  | Solpal Plus L |  |  | Solar Storage with Tankless Auxiliary Water Heater | 51 | 1 | 1 | 85 | Z09 | [18 empty] | Los Angeles | FALSE | 37.18 |  | 2017-11-15 | 2018-02-07 |  |  | 2017-11-18 | 2018-05-25 | 2342 | 4759 | Up-front Payment
SCG-010015 | Low Income Single Family Residential | Domestic Hot Water | Gas | Southern California Gas Company | Incentive:Paid | 4723 | 36.9 |  | 1 | 128 |  | 128 |  | 2017-11-18 09:41 | 2018-03-06 | TITANIUM POWER INC | Retrofit | Arleta | Los Angeles | 91331 | Host Customer is System Owner | 6 |  | 30004079 | GREENoneTEC Solarindustrie GmbH | Solpal Plus | Solpal Plus L-GT | Direct Integral Collector Storage (DI) | 25.66 |  | Solpal Plus L |  |  | Solar Storage with Tankless Auxiliary Water Heater | 51 | 1 | 1 | 75 | Z09 | [18 empty] | Los Angeles | FALSE | 37.18 |  | 2011-06-01: 2017-11-15; 2011-08-03: 2017-11-18; 2011-09-20: 2018-03-06 | 2420 | 4759 | Up-front Payment
SCG-010016 | Low Income Single Family Residential | Domestic Hot Water | Gas | Southern California Gas Company | Incentive:Paid | 4723 | 36.9 |  | 1 | 128 |  | 128 |  | 2017-11-30 14:28 | 2018-03-23 | TITANIUM POWER INC | Retrofit | San Fernando | Los Angeles | 91342 | Host Customer is System Owner | 6 |  | 30004079 | GREENoneTEC Solarindustrie GmbH | Solpal Plus | Solpal Plus L-GT | Direct Integral Collector Storage (DI) | 25.66 |  | Solpal Plus L |  |  | Solar Storage with Tankless Auxiliary Water Heater |  | 1 | 1 | 75 | Z09 | [18 empty] | Los Angeles | FALSE | 37.18 |  | 2011-06-01: 2017-11-15; 2011-08-03: 2017-11-30; 2011-09-20: 2018-03-23 | 2404 | 4759 | Up-front Payment
SCG-010017 | Low Income Single Family Residential | Domestic Hot Water | Gas | Southern California Gas Company | Incentive:Canceled | 4723 | 36.9 |  | 1 | 128 |  | 128 |  | 2017-11-18 09:46 |  | TITANIUM POWER INC | Retrofit | Sun Valley | Los Angeles | 91352 | Host Customer is System Owner | 5 |  | 30004079 | GREENoneTEC Solarindustrie GmbH | Solpal Plus | Solpal Plus L-GT | Direct Integral Collector Storage (DI) | 25.66 |  | Solpal Plus L |  |  | Solar Storage with Tankless Auxiliary Water Heater | 51 | 1 | 1 | 65 | Z09 | [18 empty] | Los Angeles | FALSE | 37.18 |  | 2011-06-01: 2017-11-15; 2011-06-21: 2018-02-07; 2011-08-03: 2017-11-18 | 2354 | 4759 | Up-front Payment
SCG-010018 | Low Income Single Family Residential | Domestic Hot Water | Gas | Southern California Gas Company | Incentive:Canceled | 4487 | 36.9 |  | 1 | 128 |  | 122 |  |  |  | TITANIUM POWER INC | Retrofit | Pacoima | Los Angeles | 91331 | Host Customer is System Owner | 7 |  | 30004079 | GREENoneTEC Solarindustrie GmbH | Solpal Plus | Solpal Plus L-GT | Direct Integral Collector Storage (DI) | 25.66 |  | Solpal Plus L |  |  | Solar Storage with Tankless Auxiliary Water Heater | 51 | 1 | 0.95 | 85 | Z09 | [18 empty] | Los Angeles | FALSE | 35.62 |  | 2011-06-01: 2017-11-15 | 2537 | 4559 | Up-front Payment
SCG-010019 | Low Income Single Family Residential | Domestic Hot Water | Gas | Southern California Gas Company | Incentive:Canceled | 4487 | 36.9 |  | 1 | 128 |  | 122 |  |  |  | TITANIUM POWER INC | Retrofit | Pacoima | Los Angeles | 91331 | Host Customer is System Owner | 7 |  | 30004079 | GREENoneTEC Solarindustrie GmbH | Solpal Plus | Solpal Plus L-GT | Direct Integral Collector Storage (DI) | 25.66 |  | Solpal Plus L |  |  | Solar Storage with Tankless Auxiliary Water Heater | 51 | 1 | 0.95 | 85 | Z09 | [18 empty] | Los Angeles | FALSE | 35.62 |  | 2011-06-01: 2017-11-15 | 2537 | 4559 | Up-front Payment
SCG-010020 | Low Income Single Family Residential | Domestic Hot Water | Gas | Southern California Gas Company | Incentive:Canceled | 4487 | 36.9 |  | 1 | 128 |  | 122 |  | 2017-11-20 14:28 |  | TITANIUM POWER INC | Retrofit | Sun Valley | Los Angeles | 91352 | Host Customer is System Owner | 7 |  | 30004079 | GREENoneTEC Solarindustrie GmbH | Solpal Plus | Solpal Plus L-GT | Direct Integral Collector Storage (DI) | 25.66 |  | Solpal Plus L |  |  | Solar Storage with Tankless Auxiliary Water Heater | 51 | 1 | 0.95 | 85 | Z09 | [18 empty] | Los Angeles | FALSE | 35.62 |  | 2011-06-01: 2017-11-15; 2011-06-21: 2018-02-07; 2011-08-03: 2017-11-20 | 2452 | 4559 | Up-front Payment
PGE-010021 | Low Income Multifamily Residential | Domestic Hot Water | Gas | Pacific Gas and Electric | Incentive:Paid | 77657 | 24.89 |  | 1 | 3120 |  | 3120 |  | 2017-12-21 09:50 | 2018-01-17 | PROMISE ENERGY INC | Retrofit | Richmond | Contra Costa | 94804 | Host Customer is System Owner | [7 empty] | 964.08 | 40.17 |  | Glycol | Steam Back | Solar Storage and Auxiliary Tanks are separate |  | 1 | 1 | 1960 | Z03 | 49 | Units | Apartments/Condos | 2010115A | 24 | 1 | 1500 | 1 | 115 | 1 | 700000 | TRUE | 120 | 140 |  | Amatis Controls - AM-JOULE |  | Amatis Controls - AM-JOULE | Richmond | FALSE | 43.46 |  | 2017-11-15 | 2017-12-28 | 2017-12-21 | 2018-01-17 | 2018-02-08 | 2018-03-13 | 2395 | 135589.42 | Up-front Payment
SCG-010023 | Low Income Multifamily Residential | Domestic Hot Water | Gas | Southern California Gas Company | Reservation:Canceled |  | 24.89 |  | 1 | 3615 |  | 3615 |  |  |  | DOCTOR PIPER INC | Retrofit | Los Angeles | Los Angeles | 90024 | [8 empty] | 1205.1 | 40.17 |  | Glycol | Steam Back | Solar Storage and Auxiliary Tanks are separate |  | 1 | 1 | 2356 | Z09 | 62 | Units | Apartments/Condos | 2010115A | 30 | 1 | 3000 | 1 | 235 | 1 | 750000 | TRUE | 125 | 125 | [5 empty] | FALSE | 0 | [7 empty] | 0 |  | Up-front Payment
SCG-010024 | Low Income Single Family Residential | Domestic Hot Water | Gas | Southern California Gas Company | Incentive:Paid | 4487 | 36.9 |  | 1 | 128 |  | 122 |  | 2017-11-21 11:43 | 2018-03-13 | TITANIUM POWER INC | Retrofit | Pacoima | Los Angeles | 91331 | Host Customer is System Owner | 4 |  | 30004079 | GREENoneTEC Solarindustrie GmbH | Solpal Plus | Solpal Plus L-GT | Direct Integral Collector Storage (DI) | 25.66 |  | Solpal Plus L |  |  | Solar Storage with Tankless Auxiliary Water Heater | 51 | 1 | 0.95 | 55 | Z09 | [18 empty] | Los Angeles | FALSE | 35.62 |  | 2011-06-01: 2017-11-16; 2011-08-03: 2017-11-21; 2011-09-20: 2018-03-13 | 2413 | 4559 | Up-front Payment
SCG-010025 | Low Income Single Family Residential | Domestic Hot Water | Gas | Southern California Gas Company | Incentive:Paid | 4723 | 36.9 |  | 1 | 128 |  | 128 |  | 2017-11-21 14:34 | 2018-03-13 | TITANIUM POWER INC | Retrofit | Pacoima | Los Angeles | 91331 | Host Customer is System Owner | 8 |  | 30004079 | GREENoneTEC Solarindustrie GmbH | Solpal Plus | Solpal Plus L-GT | Direct Integral Collector Storage (DI) | 25.66 |  | Solpal Plus L |  |  | Solar Storage with Tankless Auxiliary Water Heater | 51 | 1 | 1 | 95 | Z09 | [18 empty] | Los Angeles | FALSE | 37.18 |  | 2011-06-01: 2017-11-16; 2011-08-03: 2017-11-21; 2011-09-20: 2018-03-13 | 2413 | 4759 | Up-front Payment
SCG-010026 | Low Income Single Family Residential | Domestic Hot Water | Gas | Southern California Gas Company | Incentive:Paid | 4487 | 36.9 |  | 1 | 128 |  | 122 |  | 2017-11-21 13:30 | 2018-03-13 | TITANIUM POWER INC | Retrofit | Pacoima | Los Angeles | 91331 | Host Customer is System Owner | 9 |  | 30004079 | GREENoneTEC Solarindustrie GmbH | Solpal Plus | Solpal Plus L-GT | Direct Integral Collector Storage (DI) | 25.66 |  | Solpal Plus L |  |  | Solar Storage with Tankless Auxiliary Water Heater | 51 | 1 | 0.95 | 105 | Z09 | [18 empty] | Los Angeles | FALSE | 35.62 |  | 2011-06-01: 2017-11-16; 2011-08-03: 2017-11-21; 2011-09-20: 2018-03-13 | 2413 | 4559 | Up-front Payment
SCG-010027 | Low Income Single Family Residential | Domestic Hot Water | Gas | Southern California Gas Company | Incentive:Paid | 4487 | 36.9 |  | 1 | 128 |  | 122 |  | 2017-11-21 13:26 | 2018-05-11 | TITANIUM POWER INC | Retrofit | Pacoima | Los Angeles | 91331 | Host Customer is System Owner | 5 |  | 30004079 | GREENoneTEC Solarindustrie GmbH | Solpal Plus | Solpal Plus L-GT | Direct Integral Collector Storage (DI) | 25.66 |  | Solpal Plus L |  |  | Solar Storage with Tankless Auxiliary Water Heater | 51 | 1 | 0.95 | 65 | Z09 | [18 empty] | Los Angeles | FALSE | 35.62 |  | 2011-06-01: 2017-11-16; 2011-08-03: 2017-11-21; 2011-09-20: 2018-05-11 | 2355 | 4559 | Up-front Payment
SCG-010028 | Low Income Single Family Residential | Domestic Hot Water | Gas | Southern California Gas Company | Incentive:Paid | 4723 | 36.9 |  | 1 | 128 |  | 128 |  | 2017-11-21 13:32 | 2018-03-12 | TITANIUM POWER INC | Retrofit | Pacoima | Los Angeles | 91331 | Host Customer is System Owner | 4 |  | 30004079 | GREENoneTEC Solarindustrie GmbH | Solpal Plus | Solpal Plus L-GT | Direct Integral Collector Storage (DI) | 25.66 |  | Solpal Plus L |  |  | Solar Storage with Tankless Auxiliary Water Heater | 51 | 1 | 1 | 55 | Z09 | [18 empty] | Los Angeles | FALSE | 37.18 |  | 2011-06-01: 2017-11-16; 2011-08-03: 2017-11-21; 2011-09-20: 2018-03-12 | 2413 | 4759 | Up-front Payment
SCG-010029 | Low Income Single Family Residential | Domestic Hot Water | Gas | Southern California Gas Company | Incentive:Paid | 4723 | 36.9 |  | 1 | 128 |  | 128 |  | 2017-11-21 13:40 | 2018-04-20 | TITANIUM POWER INC | Retrofit | Pacoima | Los Angeles | 91331 | Host Customer is System Owner | 6 |  | 30004079 | GREENoneTEC Solarindustrie GmbH | Solpal Plus | Solpal Plus L-GT | Direct Integral Collector Storage (DI) | 25.66 |  | Solpal Plus L |  |  | Solar Storage with Tankless Auxiliary Water Heater | 51 | 1 | 1 | 75 | Z09 | [18 empty] | Los Angeles | FALSE | 37.18 |  | 2011-06-01: 2017-11-16; 2011-08-03: 2017-11-21; 2011-09-20: 2018-04-20 | 2374 | 4759 | Up-front Payment
SCG-010030 | Low Income Single Family Residential | Domestic Hot Water | Gas | Southern California Gas Company | Incentive:Canceled | 4723 | 36.9 |  | 1 | 128 |  | 128 |  | 2017-12-04 12:36 |  | TITANIUM POWER INC | Retrofit | Pacoima | Los Angeles | 91331 | Host Customer is System Owner | 7 |  | 30004079 | GREENoneTEC Solarindustrie GmbH | Solpal Plus | Solpal Plus L-GT | Direct Integral Collector Storage (DI) | 25.66 |  | Solpal Plus L |  |  | Solar Storage with Tankless Auxiliary Water Heater | 51 | 1 | 1 | 85 | Z09 | [18 empty] | Los Angeles | FALSE | 37.18 |  | 2011-06-01: 2017-11-16; 2011-06-21: 2018-02-07; 2011-08-03: 2017-12-04 | 2354 | 4759 | Up-front Payment
SCG-010031 | Low Income Single Family Residential | Domestic Hot Water | Gas | Southern California Gas Company | Incentive:Paid | 4723 | 36.9 |  | 1 | 128 |  | 128 |  | 2018-01-15 13:19 | 2018-04-06 | TITANIUM POWER INC | Retrofit | Pacoima | Los Angeles | 91331 | Host Customer is System Owner | 6 |  | 30004079 | GREENoneTEC Solarindustrie GmbH | Solpal Plus | Solpal Plus L-GT | Direct Integral Collector Storage (DI) | 25.66 |  | Solpal Plus L |  |  | Solar Storage with Tankless Auxiliary Water Heater | 51 | 1 | 1 | 75 | Z09 | [18 empty] | Los Angeles | FALSE | 37.18 |  | 2011-06-01: 2017-11-16; 2011-08-03: 2018-01-15; 2011-09-20: 2018-04-06 | 2389 | 4759 | Up-front Payment
SCG-010032 | Low Income Single Family Residential | Domestic Hot Water | Gas | Southern California Gas Company | Incentive:Paid | 4723 | 36.9 |  | 1 | 128 |  | 128 |  | 2017-11-21 13:43 | 2018-05-09 | TITANIUM POWER INC | Retrofit | San Fernando | Los Angeles | 91342 | Host Customer is System Owner | 5 |  | 30004079 | GREENoneTEC Solarindustrie GmbH | Solpal Plus | Solpal Plus L-GT | Direct Integral Collector Storage (DI) | 25.66 |  | Solpal Plus L |  |  | Solar Storage with Tankless Auxiliary Water Heater | 51 | 1 | 1 | 65 | Z09 | [18 empty] | Los Angeles | FALSE | 37.18 |  | 2017-11-16 | 2018-02-07 |  |  | 2017-11-21 | 2018-05-09 | 2357 | 4759 | Up-front Payment
SCG-010033 | Low Income Single Family Residential | Domestic Hot Water | Gas | Southern California Gas Company | Incentive:Paid | 4723 | 36.9 |  | 1 | 128 |  | 128 |  | 2017-11-21 13:52 | 2018-04-09 | TITANIUM POWER INC | Retrofit | Pacoima | Los Angeles | 91331 | Host Customer is System Owner | 7 |  | 30004079 | GREENoneTEC Solarindustrie GmbH | Solpal Plus | Solpal Plus L-GT | Direct Integral Collector Storage (DI) | 25.66 |  | Solpal Plus L |  |  | Solar Storage with Tankless Auxiliary Water Heater | 51 | 1 | 1 | 85 | Z09 | [18 empty] | Los Angeles | FALSE | 37.18 |  | 2011-06-01: 2017-11-16; 2011-08-03: 2017-11-21; 2011-09-20: 2018-04-09 | 2389 | 4759 | Up-front Payment
SCG-010034 | Low Income Single Family Residential | Domestic Hot Water | Gas | Southern California Gas Company | Incentive:Canceled | 4723 | 36.9 |  | 1 | 128 |  | 128 |  | 2017-12-04 12:34 |  | TITANIUM POWER INC | Retrofit | San Fernando | Los Angeles | 91342 | Host Customer is System Owner | 6 |  | 30004079 | GREENoneTEC Solarindustrie GmbH | Solpal Plus | Solpal Plus L-GT | Direct Integral Collector Storage (DI) | 25.66 |  | Solpal Plus L |  |  | Solar Storage with Tankless Auxiliary Water Heater | 51 | 1 | 1 | 75 | Z09 | [18 empty] | Los Angeles | FALSE | 37.18 |  | 2011-06-01: 2017-11-16; 2011-06-21: 2018-02-07; 2011-08-03: 2017-12-04 | 2410 | 4759 | Up-front Payment
SCG-010035 | Low Income Single Family Residential | Domestic Hot Water | Gas | Southern California Gas Company | Incentive:Paid | 4723 | 36.9 |  | 1 | 128 |  | 128 |  | 2017-11-21 13:58 | 2018-04-09 | TITANIUM POWER INC | Retrofit | Pacoima | Los Angeles | 91331 | Host Customer is System Owner | 5 |  | 30004079 | GREENoneTEC Solarindustrie GmbH | Solpal Plus | Solpal Plus L-GT | Direct Integral Collector Storage (DI) | 25.66 |  | Solpal Plus L |  |  | Solar Storage with Tankless Auxiliary Water Heater | 51 | 1 | 1 | 65 | Z09 | [18 empty] | Los Angeles | FALSE | 37.18 |  | 2011-06-01: 2017-11-16; 2011-08-03: 2017-11-21; 2011-09-20: 2018-04-09 | 2389 | 4759 | Up-front Payment
SCG-010036 | Low Income Single Family Residential | Domestic Hot Water | Gas | Southern California Gas Company | Incentive:Paid | 4723 | 36.9 |  | 1 | 128 |  | 128 |  | 2017-11-21 11:25 | 2018-05-25 | TITANIUM POWER INC | Retrofit | Sun Valley | Los Angeles | 91352 | Host Customer is System Owner | 6 |  | 30004079 | GREENoneTEC Solarindustrie GmbH | Solpal Plus | Solpal Plus L-GT | Direct Integral Collector Storage (DI) | 25.66 |  | Solpal Plus L |  |  | Solar Storage with Tankless Auxiliary Water Heater | 51 | 1 | 1 | 75 | Z09 | [18 empty] | Los Angeles | FALSE | 37.18 |  | 2017-11-16 | 2018-02-07 |  |  | 2017-11-21 | 2018-05-25 | 2341 | 4759 | Up-front Payment
SCG-010037 | Low Income Single Family Residential | Domestic Hot Water | Gas | Southern California Gas Company | Incentive:Paid | 4723 | 36.9 |  | 1 | 128 |  | 128 |  | 2017-11-21 11:46 | 2018-03-12 | TITANIUM POWER INC | Retrofit | Pacoima | Los Angeles | 91331 | Host Customer is System Owner | 6 |  | 30004079 | GREENoneTEC Solarindustrie GmbH | Solpal Plus | Solpal Plus L-GT | Direct Integral Collector Storage (DI) | 25.66 |  | Solpal Plus L |  |  | Solar Storage with Tankless Auxiliary Water Heater | 51 | 1 | 1 | 75 | Z09 | [18 empty] | Los Angeles | FALSE | 37.18 |  | 2011-06-01: 2017-11-16; 2011-08-03: 2017-11-21; 2011-09-20: 2018-03-12 | 2413 | 4759 | Up-front Payment
PGE-010038 | Low Income Multifamily Residential | Domestic Hot Water | Gas | Pacific Gas and Electric | Incentive:Paid | 38580 | 24.89 |  | 1 | 1550 |  | 1550 |  | 2017-12-21 09:50 | 2018-01-17 | PROMISE ENERGY INC | Retrofit | Richmond | Contra Costa | 94804 | Host Customer is System Owner | [7 empty] | 642.72 | 40.17 |  | Glycol | Steam Back | Solar Storage and Auxiliary Tanks are separate |  | 1 | 1 | 1280 | Z03 | 32 | Units | Apartments/Condos | 2010115A | 16 | 1 | 920 | 8 | 115 | 1 | 399999 | TRUE | 120 | 140 |  | Amatis Controls - AM-JOULE |  | Amatis Controls - AM-JOULE | Richmond | FALSE | 74.08 |  | 2017-11-16 | 2017-12-28 | 2017-12-21 | 2018-01-17 | 2018-02-08 | 2018-03-13 | 2395 | 114819.66 | Up-front Payment
SCG-010039 | Low Income Single Family Residential | Domestic Hot Water | Gas | Southern California Gas Company | Incentive:Paid | 4723 | 36.9 |  | 1 | 128 |  | 128 |  | 2017-11-21 11:49 | 2018-03-09 | TITANIUM POWER INC | Retrofit | Sun Valley | Los Angeles | 91352 | Host Customer is System Owner | 4 |  | 30004079 | GREENoneTEC Solarindustrie GmbH | Solpal Plus | Solpal Plus L-GT | Direct Integral Collector Storage (DI) | 25.66 |  | Solpal Plus L |  |  | Solar Storage with Tankless Auxiliary Water Heater | 51 | 1 | 1 | 55 | Z09 | [18 empty] | Los Angeles | FALSE | 37.18 |  | 2011-06-01: 2017-11-17; 2011-08-03: 2017-11-21; 2011-09-20: 2018-03-09 | 2418 | 4759 | Up-front Payment
SCG-010040 | Low Income Single Family Residential | Domestic Hot Water | Gas | Southern California Gas Company | Incentive:Paid | 4723 | 36.9 |  | 1 | 128 |  | 128 |  | 2017-11-21 12:37 | 2018-04-02 | TITANIUM POWER INC | Retrofit | Pacoima | Los Angeles | 91331 | Host Customer is System Owner | 8 |  | 30004079 | GREENoneTEC Solarindustrie GmbH | Solpal Plus | Solpal Plus L-GT | Direct Integral Collector Storage (DI) | 25.66 |  | Solpal Plus L |  |  | Solar Storage with Tankless Auxiliary Water Heater | 51 | 1 | 1 | 95 | Z09 | [18 empty] | Los Angeles | FALSE | 37.18 |  | 2011-06-01: 2017-11-17; 2011-08-03: 2017-11-21; 2011-09-20: 2018-04-02 | 2397 | 4759 | Up-front Payment
SCG-010041 | Low Income Single Family Residential | Domestic Hot Water | Gas | Southern California Gas Company | Incentive:Canceled | 4723 | 36.9 |  | 1 | 128 |  | 128 |  |  |  | TITANIUM POWER INC | Retrofit | Pacoima | Los Angeles | 91331 | Host Customer is System Owner | 5 |  | 30004079 | GREENoneTEC Solarindustrie GmbH | Solpal Plus | Solpal Plus L-GT | Direct Integral Collector Storage (DI) | 25.66 |  | Solpal Plus L |  |  | Solar Storage with Tankless Auxiliary Water Heater | 51 | 1 | 1 | 65 | Z09 | [18 empty] | Los Angeles | FALSE | 37.18 |  | 2011-06-01: 2017-11-17; 2011-06-21: 2017-12-01 | 2522 | 4759 | Up-front Payment
SCG-010042 | Low Income Single Family Residential | Domestic Hot Water | Gas | Southern California Gas Company | Incentive:Paid | 4723 | 36.9 |  | 1 | 128 |  | 128 |  | 2017-11-21 11:35 | 2018-03-09 | TITANIUM POWER INC | Retrofit | Pacoima | Los Angeles | 91331 | Host Customer is System Owner | 4 |  | 30004079 | GREENoneTEC Solarindustrie GmbH | Solpal Plus | Solpal Plus L-GT | Direct Integral Collector Storage (DI) | 25.66 |  | Solpal Plus L |  |  | Solar Storage with Tankless Auxiliary Water Heater | 51 | 1 | 1 | 55 | Z09 | [18 empty] | Los Angeles | FALSE | 37.18 |  | 2011-06-01: 2017-11-17; 2011-08-03: 2017-11-21; 2011-09-20: 2018-03-09 | 2418 | 4759 | Up-front Payment
SCG-010043 | Commercial/Multifamily Residential | Domestic Hot Water | Gas | Southern California Gas Company | Incentive:Paid | 31234 | 20.19 |  | 1 | 1547 |  | 1547 |  | 2017-11-17 11:16 | 2017-12-01 | EVOLUTION ENERGY SOLUTIONS L L C | Retrofit | Glendale | Los Angeles | 91201 | Host Customer is System Owner | [7 empty] | 450.45 | 40.95 |  | Drainback | Advanced Controller with a Vacation or Holiday Mode | Solar Storage and Auxiliary Tanks are separate |  | 1 | 1 | 800 | Z09 | 20 | Units | Apartments/Condos | TRB-40 | 11 | 1 | 800 | 1 | 80 | 1 | 512000 | TRUE | 140 | 140 |  |  |  |  | Glendale | FALSE | 20.19 |  | 2017-11-17 |  | 2017-11-17 | 2017-12-01 | 2019-11-13 | 2019-11-26 | 1789 | 31234 | Up-front Payment
SCG-010045 | Multifamily Residential - Disadvantaged Community | Domestic Hot Water | Gas | Southern California Gas Company | Incentive:Paid | 58410 | 20.19 |  | 1 | 2893 |  | 2893 |  | 2017-11-17 10:42 | 2018-02-23 | EVOLUTION ENERGY SOLUTIONS L L C | Retrofit | Los Angeles | Los Angeles | 90004 | Host Customer is System Owner | [7 empty] | 778.05 | 40.95 |  | Drainback | Drainback (Water) | Solar Storage and Auxiliary Tanks are separate |  | 1 | 1 | 1600 | Z09 | 40 | Units | Apartments/Condos | TRB-40 | 19 | 1 | 1500 | 1 | 115 | 1 | 299000 | TRUE | 140 | 140 |  | SunEarth - SETR A503 TTR U + VFS 10-200 |  | SunEarth - SETR A503 TTR U + VFS 10-200 | Los Angeles | FALSE | 20.19 |  | 2017-11-17 | 2018-02-21 | 2017-11-17 | 2018-02-23 | 2018-05-31 | 2018-06-21 | 2314 | 58410 | Up-front Payment
SCG-010046 | Commercial/Multifamily Residential | Domestic Hot Water | Gas | Southern California Gas Company | Incentive:Paid | 31133 | 20.19 |  | 1 | 1542 |  | 1542 |  | 2017-11-17 13:24 | 2018-02-23 | EVOLUTION ENERGY SOLUTIONS L L C | Retrofit | Los Angeles | Los Angeles | 90036 | Host Customer is System Owner | [7 empty] | 450.45 | 40.95 |  | Drainback | Drainback (Water) | Solar Storage and Auxiliary Tanks are separate |  | 1 | 1 | 800 | Z09 | 20 | Units | Apartments/Condos | TRB-40 | 11 | 1 | 800 | 1 | 100 | 1 | 275000 | TRUE | 140 | 140 |  |  |  |  | Los Angeles | FALSE | 20.19 |  | 2017-11-17 | 2018-02-21 | 2017-11-17 | 2018-02-23 | 2018-03-16 | 2018-03-30 | 2330 | 31133 | Up-front Payment
SCG-010047 | Commercial/Multifamily Residential | Domestic Hot Water | Gas | Southern California Gas Company | Incentive:Paid | 46821 | 20.19 |  | 1 | 2319 |  | 2319 |  | 2017-11-17 13:19 | 2018-02-21 | EVOLUTION ENERGY SOLUTIONS L L C | Retrofit | West Hollywood | Los Angeles | 90069 | Host Customer is System Owner | [7 empty] | 614.25 | 40.95 |  | Drainback | Drainback (Water) | Solar Storage and Auxiliary Tanks are separate |  | 1 | 1 | 1400 | Z09 | 35 | Units | Apartments/Condos | TRB-40 | 15 | 1 | 1000 | 1 | 200 | 2 | 400000 | TRUE | 140 | 140 |  | SunEarth - SETR A503 TTR U + VFS 10-200 |  | SunEarth - SETR A503 TTR U + VFS 10-200 | West Hollywood | FALSE | 20.19 |  | 2017-11-17 | 2018-02-16 | 2017-11-17 | 2018-02-21 | 2018-11-28 | 2018-12-10 | 2143 | 46821 | Up-front Payment
SCG-010048 | Low Income Single Family Residential | Domestic Hot Water | Gas | Southern California Gas Company | Incentive:Paid | 4723 | 36.9 |  | 1 | 128 |  | 128 |  | 2017-12-04 12:39 | 2018-03-30 | TITANIUM POWER INC | Retrofit | North Hollywood | Los Angeles | 91605 | Host Customer is System Owner | 7 |  | 30004079 | GREENoneTEC Solarindustrie GmbH | Solpal Plus | Solpal Plus L-GT | Direct Integral Collector Storage (DI) | 25.66 |  | Solpal Plus L |  |  | Solar Storage with Tankless Auxiliary Water Heater | 51 | 1 | 1 | 85 | Z09 | [18 empty] | Los Angeles | FALSE | 37.18 |  | 2011-06-01: 2017-11-17; 2011-08-03: 2017-12-04; 2011-09-20: 2018-03-30 | 2397 | 4759 | Up-front Payment
PGE-010049 | Commercial/Multifamily Residential | Domestic Hot Water | Gas | Pacific Gas and Electric | Incentive:Paid | 30547 | 20.19 |  | 1 | 1513 |  | 1513 |  | 2017-11-17 15:50 | 2017-11-22 | EVOLUTION ENERGY SOLUTIONS L L C | Retrofit | SAN LEANDRO | Alameda | 94578 | Host Customer is System Owner | [7 empty] | 450.45 | 40.95 |  | Drainback |  | Solar Storage and Auxiliary Tanks are separate |  | 1 | 1 | 840 | Z03 | 20 | Units | Apartments/Condos | TRB-40 | 11 | 1 | 800 | 1 | 200 | 2 | 398000 | TRUE | 140 | 140 |  |  |  |  | Alameda County | FALSE | 20.19 |  | 2017-11-17 | 2017-11-21 | 2017-11-17 | 2017-11-22 | 2018-02-26 | 2018-03-01 | 2411 | 30547 | Up-front Payment
SCG-010051 | Commercial/Multifamily Residential | Domestic Hot Water | Gas | Southern California Gas Company | Incentive:Canceled | 37634 | 20.19 |  | 1 | 1864 |  | 1864 |  | 2017-12-28 15:18 | 2018-06-01 |  | Retrofit | Delano | Kern | 93215 | Lease | [7 empty] | 884.7 | 29.49 |  | Glycol | Steam Back | Solar Storage and Auxiliary Tanks are separate |  | 1 | 1 | 1680 | Z13 |  |  | Other | 10002034 | 30 | 1 | 900 | 1 | 200 | 2 | 199999 | TRUE | 160 | 140 |  | SunMaxx Solar - SmartMaxx-EMETER1000 |  | SunMaxx Solar - SmartMaxx-EMETER1000 |  | FALSE | 61.7 |  | 2011-06-01: 2017-11-17; 2011-06-23: 2017-12-28; 2011-07-01: 2018-06-01 | 2340 | 115011 | Up-front Payment
PGE-010052 | Commercial/Multifamily Residential | Domestic Hot Water | Gas | Pacific Gas and Electric | Incentive:Canceled | 32183 | 20.19 |  | 1 | 1594 |  | 1594 |  | 2017-12-29 09:53 | 2018-01-30 | INTELLIGENT GREEN SOLUTIONS CA | New Construction | Fresno | Fresno | 93276 | Lease | [7 empty] | 648.78 | 29.49 |  | Glycol | Steam Back | Solar Storage and Auxiliary Tanks are separate |  | 1 | 1 | 1232 | Z13 |  |  | Other | 10002034 | 22 | 1 | 700 | 1 | 200 | 2 | 199999 | TRUE | 160 | 140 |  | SunMaxx Solar - SmartMaxx-EMETER1000 |  | SunMaxx Solar - SmartMaxx-EMETER1000 |  | FALSE | 52.91 |  | 2017-11-20 | 2018-01-08 | 2017-12-29 | 2018-01-30 |  |  | 2462 | 84341 | Up-front Payment
SCG-010053 | Commercial/Multifamily Residential | Domestic Hot Water | Gas | Southern California Gas Company | Incentive:Paid | 32809 | 20.19 |  | 1 | 1625 |  | 1625 |  | 2017-12-29 08:23 | 2018-06-01 | EVOLUTION ENERGY SOLUTIONS L L C | Retrofit | Santa Ana | Los Angeles | 92707 | Host Customer is System Owner | [7 empty] | 450.45 | 40.95 |  | Drainback | Drainback (Water) | Solar Storage and Auxiliary Tanks are separate |  | 1 | 1 | 840 | Z08 | 20 | Units | Apartments/Condos | TRB-40 | 11 | 1 | 800 | 1 | 100 | 1 | 270000 | TRUE | 140 | 140 |  |  |  |  | Santa Ana | FALSE | 20.19 |  | 2017-12-08 |  | 2017-12-29 | 2018-06-01 | 2019-08-23 | 2019-08-27 | 1885 | 32809 | Up-front Payment
SCG-010054 | Commercial/Multifamily Residential | Domestic Hot Water | Gas | Southern California Gas Company | Reservation:Canceled | 31436 | 17.16 |  | 2 | 1557 |  | 1557 |  |  |  | EVOLUTION ENERGY SOLUTIONS L L C | Retrofit | Los Angeles | Los Angeles | 90034 | Host Customer is System Owner | [7 empty] | 450.45 | 40.95 |  | Drainback | Advanced Controller with a Vacation or Holiday Mode | Solar Storage and Auxiliary Tanks are separate |  | 1 | 1 | 756 | Z08 | 18 | Units | Apartments/Condos | TRB-40 | 11 | 1 | 800 | 1 | 120 | 1 | 300000 | TRUE | 140 | 140 | [5 empty] | FALSE | 20.19 |  | 2011-06-01: 2017-11-21 | 2531 | 31436 | Up-front Payment
SCG-010055 | Low Income Multifamily Residential | Domestic Hot Water | Gas | Southern California Gas Company | Incentive:Paid | 27927 | 24.89 |  | 1 | 1122 |  | 1122 |  | 2017-12-05 15:18 | 2017-12-26 | PROMISE ENERGY INC | Retrofit | Los Angeles | Los Angeles | 90013 | Host Customer is System Owner | [7 empty] | 241.02 | 40.17 |  | Glycol | Steam Back | Solar Storage and Auxiliary Tanks are separate |  | 1 | 1 | 4218 | Z09 | 114 | Units | Apartments/Condos | 2010115A | 6 | 1 | 534 | 1 | 66 | 1 | 500000 | TRUE | 120 | 140 |  |  |  |  | Los Angeles | FALSE | 78.68 |  | 2017-11-21 |  | 2017-12-05 | 2017-12-26 | 2019-06-26 | 2019-07-16 | 1921 | 88284 | Up-front Payment
SCG-010056 | Commercial/Multifamily Residential | Domestic Hot Water | Gas | Southern California Gas Company | Incentive:Paid | 58450 | 20.19 |  | 1 | 2895 |  | 2895 |  | 2017-12-01 11:28 | 2018-02-23 | EVOLUTION ENERGY SOLUTIONS L L C | Retrofit | Los Angeles | Los Angeles | 90004 | Host Customer is System Owner | [7 empty] | 778.05 | 40.95 |  | Drainback | Advanced Controller with a Vacation or Holiday Mode | Solar Storage and Auxiliary Tanks are separate |  | 1 | 1 | 1600 | Z09 | 40 | Units | Apartments/Condos | TRB-40 | 19 | 1 | 1500 | 1 | 119 | 1 | 750000 | TRUE | 140 | 140 |  | SunEarth - SETR A503 TTR U + VFS 10-200 |  | SunEarth - SETR A503 TTR U + VFS 10-200 | Los Angeles | FALSE | 20.19 |  | 2017-11-21 | 2018-02-21 | 2017-12-01 | 2018-02-23 | 2018-08-13 | 2018-08-14 | 2118 | 58450 | Up-front Payment
SCG-010057 | Low Income Single Family Residential | Domestic Hot Water | Gas | Southern California Gas Company | Incentive:Paid | 4487 | 36.9 |  | 1 | 128 |  | 122 |  | 2018-01-02 11:43 | 2018-03-06 | TITANIUM POWER INC | Retrofit | Pacoima | Los Angeles | 91331 | Owner/Tenant | 5 |  | 30004079 | GREENoneTEC Solarindustrie GmbH | Solpal Plus | Solpal Plus L-GT | Direct Integral Collector Storage (DI) | 25.66 |  | Solpal Plus L |  |  | Solar Storage with Tankless Auxiliary Water Heater | 51 | 1 | 0.95 | 65 | Z09 | [18 empty] | Los Angeles | FALSE | 35.62 |  | 2017-11-21 | 2018-02-07 |  |  | 2018-01-02 | 2018-03-06 | 2420 | 4559 | Up-front Payment
SCG-010058 | Low Income Single Family Residential | Domestic Hot Water | Gas | Southern California Gas Company | Incentive:Paid | 4723 | 36.9 |  | 1 | 128 |  | 128 |  | 2017-11-27 11:47 | 2018-03-20 | TITANIUM POWER INC | Retrofit | Pacoima | Los Angeles | 91331 | Host Customer is System Owner | 5 |  | 30004079 | GREENoneTEC Solarindustrie GmbH | Solpal Plus | Solpal Plus L-GT | Direct Integral Collector Storage (DI) | 25.66 |  | Solpal Plus L |  |  | Solar Storage with Tankless Auxiliary Water Heater | 51 | 1 | 1 | 65 | Z09 | [18 empty] | Los Angeles | FALSE | 37.18 |  | 2011-06-01: 2017-11-21; 2011-08-03: 2017-11-27; 2011-09-20: 2018-03-20 | 2409 | 4759 | Up-front Payment
SCG-010059 | Commercial/Multifamily Residential | Domestic Hot Water | Gas | Southern California Gas Company | Incentive:Canceled | 24793 | 20.19 |  | 1 | 1228 |  | 1228 |  | 2017-12-01 11:23 | 2017-12-01 |  | Retrofit | Los Angeles | Los Angeles | 90044 | Host Customer is System Owner | [7 empty] | 450.45 | 40.95 |  | Drainback | Drainback (Water) | Solar Storage and Auxiliary Tanks are separate |  | 1 | 1 | 504 | Z08 | 20 | Units | Apartments/Condos | TRB-40 | 11 | 1 | 800 | 1 | 100 | 1 | 270000 | TRUE | 140 | 140 | [5 empty] | FALSE | 20.19 |  | 2011-06-01: 2017-11-21; 2011-06-23: 2017-12-01; 2011-07-01: 2017-12-01 | 2521 | 24793 | Up-front Payment
SCG-010060 | Low Income Single Family Residential | Domestic Hot Water | Gas | Southern California Gas Company | Incentive:Paid | 4487 | 36.9 |  | 1 | 128 |  | 122 |  | 2017-11-27 11:43 | 2018-03-21 | TITANIUM POWER INC | Retrofit | Pacoima | Los Angeles | 91331 | Host Customer is System Owner | 4 |  | 30004079 | GREENoneTEC Solarindustrie GmbH | Solpal Plus | Solpal Plus L-GT | Direct Integral Collector Storage (DI) | 25.66 |  | Solpal Plus L |  |  | Solar Storage with Tankless Auxiliary Water Heater | 51 | 1 | 0.95 | 55 | Z09 | [18 empty] | Los Angeles | FALSE | 35.62 |  | 2011-06-01: 2017-11-21; 2011-08-03: 2017-11-27; 2011-09-20: 2018-03-21 | 2405 | 4559 | Up-front Payment
SCG-010061 | Low Income Single Family Residential | Domestic Hot Water | Gas | Southern California Gas Company | Incentive:Paid | 4723 | 36.9 |  | 1 | 128 |  | 128 |  | 2017-11-27 11:38 | 2018-03-20 | TITANIUM POWER INC | Retrofit | Pacoima | Los Angeles | 91331 | Host Customer is System Owner | 4 |  | 30004079 | GREENoneTEC Solarindustrie GmbH | Solpal Plus | Solpal Plus L-GT | Direct Integral Collector Storage (DI) | 25.66 |  | Solpal Plus L |  |  | Solar Storage with Tankless Auxiliary Water Heater | 51 | 1 | 1 | 55 | Z09 | [18 empty] | Los Angeles | FALSE | 37.18 |  | 2011-06-01: 2017-11-21; 2011-08-03: 2017-11-27; 2011-09-20: 2018-03-20 | 2410 | 4759 | Up-front Payment
SCG-010062 | Low Income Single Family Residential | Domestic Hot Water | Gas | Southern California Gas Company | Incentive:Paid | 4487 | 36.9 |  | 1 | 128 |  | 122 |  | 2017-11-27 11:34 | 2018-03-20 | TITANIUM POWER INC | Retrofit | Pacoima | Los Angeles | 91331 | Host Customer is System Owner | 4 |  | 30004079 | GREENoneTEC Solarindustrie GmbH | Solpal Plus | Solpal Plus L-GT | Direct Integral Collector Storage (DI) | 25.66 |  | Solpal Plus L |  |  | Solar Storage with Tankless Auxiliary Water Heater | 51 | 1 | 0.95 | 55 | Z09 | [18 empty] | Los Angeles | FALSE | 35.62 |  | 2011-06-01: 2017-11-21; 2011-08-03: 2017-11-27; 2011-09-20: 2018-03-20 | 2399 | 4559 | Up-front Payment
SCG-010063 | Low Income Single Family Residential | Domestic Hot Water | Gas | Southern California Gas Company | Incentive:Paid | 4723 | 36.9 |  | 1 | 128 |  | 128 |  | 2017-11-27 11:32 | 2018-03-20 | TITANIUM POWER INC | Retrofit | Pacoima | Los Angeles | 91331 | Host Customer is System Owner | 7 |  | 30004079 | GREENoneTEC Solarindustrie GmbH | Solpal Plus | Solpal Plus L-GT | Direct Integral Collector Storage (DI) | 25.66 |  | Solpal Plus L |  |  | Solar Storage with Tankless Auxiliary Water Heater | 51 | 1 | 1 | 85 | Z09 | [18 empty] | Los Angeles | FALSE | 37.18 |  | 2011-06-01: 2017-11-21; 2011-08-03: 2017-11-27; 2011-09-20: 2018-03-20 | 2410 | 4759 | Up-front Payment
SCG-010064 | Low Income Single Family Residential | Domestic Hot Water | Gas | Southern California Gas Company | Incentive:Paid | 4487 | 36.9 |  | 1 | 128 |  | 122 |  | 2017-11-27 10:58 | 2018-03-20 | TITANIUM POWER INC | Retrofit | Pacoima | Los Angeles | 91331 | Host Customer is System Owner | 8 |  | 30004079 | GREENoneTEC Solarindustrie GmbH | Solpal Plus | Solpal Plus L-GT | Direct Integral Collector Storage (DI) | 25.66 |  | Solpal Plus L |  |  | Solar Storage with Tankless Auxiliary Water Heater | 51 | 1 | 0.95 | 95 | Z09 | [18 empty] | Los Angeles | FALSE | 35.62 |  | 2011-06-01: 2017-11-21; 2011-08-03: 2017-11-27; 2011-09-20: 2018-03-20 | 2410 | 4559 | Up-front Payment
SCG-010065 | Low Income Single Family Residential | Domestic Hot Water | Gas | Southern California Gas Company | Incentive:Paid | 4723 | 36.9 |  | 1 | 128 |  | 128 |  | 2017-12-04 12:45 | 2018-05-09 | TITANIUM POWER INC | Retrofit | Pacoima | Los Angeles | 91331 | Host Customer is System Owner | 6 |  | 30004079 | GREENoneTEC Solarindustrie GmbH | Solpal Plus | Solpal Plus L-GT | Direct Integral Collector Storage (DI) | 25.66 |  | Solpal Plus L |  |  | Solar Storage with Tankless Auxiliary Water Heater | 51 | 1 | 1 | 75 | Z09 | [18 empty] | Los Angeles | FALSE | 37.18 |  | 2011-06-01: 2017-11-21; 2011-08-03: 2017-12-04; 2011-09-20: 2018-05-09 | 2356 | 4759 | Up-front Payment
SCG-010066 | Low Income Single Family Residential | Domestic Hot Water | Gas | Southern California Gas Company | Incentive:Paid | 4723 | 36.9 |  | 1 | 128 |  | 128 |  | 2017-11-27 10:52 | 2018-05-22 | TITANIUM POWER INC | Retrofit | Pacoima | Los Angeles | 91331 | Host Customer is System Owner | 5 |  | 30004079 | GREENoneTEC Solarindustrie GmbH | Solpal Plus | Solpal Plus L-GT | Direct Integral Collector Storage (DI) | 25.66 |  | Solpal Plus L |  |  | Solar Storage with Tankless Auxiliary Water Heater | 51 | 1 | 1 | 65 | Z09 | [18 empty] | Los Angeles | FALSE | 37.18 |  | 2017-11-21 | 2018-02-07 |  |  | 2017-11-27 | 2018-05-22 | 2333 | 4759 | Up-front Payment
SCG-010067 | Low Income Single Family Residential | Domestic Hot Water | Gas | Southern California Gas Company | Incentive:Paid | 4723 | 36.9 |  | 1 | 128 |  | 128 |  | 2017-11-27 10:47 | 2018-04-20 | TITANIUM POWER INC | Retrofit | Pacoima | Los Angeles | 91331 | Host Customer is System Owner | 4 |  | 30004079 | GREENoneTEC Solarindustrie GmbH | Solpal Plus | Solpal Plus L-GT | Direct Integral Collector Storage (DI) | 25.66 |  | Solpal Plus L |  |  | Solar Storage with Tankless Auxiliary Water Heater | 51 | 1 | 1 | 55 | Z09 | [18 empty] | Los Angeles | FALSE | 37.18 |  | 2011-06-01: 2017-11-21; 2011-08-03: 2017-11-27; 2011-09-20: 2018-04-20 | 2375 | 4759 | Up-front Payment
SCG-010068 | Low Income Single Family Residential | Domestic Hot Water | Gas | Southern California Gas Company | Incentive:Canceled | 4723 | 36.9 |  | 1 | 128 |  | 128 |  |  |  | TITANIUM POWER INC | Retrofit | Pacoima | Los Angeles | 91331 | Host Customer is System Owner | 8 |  | 30004079 | GREENoneTEC Solarindustrie GmbH | Solpal Plus | Solpal Plus L-GT | Direct Integral Collector Storage (DI) | 25.66 |  | Solpal Plus L |  |  | Solar Storage with Tankless Auxiliary Water Heater | 51 | 1 | 1 | 95 | Z09 | [18 empty] | Los Angeles | FALSE | 37.18 |  | 2011-06-01: 2017-11-21 | 2531 | 4759 | Up-front Payment
SCG-010069 | Low Income Single Family Residential | Domestic Hot Water | Gas | Southern California Gas Company | Incentive:Canceled | 4723 | 36.9 |  | 1 | 128 |  | 128 |  |  |  | TITANIUM POWER INC | Retrofit | Pacoima | Los Angeles | 91331 | Host Customer is System Owner | 8 |  | 30004079 | GREENoneTEC Solarindustrie GmbH | Solpal Plus | Solpal Plus L-GT | Direct Integral Collector Storage (DI) | 25.66 |  | Solpal Plus L |  |  | Solar Storage with Tankless Auxiliary Water Heater | 51 | 1 | 1 | 95 | Z09 | [18 empty] | Los Angeles | FALSE | 37.18 |  | 2011-06-01: 2017-11-21 | 2531 | 4759 | Up-front Payment
SCG-010070 | Low Income Single Family Residential | Domestic Hot Water | Gas | Southern California Gas Company | Incentive:Paid | 4723 | 36.9 |  | 1 | 128 |  | 128 |  | 2017-12-07 11:21 | 2018-05-11 | TITANIUM POWER INC | Retrofit | Pacoima | Los Angeles | 91331 | Host Customer is System Owner | 8 |  | 30004079 | GREENoneTEC Solarindustrie GmbH | Solpal Plus | Solpal Plus L-GT | Direct Integral Collector Storage (DI) | 25.66 |  | Solpal Plus L |  |  | Solar Storage with Tankless Auxiliary Water Heater | 51 | 1 | 1 | 95 | Z09 | [18 empty] | Los Angeles | FALSE | 37.18 |  | 2011-06-01: 2017-11-21; 2011-08-03: 2017-12-07; 2011-09-20: 2018-05-11 | 2353 | 4759 | Up-front Payment
SCG-010073 | Low Income Single Family Residential | Domestic Hot Water | Gas | Southern California Gas Company | Incentive:Paid | 4723 | 36.9 |  | 1 | 128 |  | 128 |  | 2017-12-07 11:20 | 2018-05-11 | TITANIUM POWER INC | Retrofit | Pacoima | Los Angeles | 91331 | Host Customer is System Owner | 4 |  | 30004079 | GREENoneTEC Solarindustrie GmbH | Solpal Plus | Solpal Plus L-GT | Direct Integral Collector Storage (DI) | 25.66 |  | Solpal Plus L |  |  | Solar Storage with Tankless Auxiliary Water Heater | 51 | 1 | 1 | 55 | Z09 | [18 empty] | Los Angeles | FALSE | 37.18 |  | 2011-06-01: 2017-11-21; 2011-08-03: 2017-12-07; 2011-09-20: 2018-05-11 | 2355 | 4759 | Up-front Payment
SCG-010074 | Low Income Single Family Residential | Domestic Hot Water | Gas | Southern California Gas Company | Incentive:Canceled | 4723 | 36.9 |  | 1 | 128 |  | 128 |  | 2017-11-27 13:42 |  | TITANIUM POWER INC | Retrofit | Pacoima | Los Angeles | 91331 | Host Customer is System Owner | 12 |  | 30004079 | GREENoneTEC Solarindustrie GmbH | Solpal Plus | Solpal Plus L-GT | Direct Integral Collector Storage (DI) | 25.66 |  | Solpal Plus L |  |  | Solar Storage with Tankless Auxiliary Water Heater | 51 | 1 | 1 | 135 | Z09 | [18 empty] | Los Angeles | FALSE | 37.18 |  | 2011-06-01: 2017-11-21; 2011-06-21: 2017-12-01; 2011-08-03: 2017-11-27 | 2522 | 4759 | Up-front Payment
SCG-010075 | Low Income Single Family Residential | Domestic Hot Water | Gas | Southern California Gas Company | Incentive:Paid | 4723 | 36.9 |  | 1 | 128 |  | 128 |  | 2017-11-27 13:36 | 2018-03-19 | TITANIUM POWER INC | Retrofit | Pacoima | Los Angeles | 91331 | Host Customer is System Owner | 5 |  | 30004079 | GREENoneTEC Solarindustrie GmbH | Solpal Plus | Solpal Plus L-GT | Direct Integral Collector Storage (DI) | 25.66 |  | Solpal Plus L |  |  | Solar Storage with Tankless Auxiliary Water Heater | 51 | 1 | 1 | 65 | Z09 | [18 empty] | Los Angeles | FALSE | 37.18 |  | 2011-06-01: 2017-11-21; 2011-08-03: 2017-11-27; 2011-09-20: 2018-03-19 | 2409 | 4759 | Up-front Payment
SCG-010076 | Low Income Single Family Residential | Domestic Hot Water | Gas | Southern California Gas Company | Incentive:Canceled | 4723 | 36.9 |  | 1 | 128 |  | 128 |  | 2017-11-27 14:09 |  | TITANIUM POWER INC | Retrofit | Pacoima | Los Angeles | 91331 | Host Customer is System Owner | 8 |  | 30004079 | GREENoneTEC Solarindustrie GmbH | Solpal Plus | Solpal Plus L-GT | Direct Integral Collector Storage (DI) | 25.66 |  | Solpal Plus L |  |  | Solar Storage with Tankless Auxiliary Water Heater | 51 | 1 | 1 | 95 | Z09 | [18 empty] | Los Angeles | FALSE | 37.18 |  | 2011-06-01: 2017-11-21; 2011-06-21: 2018-02-07; 2011-08-03: 2017-11-27 | 2354 | 4759 | Up-front Payment
SCG-010077 | Low Income Single Family Residential | Domestic Hot Water | Gas | Southern California Gas Company | Incentive:Canceled | 4723 | 36.9 |  | 1 | 128 |  | 128 |  | 2017-11-27 12:12 |  | TITANIUM POWER INC | Retrofit | Pacoima | Los Angeles | 91331 | Host Customer is System Owner | 8 |  | 30004079 | GREENoneTEC Solarindustrie GmbH | Solpal Plus | Solpal Plus L-GT | Direct Integral Collector Storage (DI) | 25.66 |  | Solpal Plus L |  |  | Solar Storage with Tankless Auxiliary Water Heater | 51 | 1 | 1 | 95 | Z09 | [18 empty] | Los Angeles | FALSE | 37.18 |  | 2011-06-01: 2017-11-21; 2011-06-21: 2017-11-28; 2011-08-03: 2017-11-27 | 2395 | 4759 | Up-front Payment
SCG-010078 | Low Income Single Family Residential | Domestic Hot Water | Gas | Southern California Gas Company | Incentive:Paid | 4723 | 36.9 |  | 1 | 128 |  | 128 |  | 2017-11-27 13:27 | 2018-03-28 | TITANIUM POWER INC | Retrofit | Pacoia | Los Angeles | 91331 | Owner/Tenant | 7 |  | 30004079 | GREENoneTEC Solarindustrie GmbH | Solpal Plus | Solpal Plus L-GT | Direct Integral Collector Storage (DI) | 25.66 |  | Solpal Plus L |  |  | Solar Storage with Tankless Auxiliary Water Heater | 51 | 1 | 1 | 85 | Z09 | [18 empty] | Los Angeles | FALSE | 37.18 |  | 2011-06-01: 2017-11-21; 2011-08-03: 2017-11-27; 2011-09-20: 2018-03-28 | 2399 | 4759 | Up-front Payment
SCG-010079 | Low Income Single Family Residential | Domestic Hot Water | Gas | Southern California Gas Company | Incentive:Canceled | 4723 | 36.9 |  | 1 | 128 |  | 128 |  | 2017-12-04 15:06 |  | TITANIUM POWER INC | Retrofit | Pacoima | Los Angeles | 91331 | Owner/Tenant | 7 |  | 30004079 | GREENoneTEC Solarindustrie GmbH | Solpal Plus | Solpal Plus L-GT | Direct Integral Collector Storage (DI) | 25.66 |  | Solpal Plus L |  |  | Solar Storage with Tankless Auxiliary Water Heater | 51 | 1 | 1 | 85 | Z09 | [18 empty] | Los Angeles | FALSE | 37.18 |  | 2011-06-01: 2017-11-21; 2011-06-21: 2018-02-07; 2011-08-03: 2017-12-04 | 2354 | 4759 | Up-front Payment
SCG-010080 | Low Income Single Family Residential | Domestic Hot Water | Gas | Southern California Gas Company | Incentive:Paid | 4723 | 36.9 |  | 1 | 128 |  | 128 |  | 2017-12-07 11:03 | 2018-04-13 | TITANIUM POWER INC | Retrofit | Arleta | Los Angeles | 91331 | Host Customer is System Owner | 7 |  | 30004079 | GREENoneTEC Solarindustrie GmbH | Solpal Plus | Solpal Plus L-GT | Direct Integral Collector Storage (DI) | 25.66 |  | Solpal Plus L |  |  | Solar Storage with Tankless Auxiliary Water Heater | 51 | 1 | 1 | 85 | Z09 | [18 empty] | Los Angeles | FALSE | 37.18 |  | 2017-11-22 | 2018-02-07 |  |  | 2017-12-07 | 2018-04-13 | 2385 | 4759 | Up-front Payment
SCG-010081 | Low Income Single Family Residential | Domestic Hot Water | Gas | Southern California Gas Company | Incentive:Paid | 4487 | 36.9 |  | 1 | 128 |  | 122 |  | 2017-11-27 13:22 | 2018-03-16 | TITANIUM POWER INC | Retrofit | Arleta | Los Angeles | 91331 | Host Customer is System Owner | 7 |  | 30004079 | GREENoneTEC Solarindustrie GmbH | Solpal Plus | Solpal Plus L-GT | Direct Integral Collector Storage (DI) | 25.66 |  | Solpal Plus L |  |  | Solar Storage with Tankless Auxiliary Water Heater | 51 | 1 | 0.95 | 85 | Z09 | [18 empty] | Los Angeles | FALSE | 35.62 |  | 2011-06-01: 2017-11-22; 2011-08-03: 2017-11-27; 2011-09-20: 2018-03-16 | 2411 | 4559 | Up-front Payment
SCG-010082 | Low Income Single Family Residential | Domestic Hot Water | Gas | Southern California Gas Company | Incentive:Paid | 4723 | 36.9 |  | 1 | 128 |  | 128 |  | 2017-12-07 11:22 | 2018-04-03 | TITANIUM POWER INC | Retrofit | Arleta | Los Angeles | 91331 | Host Customer is System Owner | 4 |  | 30004079 | GREENoneTEC Solarindustrie GmbH | Solpal Plus | Solpal Plus L-GT | Direct Integral Collector Storage (DI) | 25.66 |  | Solpal Plus L |  |  | Solar Storage with Tankless Auxiliary Water Heater | 51 | 1 | 1 | 55 | Z09 | [18 empty] | Los Angeles | FALSE | 37.18 |  | 2011-06-01: 2017-11-22; 2011-08-03: 2017-12-07; 2011-09-20: 2018-04-03 | 2395 | 4759 | Up-front Payment
SCG-010083 | Commercial/Multifamily Residential | Domestic Hot Water | Gas | Southern California Gas Company | Incentive:Paid | 32990 | 20.19 |  | 1 | 1634 |  | 1634 |  | 2017-12-22 10:54 | 2017-12-28 | EVOLUTION ENERGY SOLUTIONS L L C | Retrofit | Los Angeles | Los Angeles | 90017 | Host Customer is System Owner | [7 empty] | 440.44 | 40.04 |  | Drainback |  | Solar Storage and Auxiliary Tanks are separate |  | 1 | 1 | 1000 | Z09 | 25 | Units | Apartments/Condos | 10002008 | 11 | 1 | 800 | 1 | 100 | 1 | 270000 | TRUE | 140 | 140 |  |  |  |  | Los Angeles | FALSE | 20.19 |  | 2017-12-19 |  | 2017-12-22 | 2017-12-28 | 2018-06-22 | 2018-08-02 | 2257 | 32990 | Up-front Payment
SCG-010084 | Low Income Single Family Residential | Domestic Hot Water | Gas | Southern California Gas Company | Incentive:Paid | 4723 | 36.9 |  | 1 | 128 |  | 128 |  | 2017-11-27 13:20 | 2018-03-16 | TITANIUM POWER INC | Retrofit | Arleta | Los Angeles | 91331 | Host Customer is System Owner | 4 |  | 30004079 | GREENoneTEC Solarindustrie GmbH | Solpal Plus | Solpal Plus L-GT | Direct Integral Collector Storage (DI) | 25.66 |  | Solpal Plus L |  |  | Solar Storage with Tankless Auxiliary Water Heater | 51 | 1 | 1 | 55 | Z09 | [18 empty] | Los Angeles | FALSE | 37.18 |  | 2011-06-01: 2017-11-22; 2011-08-03: 2017-11-27; 2011-09-20: 2018-03-16 | 2411 | 4759 | Up-front Payment
SCG-010085 | Low Income Single Family Residential | Domestic Hot Water | Gas | Southern California Gas Company | Incentive:Paid | 4723 | 36.9 |  | 1 | 128 |  | 128 |  | 2017-12-04 14:54 | 2018-03-30 | TITANIUM POWER INC | Retrofit | Arleta | Los Angeles | 91331 | Host Customer is System Owner | 6 |  | 30004079 | GREENoneTEC Solarindustrie GmbH | Solpal Plus | Solpal Plus L-GT | Direct Integral Collector Storage (DI) | 25.66 |  | Solpal Plus L |  |  | Solar Storage with Tankless Auxiliary Water Heater | 51 | 1 | 1 | 75 | Z09 | [18 empty] | Los Angeles | FALSE | 37.18 |  | 2011-06-01: 2017-11-22; 2011-08-03: 2017-12-04; 2011-09-20: 2018-03-30 | 2397 | 4759 | Up-front Payment
PGE-010086 | Single Family Residential | Domestic Hot Water | Gas | Pacific Gas and Electric | Incentive:Canceled | 3522 | 29.85 |  | 1 | 118 |  | 118 |  |  |  | INTELLIGENT GREEN SOLUTIONS CA | Retrofit | Fresno | Fresno | 93726 | Host Customer is System Owner | 4 |  | 30004236 | SunMaxx Solar LLC | ThermoPower | VTS30-HP-G | Indirect Thermosyphon (IT) | 47.9 |  | ThermoPower-VTS-HP30 | Automatic Drainback |  | Solar Storage and Auxiliary Tanks are separate | 79 | 1 | 1 | 55 | Z13 | [11 empty] | FALSE | [6 empty] | Fresno | FALSE | 52.88 |  | 2011-06-01: 2017-11-22 | 2531 | 6240 | Up-front Payment
SCG-010087 | Commercial/Multifamily Residential | Domestic Hot Water | Gas | Southern California Gas Company | Incentive:Paid | 31880 | 20.19 |  | 1 | 1579 |  | 1579 |  | 2018-04-25 15:00 | 2018-06-04 | EVOLUTION ENERGY SOLUTIONS L L C | Retrofit | Los Angeles | Los Angeles | 90038 | Host Customer is System Owner | [7 empty] | 450.45 | 40.95 |  | Drainback | Drainback (Water) | Solar Storage and Auxiliary Tanks are separate |  | 1 | 1 | 840 | Z09 | 21 | Units | Apartments/Condos | TRB-40 | 11 | 1 | 800 | 1 | 100 | 1 | 270000 | TRUE | 140 | 140 |  |  |  |  | Los Angeles | FALSE | 20.19 |  | 2017-11-22 |  | 2018-04-25 | 2018-06-04 | 2018-09-11 | 2018-09-11 | 2230 | 31880 | Up-front Payment
SCG-010088 | Low Income Single Family Residential | Domestic Hot Water | Gas | Southern California Gas Company | Incentive:Paid | 4723 | 36.9 |  | 1 | 128 |  | 128 |  | 2017-12-04 14:58 | 2018-04-06 | TITANIUM POWER INC | Retrofit | Arleta | Los Angeles | 91331 | Owner/Tenant | 4 |  | 30004079 | GREENoneTEC Solarindustrie GmbH | Solpal Plus | Solpal Plus L-GT | Direct Integral Collector Storage (DI) | 25.66 |  | Solpal Plus L |  |  | Solar Storage with Tankless Auxiliary Water Heater | 51 | 1 | 1 | 55 | Z09 | [18 empty] | Los Angeles | FALSE | 37.18 |  | 2011-06-01: 2017-11-22; 2011-08-03: 2017-12-04; 2011-09-20: 2018-04-06 | 2389 | 4759 | Up-front Payment
SCG-010089 | Low Income Single Family Residential | Domestic Hot Water | Gas | Southern California Gas Company | Incentive:Paid | 4723 | 36.9 |  | 1 | 128 |  | 128 |  | 2017-11-27 13:18 | 2018-03-16 | TITANIUM POWER INC | Retrofit | Panorama City | Los Angeles | 91402 | Host Customer is System Owner | 4 |  | 30004079 | GREENoneTEC Solarindustrie GmbH | Solpal Plus | Solpal Plus L-GT | Direct Integral Collector Storage (DI) | 25.66 |  | Solpal Plus L |  |  | Solar Storage with Tankless Auxiliary Water Heater | 51 | 1 | 1 | 55 | Z09 | [18 empty] | Los Angeles | FALSE | 37.18 |  | 2011-06-01: 2017-11-22; 2011-08-03: 2017-11-27; 2011-09-20: 2018-03-16 | 2411 | 4759 | Up-front Payment
PGE-010090 | Low Income Multifamily Residential | Domestic Hot Water | Gas | Pacific Gas and Electric | Incentive:Paid | 60732 | 24.89 |  | 1 | 2440 |  | 2440 |  | 2018-01-12 15:41 | 2018-02-22 | EVOLUTION ENERGY SOLUTIONS L L C | Retrofit | San Jose | Santa Clara | 95131 | Host Customer is System Owner | [7 empty] | 655.2 | 40.95 |  | Drainback | Drainback (Water) | Solar Storage and Auxiliary Tanks are separate |  | 1 | 1 | 1440 | Z04 | 36 | Units | Apartments/Condos | TRB-40 | 16 | 1 | 1300 | 1 | 162 | 2 | 398000 | TRUE | 140 | 140 |  | SunEarth - SETR A503 TTR U + VFS 10-200 |  | SunEarth - SETR A503 TTR U + VFS 10-200 | San Jose | FALSE | 24.89 |  | 2018-01-08 | 2018-01-23 | 2018-01-12 | 2018-02-22 | 2018-06-06 | 2018-06-08 | 2327 | 60732 | Up-front Payment
SCG-010091 | Low Income Single Family Residential | Domestic Hot Water | Gas | Southern California Gas Company | Incentive:Paid | 4723 | 36.9 |  | 1 | 128 |  | 128 |  | 2017-11-27 13:15 | 2018-03-16 | TITANIUM POWER INC | Retrofit | Panorama City | Los Angeles | 91402 | Host Customer is System Owner | 4 |  | 30004079 | GREENoneTEC Solarindustrie GmbH | Solpal Plus | Solpal Plus L-GT | Direct Integral Collector Storage (DI) | 25.66 |  | Solpal Plus L |  |  | Solar Storage with Tankless Auxiliary Water Heater | 51 | 1 | 1 | 55 | Z09 | [18 empty] | Los Angeles | FALSE | 37.18 |  | 2011-06-01: 2017-11-22; 2011-08-03: 2017-11-27; 2011-09-20: 2018-03-16 | 2411 | 4759 | Up-front Payment
SCG-010092 | Low Income Single Family Residential | Domestic Hot Water | Gas | Southern California Gas Company | Incentive:Paid | 4723 | 36.9 |  | 1 | 128 |  | 128 |  | 2017-11-27 13:10 | 2018-04-23 | TITANIUM POWER INC | Retrofit | Panorama City | Los Angeles | 91402 | Host Customer is System Owner | 5 |  | 30004079 | GREENoneTEC Solarindustrie GmbH | Solpal Plus | Solpal Plus L-GT | Direct Integral Collector Storage (DI) | 25.66 |  | Solpal Plus L |  |  | Solar Storage with Tankless Auxiliary Water Heater | 51 | 1 | 1 | 65 | Z09 | [18 empty] | Los Angeles | FALSE | 37.18 |  | 2011-06-01: 2017-11-22; 2011-08-03: 2017-11-27; 2011-09-20: 2018-04-23 | 2375 | 4759 | Up-front Payment
SCG-010093 | Low Income Single Family Residential | Domestic Hot Water | Gas | Southern California Gas Company | Incentive:Paid | 4723 | 36.9 |  | 1 | 128 |  | 128 |  | 2017-11-30 14:02 | 2018-03-26 | TITANIUM POWER INC | Retrofit | Panorama City | Los Angeles | 91402 | Host Customer is System Owner | 5 |  | 30004079 | GREENoneTEC Solarindustrie GmbH | Solpal Plus | Solpal Plus L-GT | Direct Integral Collector Storage (DI) | 25.66 |  | Solpal Plus L |  |  | Solar Storage with Tankless Auxiliary Water Heater | 51 | 1 | 1 | 65 | Z09 | [18 empty] | Los Angeles | FALSE | 37.18 |  | 2011-06-01: 2017-11-22; 2011-08-03: 2017-11-30; 2011-09-20: 2018-03-26 | 2399 | 4759 | Up-front Payment
SCG-010094 | Low Income Single Family Residential | Domestic Hot Water | Gas | Southern California Gas Company | Incentive:Paid | 4723 | 36.9 |  | 1 | 128 |  | 128 |  | 2017-11-27 12:29 | 2018-06-20 | TITANIUM POWER INC | Retrofit | Arleta | Los Angeles | 91331 | Owner/Tenant | 6 |  | 30004079 | GREENoneTEC Solarindustrie GmbH | Solpal Plus | Solpal Plus L-GT | Direct Integral Collector Storage (DI) | 25.66 |  | Solpal Plus L |  |  | Solar Storage with Tankless Auxiliary Water Heater | 51 | 1 | 1 | 75 | Z09 | [18 empty] | Los Angeles | FALSE | 37.18 |  | 2011-06-01: 2017-11-22; 2011-08-03: 2017-11-27; 2011-09-20: 2018-06-20 | 2316 | 4759 | Up-front Payment
SCG-010095 | Low Income Single Family Residential | Domestic Hot Water | Gas | Southern California Gas Company | Incentive:Paid | 4723 | 36.9 |  | 1 | 128 |  | 128 |  | 2017-11-27 12:25 | 2018-05-29 | TITANIUM POWER INC | Retrofit | Pacoima | Los Angeles | 91331 | Owner/Tenant | 4 |  | 30004079 | GREENoneTEC Solarindustrie GmbH | Solpal Plus | Solpal Plus L-GT | Direct Integral Collector Storage (DI) | 25.66 |  | Solpal Plus L |  |  | Solar Storage with Tankless Auxiliary Water Heater | 51 | 1 | 1 | 55 | Z09 | [18 empty] | Los Angeles | FALSE | 37.18 |  | 2011-06-01: 2017-11-22; 2011-08-03: 2017-11-27; 2011-09-20: 2018-05-29 | 2339 | 4759 | Up-front Payment
SCG-010097 | Multifamily Residential - Disadvantaged Community | Domestic Hot Water | Gas | Southern California Gas Company | Incentive:Canceled | 38825 | 20.19 |  | 1 | 1923 |  | 1923 |  | 2018-07-03 13:08 | 2018-09-05 |  | Retrofit | Delano | Kern | 93215 | Host Customer is System Owner | [7 empty] | 707.76 | 29.49 |  | Glycol | Steam Back | Solar Storage and Auxiliary Tanks are separate |  | 1 | 1 | 1344 | Z13 |  |  | Other | 10002034 | 24 | 1 | 1200 | 1 | 80 | 2 | 180000 | FALSE | 160 | 140 | [5 empty] | FALSE | 47.85 |  | 2011-06-01: 2017-11-23; 2011-06-23: 2018-07-03; 2011-07-01: 2018-09-05 | 2243 | 92009 | Up-front Payment
PGE-010098 | Commercial/Multifamily Residential | Domestic Hot Water | Gas | Pacific Gas and Electric | Incentive:Canceled | 76298 | 20.19 |  | 1 | 3779 |  | 3779 |  | 2017-12-29 08:36 | 2018-01-30 | INTELLIGENT GREEN SOLUTIONS CA | Retrofit | Fresno | Fresno | 93710 | Lease | [7 empty] | 1415.52 | 29.49 |  | Glycol | Steam Back | Solar Storage and Auxiliary Tanks are separate |  | 1 | 1 | 2688 | Z13 |  |  | Other | 10002034 | 48 | 1 | 2000 | 1 | 200 | 2 | 199000 | TRUE | 160 | 140 |  | SunMaxx Solar - SmartMaxx-EMETER1000 |  | SunMaxx Solar - SmartMaxx-EMETER1000 |  | FALSE | 48.69 |  | 2017-11-23 | 2018-01-08 | 2017-12-29 | 2018-01-30 |  |  | 2462 | 184017 | Up-front Payment
PGE-010099 | Commercial/Multifamily Residential | Domestic Hot Water | Gas | Pacific Gas and Electric | Incentive:Paid | 29397 | 20.19 |  | 1 | 1456 |  | 1456 |  | 2017-12-29 09:34 | 2018-01-30 | INTELLIGENT GREEN SOLUTIONS CA | Retrofit | Fresno | Fresno | 93710 | Lease | [7 empty] | 589.8 | 29.49 |  | Glycol | Steam Back | Solar Storage and Auxiliary Tanks are separate |  | 1 | 1 | 1176 | Z13 |  |  | Other | 10002034 | 20 | 2 | 725 | 2 | 200 | 2 | 400000 | TRUE | 160 | 140 |  | SunMaxx Solar - SmartMaxx-EMETER1000 |  | SunMaxx Solar - SmartMaxx-EMETER1000 | City of Fresno | FALSE | 52.66 |  | 2017-11-23 | 2018-01-05 | 2017-12-29 | 2018-01-30 | 2019-09-09 | 2019-09-12 | 1864 | 76674 | Up-front Payment
SCG-010101 | Low Income Single Family Residential | Domestic Hot Water | Gas | Southern California Gas Company | Incentive:Paid | 4723 | 36.9 |  | 1 | 128 |  | 128 |  | 2017-11-30 14:04 | 2018-03-02 | TITANIUM POWER INC | Retrofit | Panorama City | Los Angeles | 91402 | Host Customer is System Owner | 4 |  | 30004079 | GREENoneTEC Solarindustrie GmbH | Solpal Plus | Solpal Plus L-GT | Direct Integral Collector Storage (DI) | 25.66 |  | Solpal Plus L |  |  | Solar Storage with Tankless Auxiliary Water Heater | 51 | 1 | 1 | 55 | Z09 | [18 empty] | Los Angeles | FALSE | 37.18 |  | 2017-11-27 | 2018-02-07 |  |  | 2017-11-30 | 2018-03-02 | 2423 | 4759 | Up-front Payment
SCG-010102 | Low Income Single Family Residential | Domestic Hot Water | Gas | Southern California Gas Company | Incentive:Canceled | 4723 | 36.9 |  | 1 | 128 |  | 128 |  |  |  | TITANIUM POWER INC | Retrofit | Pacoima | Los Angeles | 91331 | Host Customer is System Owner | 5 |  | 30004079 | GREENoneTEC Solarindustrie GmbH | Solpal Plus | Solpal Plus L-GT | Direct Integral Collector Storage (DI) | 25.66 |  | Solpal Plus L |  |  | Solar Storage with Tankless Auxiliary Water Heater | 51 | 1 | 1 | 65 | Z09 | [18 empty] | Los Angeles | FALSE | 37.18 |  | 2011-06-01: 2017-11-27; 2011-06-21: 2017-11-28 | 2525 | 4759 | Up-front Payment
SCG-010103 | Low Income Single Family Residential | Domestic Hot Water | Gas | Southern California Gas Company | Incentive:Paid | 4723 | 36.9 |  | 1 | 128 |  | 128 |  | 2017-11-30 11:36 | 2018-03-22 | TITANIUM POWER INC | Retrofit | Pacoima | Los Angeles | 91331 | Host Customer is System Owner | 4 |  | 30004079 | GREENoneTEC Solarindustrie GmbH | Solpal Plus | Solpal Plus L-GT | Direct Integral Collector Storage (DI) | 25.66 |  | Solpal Plus L |  |  | Solar Storage with Tankless Auxiliary Water Heater |  | 1 | 1 | 55 | Z09 | [18 empty] | Los Angeles | FALSE | 37.18 |  | 2011-06-01: 2017-11-27; 2011-08-03: 2017-11-30; 2011-09-20: 2018-03-22 | 2404 | 4759 | Up-front Payment
SCG-010104 | Low Income Single Family Residential | Domestic Hot Water | Gas | Southern California Gas Company | Incentive:Paid | 4723 | 36.9 |  | 1 | 128 |  | 128 |  | 2017-12-04 15:26 | 2018-03-30 | TITANIUM POWER INC | Retrofit | Pacoima | Los Angeles | 91331 | Host Customer is System Owner | 4 |  | 30004079 | GREENoneTEC Solarindustrie GmbH | Solpal Plus | Solpal Plus L-GT | Direct Integral Collector Storage (DI) | 25.66 |  | Solpal Plus L |  |  | Solar Storage with Tankless Auxiliary Water Heater | 51 | 1 | 1 | 55 | Z09 | [18 empty] | Los Angeles | FALSE | 37.18 |  | 2011-06-01: 2017-11-27; 2011-08-03: 2017-12-04; 2011-09-20: 2018-03-30 | 2397 | 4759 | Up-front Payment
SCG-010105 | Low Income Single Family Residential | Domestic Hot Water | Gas | Southern California Gas Company | Incentive:Paid | 4723 | 36.9 |  | 1 | 128 |  | 128 |  | 2017-11-30 12:01 | 2018-03-22 | TITANIUM POWER INC | Retrofit | Pacoima | Los Angeles | 91331 | Host Customer is System Owner | 5 |  | 30004079 | GREENoneTEC Solarindustrie GmbH | Solpal Plus | Solpal Plus L-GT | Direct Integral Collector Storage (DI) | 25.66 |  | Solpal Plus L |  |  | Solar Storage with Tankless Auxiliary Water Heater | 51 | 1 | 1 | 65 | Z09 | [18 empty] | Los Angeles | FALSE | 37.18 |  | 2011-06-01: 2017-11-27; 2011-08-03: 2017-11-30; 2011-09-20: 2018-03-22 | 2399 | 4759 | Up-front Payment
SCG-010106 | Single Family Residential | Domestic Hot Water | Gas | Southern California Gas Company | Incentive:Paid | 3522 | 29.85 |  | 1 | 118 |  | 118 |  | 2018-01-24 15:21 | 2018-01-25 | INTELLIGENT GREEN SOLUTIONS CA | Retrofit | Porterville | Tulare | 93257 | Host Customer is System Owner | 4 |  | 30004236 | SunMaxx Solar LLC | ThermoPower | VTS30-HP-G | Indirect Thermosyphon (IT) | 47.9 |  | ThermoPower-VTS-HP30 | Automatic Drainback |  | Solar Storage and Auxiliary Tanks are separate | 79 | 1 | 1 | 55 | Z13 | [18 empty] | City of Porterville | FALSE | 52.88 |  | 2011-06-01: 2017-11-27; 2011-08-03: 2018-01-24; 2011-09-20: 2018-01-25 | 2364 | 6240 | Up-front Payment
SCG-010107 | Low Income Single Family Residential | Domestic Hot Water | Gas | Southern California Gas Company | Incentive:Paid | 4723 | 36.9 |  | 1 | 128 |  | 128 |  | 2017-11-30 12:02 | 2018-03-22 | TITANIUM POWER INC | Retrofit | Pacoima | Los Angeles | 91331 | Host Customer is System Owner | 5 |  | 30004079 | GREENoneTEC Solarindustrie GmbH | Solpal Plus | Solpal Plus L-GT | Direct Integral Collector Storage (DI) | 25.66 |  | Solpal Plus L |  |  | Solar Storage with Tankless Auxiliary Water Heater | 51 | 1 | 1 | 65 | Z09 | [18 empty] | Los Angeles | FALSE | 37.18 |  | 2011-06-01: 2017-11-27; 2011-08-03: 2017-11-30; 2011-09-20: 2018-03-22 | 2404 | 4759 | Up-front Payment
SCG-010108 | Low Income Single Family Residential | Domestic Hot Water | Gas | Southern California Gas Company | Incentive:Paid | 4723 | 36.9 |  | 1 | 128 |  | 128 |  | 2017-12-07 11:17 | 2018-06-11 | TITANIUM POWER INC | Retrofit | Pacoima | Los Angeles | 91331 | Host Customer is System Owner | 7 |  | 30004079 | GREENoneTEC Solarindustrie GmbH | Solpal Plus | Solpal Plus L-GT | Direct Integral Collector Storage (DI) | 25.66 |  | Solpal Plus L |  |  | Solar Storage with Tankless Auxiliary Water Heater | 51 | 1 | 1 | 85 | Z09 | [18 empty] | Los Angeles | FALSE | 37.18 |  | 2017-11-27 | 2018-02-07 |  |  | 2017-12-07 | 2018-06-11 | 2327 | 4759 | Up-front Payment
SCG-010109 | Low Income Single Family Residential | Domestic Hot Water | Gas | Southern California Gas Company | Incentive:Paid | 4723 | 36.9 |  | 1 | 128 |  | 128 |  | 2017-12-04 12:42 | 2018-03-29 | TITANIUM POWER INC | Retrofit | Pacoima | Los Angeles | 91331 | Host Customer is System Owner | 4 |  | 30004079 | GREENoneTEC Solarindustrie GmbH | Solpal Plus | Solpal Plus L-GT | Direct Integral Collector Storage (DI) | 25.66 |  | Solpal Plus L |  |  | Solar Storage with Tankless Auxiliary Water Heater | 51 | 1 | 1 | 55 | Z09 | [18 empty] | Los Angeles | FALSE | 37.18 |  | 2011-06-01: 2017-11-27; 2011-08-03: 2017-12-04; 2011-09-20: 2018-03-29 | 2389 | 4759 | Up-front Payment
SCG-010110 | Low Income Single Family Residential | Domestic Hot Water | Gas | Southern California Gas Company | Incentive:Paid | 4723 | 36.9 |  | 1 | 128 |  | 128 |  | 2017-11-30 12:04 | 2018-02-07 | TITANIUM POWER INC | Retrofit | Pacoima | Los Angeles | 91331 | Host Customer is System Owner | 5 |  | 30004079 | GREENoneTEC Solarindustrie GmbH | Solpal Plus | Solpal Plus L-GT | Direct Integral Collector Storage (DI) | 25.66 |  | Solpal Plus L |  |  | Solar Storage with Tankless Auxiliary Water Heater | 51 | 1 | 1 | 65 | Z09 | [18 empty] | Los Angeles | FALSE | 37.18 |  | 2011-06-01: 2017-11-27; 2011-08-03: 2017-11-30; 2011-09-20: 2018-02-07 | 2431 | 4759 | Up-front Payment
SCG-010111 | Low Income Single Family Residential | Domestic Hot Water | Gas | Southern California Gas Company | Incentive:Paid | 4487 | 36.9 |  | 1 | 128 |  | 122 |  | 2017-11-30 12:05 | 2018-02-07 | TITANIUM POWER INC | Retrofit | Pacoima | Los Angeles | 91331 | Host Customer is System Owner | 8 |  | 30004079 | GREENoneTEC Solarindustrie GmbH | Solpal Plus | Solpal Plus L-GT | Direct Integral Collector Storage (DI) | 25.66 |  | Solpal Plus L |  |  | Solar Storage with Tankless Auxiliary Water Heater | 51 | 1 | 0.95 | 95 | Z09 | [18 empty] | Los Angeles | FALSE | 35.62 |  | 2011-06-01: 2017-11-27; 2011-08-03: 2017-11-30; 2011-09-20: 2018-02-07 | 2431 | 4559 | Up-front Payment
SCG-010112 | Low Income Single Family Residential | Domestic Hot Water | Gas | Southern California Gas Company | Incentive:Canceled | 4723 | 36.9 |  | 1 | 128 |  | 128 |  |  |  | TITANIUM POWER INC | Retrofit | Pacoima | Los Angeles | 91331 | Host Customer is System Owner | 6 |  | 30004079 | GREENoneTEC Solarindustrie GmbH | Solpal Plus | Solpal Plus L-GT | Direct Integral Collector Storage (DI) | 25.66 |  | Solpal Plus L |  |  | Solar Storage with Tankless Auxiliary Water Heater | 51 | 1 | 1 | 75 | Z09 | [18 empty] | Los Angeles | FALSE | 37.18 |  | 2011-06-01: 2017-11-27 | 2525 | 4759 | Up-front Payment
SCG-010113 | Low Income Single Family Residential | Domestic Hot Water | Gas | Southern California Gas Company | Incentive:Paid | 4723 | 36.9 |  | 1 | 128 |  | 128 |  | 2017-11-30 14:08 | 2018-03-22 | TITANIUM POWER INC | Retrofit | Pacoima | Los Angeles | 91331 | Host Customer is System Owner | 6 |  | 30004079 | GREENoneTEC Solarindustrie GmbH | Solpal Plus | Solpal Plus L-GT | Direct Integral Collector Storage (DI) | 25.66 |  | Solpal Plus L |  |  | Solar Storage with Tankless Auxiliary Water Heater | 51 | 1 | 1 | 75 | Z09 | [18 empty] | Los Angeles | FALSE | 37.18 |  | 2011-06-01: 2017-11-27; 2011-08-03: 2017-11-30; 2011-09-20: 2018-03-22 | 2404 | 4759 | Up-front Payment
SCG-010114 | Low Income Single Family Residential | Domestic Hot Water | Gas | Southern California Gas Company | Incentive:Paid | 4723 | 36.9 |  | 1 | 128 |  | 128 |  | 2017-11-30 14:07 | 2018-05-01 | TITANIUM POWER INC | Retrofit | Pacoima | Los Angeles | 91331 | Host Customer is System Owner | 6 |  | 30004079 | GREENoneTEC Solarindustrie GmbH | Solpal Plus | Solpal Plus L-GT | Direct Integral Collector Storage (DI) | 25.66 |  | Solpal Plus L |  |  | Solar Storage with Tankless Auxiliary Water Heater | 51 | 1 | 1 | 75 | Z09 | [18 empty] | Los Angeles | FALSE | 37.18 |  | 2011-06-01: 2017-11-27; 2011-08-03: 2017-11-30; 2011-09-20: 2018-05-01 | 2364 | 4759 | Up-front Payment
SCG-010116 | Single Family Residential | Domestic Hot Water | Gas | Southern California Gas Company | Incentive:Paid | 3222 | 29.85 |  | 1 | 127 |  | 108 |  | 2018-01-22 06:42 | 2018-01-25 | ALL VALLEY SOLAR INC | Retrofit | West Hills | West Hills | 91307 | Host Customer is System Owner | 4 |  | 2001028B | SunEarth, Inc. | CASCADE | ECRD-40-80-2G | Indirect Forced Circulation (IF) | 40.86 |  | EC-40 / EC-40-0.75 | Automatic Drainback |  | Solar Storage and Auxiliary Tanks are separate | 80 | 1 | 0.85 | 55 | Z09 | [18 empty] | LADBS | FALSE | 56.06 |  | 2011-06-01: 2017-11-28; 2011-08-03: 2018-01-22; 2011-09-20: 2018-01-25 | 2461 | 7120 | Up-front Payment
SCG-010118 | Commercial/Multifamily Residential | Domestic Hot Water | Gas | Southern California Gas Company | Incentive:Paid | 31133 | 20.19 |  | 1 | 1542 |  | 1542 |  | 2017-11-28 14:23 | 2018-01-29 | EVOLUTION ENERGY SOLUTIONS L L C | Retrofit | Panorama City | Los Angeles | 91402 | Host Customer is System Owner | [7 empty] | 450.45 | 40.95 |  | Drainback | Drainback (Water) | Solar Storage and Auxiliary Tanks are separate |  | 1 | 1 | 800 | Z09 | 20 | Units | Apartments/Condos | TRB-40 | 11 | 1 | 800 | 1 | 100 | 1 | 270000 | TRUE | 140 | 140 |  |  |  |  | Los Angeles | FALSE | 20.51 |  | 2017-11-28 |  | 2017-11-28 | 2018-01-29 | 2018-06-01 | 2018-06-20 | 2318 | 31633 | Up-front Payment
SCG-010119 | Commercial/Multifamily Residential | Domestic Hot Water | Gas | Southern California Gas Company | Incentive:Paid | 31133 | 20.19 |  | 1 | 1542 |  | 1542 |  | 2017-11-28 14:25 | 2017-12-15 | EVOLUTION ENERGY SOLUTIONS L L C | Retrofit | Panorama City | Los Angeles | 91402 | Host Customer is System Owner | [7 empty] | 450.45 | 40.95 |  | Drainback | Drainback (Water) | Solar Storage and Auxiliary Tanks are separate |  | 1 | 1 | 800 | Z09 | 20 | Units | Apartments/Condos | TRB-40 | 11 | 1 | 800 | 1 | 100 | 1 | 200000 | TRUE | 140 | 140 |  |  |  |  | Los Angeles | FALSE | 20.19 |  | 2017-11-28 |  | 2017-11-28 | 2017-12-15 | 2018-06-01 | 2018-06-20 | 2318 | 31133 | Up-front Payment
SCG-010120 | Commercial/Multifamily Residential | Domestic Hot Water | Gas | Southern California Gas Company | Incentive:Paid | 43388 | 20.19 |  | 1 | 2149 |  | 2149 |  | 2017-12-07 06:20 | 2017-12-20 | ALL VALLEY SOLAR INC | Retrofit | Los Angelesb | Los Angeles | 90024 | Host Customer is System Owner | [7 empty] | 600 | 40 |  | Drainback |  | Solar Storage and Auxiliary Tanks are separate |  | 1 | 1 | 1160 | Z09 | 29 | Units | Apartments/Condos | 2009058C | 15 | 3 | 1400 | 1 | 200 | 1 | 500000 | TRUE | 135 | 140 |  | SunEarth - SETR A503 TTR U + VFS 10-200 |  | SunEarth - SETR A503 TTR U + VFS 10-200 | LADBS | FALSE | 20.25 |  | 2017-11-29 |  | 2017-12-07 | 2017-12-20 | 2018-03-07 | 2018-03-08 | 2419 | 43510 | Up-front Payment
SCG-010121 | Commercial/Multifamily Residential | Domestic Hot Water | Gas | Southern California Gas Company | Incentive:Paid | 40905 | 20.19 |  | 1 | 2026 |  | 2026 |  | 2017-12-04 11:49 | 2018-01-31 | EVOLUTION ENERGY SOLUTIONS L L C | Retrofit | Van Nuys | Los Angeles | 91405 | Host Customer is System Owner | [7 empty] | 560.56 | 40.04 |  | Drainback | Drainback (Water) | Solar Storage and Auxiliary Tanks are separate |  | 1 | 1 | 1120 | Z09 | 28 | Units | Apartments/Condos | 10002008 | 14 | 1 | 1100 | 1 | 200 | 2 | 4700000 | TRUE | 140 | 140 |  | SunEarth - SETR A503 TTR U + VFS 10-200 |  | SunEarth - SETR A503 TTR U + VFS 10-200 | Los Angeles | FALSE | 20.19 |  | 2017-11-29 |  | 2017-12-04 | 2018-01-31 | 2018-07-31 | 2018-08-03 | 2262 | 40905 | Up-front Payment
SCG-010122 | Low Income Single Family Residential | Domestic Hot Water | Gas | Southern California Gas Company | Incentive:Canceled | 4723 | 36.9 |  | 1 | 128 |  | 128 |  | 2017-12-04 14:03 |  | TITANIUM POWER INC | Retrofit | Pacoima | Los Angeles | 91331 | Host Customer is System Owner | 4 |  | 30004079 | GREENoneTEC Solarindustrie GmbH | Solpal Plus | Solpal Plus L-GT | Direct Integral Collector Storage (DI) | 25.66 |  | Solpal Plus L |  |  | Solar Storage with Tankless Auxiliary Water Heater | 51 | 1 | 1 | 55 | Z09 | [18 empty] | Los Angeles | FALSE | 37.18 |  | 2011-06-01: 2017-11-29; 2011-06-21: 2018-02-07; 2011-08-03: 2017-12-04 | 2354 | 4759 | Up-front Payment
SCG-010123 | Low Income Single Family Residential | Domestic Hot Water | Gas | Southern California Gas Company | Incentive:Paid | 4723 | 36.9 |  | 1 | 128 |  | 128 |  | 2017-12-04 13:55 | 2018-03-29 | TITANIUM POWER INC | Retrofit | Sun Valley | Los Angeles | 91352 | Host Customer is System Owner | 4 |  | 30004079 | GREENoneTEC Solarindustrie GmbH | Solpal Plus | Solpal Plus L-GT | Direct Integral Collector Storage (DI) | 25.66 |  | Solpal Plus L |  |  | Solar Storage with Tankless Auxiliary Water Heater | 51 | 1 | 1 | 55 | Z09 | [18 empty] | Los Angeles | FALSE | 37.18 |  | 2011-06-01: 2017-11-29; 2011-08-03: 2017-12-04; 2011-09-20: 2018-03-29 | 2397 | 4759 | Up-front Payment
SCG-010124 | Low Income Single Family Residential | Domestic Hot Water | Gas | Southern California Gas Company | Incentive:Paid | 4723 | 36.9 |  | 1 | 128 |  | 128 |  | 2017-12-04 13:44 | 2018-03-29 | TITANIUM POWER INC | Retrofit | Pacoima | Los Angeles | 91331 | Host Customer is System Owner | 10 |  | 30004079 | GREENoneTEC Solarindustrie GmbH | Solpal Plus | Solpal Plus L-GT | Direct Integral Collector Storage (DI) | 25.66 |  | Solpal Plus L |  |  | Solar Storage with Tankless Auxiliary Water Heater | 51 | 1 | 1 | 115 | Z09 | [18 empty] | Los Angeles | FALSE | 37.18 |  | 2011-06-01: 2017-11-29; 2011-08-03: 2017-12-04; 2011-09-20: 2018-03-29 | 2397 | 4759 | Up-front Payment
SCG-010125 | Low Income Single Family Residential | Domestic Hot Water | Gas | Southern California Gas Company | Incentive:Paid | 4723 | 36.9 |  | 1 | 128 |  | 128 |  | 2017-12-04 13:42 | 2018-06-11 | TITANIUM POWER INC | Retrofit | Pacoima | Los Angeles | 91331 | Host Customer is System Owner | 7 |  | 30004079 | GREENoneTEC Solarindustrie GmbH | Solpal Plus | Solpal Plus L-GT | Direct Integral Collector Storage (DI) | 25.66 |  | Solpal Plus L |  |  | Solar Storage with Tankless Auxiliary Water Heater | 51 | 1 | 1 | 85 | Z09 | [18 empty] | Los Angeles | FALSE | 37.18 |  | 2017-11-29 | 2018-02-07 |  |  | 2017-12-04 | 2018-06-11 | 2327 | 4759 | Up-front Payment
SCG-010126 | Low Income Single Family Residential | Domestic Hot Water | Gas | Southern California Gas Company | Incentive:Paid | 4487 | 36.9 |  | 1 | 128 |  | 122 |  | 2017-12-04 13:29 | 2018-03-29 | TITANIUM POWER INC | Retrofit | Pacoima | Los Angeles | 91331 | Host Customer is System Owner | 7 |  | 30004079 | GREENoneTEC Solarindustrie GmbH | Solpal Plus | Solpal Plus L-GT | Direct Integral Collector Storage (DI) | 25.66 |  | Solpal Plus L |  |  | Solar Storage with Tankless Auxiliary Water Heater | 51 | 1 | 0.95 | 85 | Z09 | [18 empty] | Los Angeles | FALSE | 35.62 |  | 2011-06-01: 2017-11-29; 2011-08-03: 2017-12-04; 2011-09-20: 2018-03-29 | 2397 | 4559 | Up-front Payment
SCG-010127 | Low Income Single Family Residential | Domestic Hot Water | Gas | Southern California Gas Company | Incentive:Paid | 4723 | 36.9 |  | 1 | 128 |  | 128 |  | 2017-12-04 13:27 | 2018-03-29 | TITANIUM POWER INC | Retrofit | Pacoima | Los Angeles | 91331 | Host Customer is System Owner | 7 |  | 30004079 | GREENoneTEC Solarindustrie GmbH | Solpal Plus | Solpal Plus L-GT | Direct Integral Collector Storage (DI) | 25.66 |  | Solpal Plus L |  |  | Solar Storage with Tankless Auxiliary Water Heater | 51 | 1 | 1 | 85 | Z09 | [18 empty] | Los Angeles | FALSE | 37.18 |  | 2011-06-01: 2017-11-29; 2011-08-03: 2017-12-04; 2011-09-20: 2018-03-29 | 2399 | 4759 | Up-front Payment
SCG-010128 | Low Income Single Family Residential | Domestic Hot Water | Gas | Southern California Gas Company | Incentive:Paid | 4723 | 36.9 |  | 1 | 128 |  | 128 |  | 2017-12-04 14:45 | 2018-03-28 | TITANIUM POWER INC | Retrofit | Pacoima | Los Angeles | 91331 | Host Customer is System Owner | 5 |  | 30004079 | GREENoneTEC Solarindustrie GmbH | Solpal Plus | Solpal Plus L-GT | Direct Integral Collector Storage (DI) | 25.66 |  | Solpal Plus L |  |  | Solar Storage with Tankless Auxiliary Water Heater | 51 | 1 | 1 | 65 | Z09 | [18 empty] | Los Angeles | FALSE | 37.18 |  | 2011-06-01: 2017-11-29; 2011-08-03: 2017-12-04; 2011-09-20: 2018-03-28 | 2399 | 4759 | Up-front Payment
SCG-010129 | Low Income Single Family Residential | Domestic Hot Water | Gas | Southern California Gas Company | Incentive:Paid | 4723 | 36.9 |  | 1 | 128 |  | 128 |  | 2017-12-04 12:51 | 2018-03-28 | TITANIUM POWER INC | Retrofit | Pacoima | Los Angeles | 91331 | Host Customer is System Owner | 4 |  | 30004079 | GREENoneTEC Solarindustrie GmbH | Solpal Plus | Solpal Plus L-GT | Direct Integral Collector Storage (DI) | 25.66 |  | Solpal Plus L |  |  | Solar Storage with Tankless Auxiliary Water Heater | 51 | 1 | 1 | 55 | Z09 | [18 empty] | Los Angeles | FALSE | 37.18 |  | 2011-06-01: 2017-11-29; 2011-08-03: 2017-12-04; 2011-09-20: 2018-03-28 | 2399 | 4759 | Up-front Payment
SCG-010130 | Low Income Single Family Residential | Domestic Hot Water | Gas | Southern California Gas Company | Incentive:Paid | 4723 | 36.9 |  | 1 | 128 |  | 128 |  | 2017-12-04 12:50 | 2018-03-27 | TITANIUM POWER INC | Retrofit | Pacoima | Los Angeles | 91331 | Host Customer is System Owner | 4 |  | 30004079 | GREENoneTEC Solarindustrie GmbH | Solpal Plus | Solpal Plus L-GT | Direct Integral Collector Storage (DI) | 25.66 |  | Solpal Plus L |  |  | Solar Storage with Tankless Auxiliary Water Heater | 51 | 1 | 1 | 55 | Z09 | [18 empty] | Los Angeles | FALSE | 37.18 |  | 2011-06-01: 2017-11-29; 2011-08-03: 2017-12-04; 2011-09-20: 2018-03-27 | 2399 | 4759 | Up-front Payment
SCG-010131 | Low Income Single Family Residential | Domestic Hot Water | Gas | Southern California Gas Company | Incentive:Paid | 4723 | 36.9 |  | 1 | 128 |  | 128 |  | 2017-12-04 12:49 | 2018-03-28 | TITANIUM POWER INC | Retrofit | Pacoima | Los Angeles | 91331 | Host Customer is System Owner | 4 |  | 30004079 | GREENoneTEC Solarindustrie GmbH | Solpal Plus | Solpal Plus L-GT | Direct Integral Collector Storage (DI) | 25.66 |  | Solpal Plus L |  |  | Solar Storage with Tankless Auxiliary Water Heater | 51 | 1 | 1 | 55 | Z09 | [18 empty] | Los Angeles | FALSE | 37.18 |  | 2011-06-01: 2017-11-29; 2011-08-03: 2017-12-04; 2011-09-20: 2018-03-28 | 2399 | 4759 | Up-front Payment
SCG-010133 | Low Income Single Family Residential | Domestic Hot Water | Gas | Southern California Gas Company | Incentive:Paid | 4723 | 36.9 |  | 1 | 128 |  | 128 |  | 2017-12-04 13:25 | 2018-03-27 | TITANIUM POWER INC | Retrofit | Sun Valley | Los Angeles | 91352 | Host Customer is System Owner | 4 |  | 30004079 | GREENoneTEC Solarindustrie GmbH | Solpal Plus | Solpal Plus L-GT | Direct Integral Collector Storage (DI) | 25.66 |  | Solpal Plus L |  |  | Solar Storage with Tankless Auxiliary Water Heater | 51 | 1 | 1 | 55 | Z09 | [18 empty] | Los Angeles | FALSE | 37.18 |  | 2011-06-01: 2017-11-29; 2011-08-03: 2017-12-04; 2011-09-20: 2018-03-27 | 2399 | 4759 | Up-front Payment
SCG-010134 | Commercial/Multifamily Residential | Domestic Hot Water | Gas | Southern California Gas Company | Incentive:Paid | 61660 | 20.19 |  | 1 | 3054 |  | 3054 |  | 2017-12-04 11:55 | 2018-01-29 | EVOLUTION ENERGY SOLUTIONS L L C | Retrofit | North Hills | Los Angeles | 91343 | Host Customer is System Owner | [7 empty] | 819 | 40.95 |  | Drainback | Drainback (Water) | Solar Storage and Auxiliary Tanks are separate |  | 1 | 1 | 1720 | Z09 | 43 | Units | Apartments/Condos | TRB-40 | 20 | 1 | 1600 | 2 | 200 | 2 | 400000 | TRUE | 140 | 140 |  | SunEarth - SETR A503 TTR U + VFS 10-200 |  | SunEarth - SETR A503 TTR U + VFS 10-200 | Los Angeles | FALSE | 20.19 |  | 2017-11-29 |  | 2017-12-04 | 2018-01-29 | 2018-10-18 | 2018-10-19 | 2195 | 61660 | Up-front Payment
SCG-010135 | Commercial/Multifamily Residential | Domestic Hot Water | Gas | Southern California Gas Company | Incentive:Paid | 43348 | 20.19 |  | 1 | 2147 |  | 2147 |  | 2017-12-04 11:56 | 2018-01-29 | EVOLUTION ENERGY SOLUTIONS L L C | Retrofit | Van Nuys | Los Angeles | 91406 | Host Customer is System Owner | [7 empty] | 573.3 | 40.95 |  | Drainback | Drainback (Water) | Solar Storage and Auxiliary Tanks are separate |  | 1 | 1 | 1200 | Z09 | 30 | Units | Apartments/Condos | TRB-40 | 14 | 1 | 1100 | 1 | 100 | 1 | 270000 | TRUE | 140 | 140 |  | SunEarth - SETR A503 TTR U + VFS 10-200 |  | SunEarth - SETR A503 TTR U + VFS 10-200 | Los Angeles | FALSE | 20.19 |  | 2017-11-29 |  | 2017-12-04 | 2018-01-29 | 2018-07-18 | 2018-07-18 | 2262 | 43348 | Up-front Payment
SCG-010137 | Commercial/Multifamily Residential | Domestic Hot Water | Gas | Southern California Gas Company | Incentive:Paid | 94509 | 20.19 |  | 1 | 4681 |  | 4681 |  | 2017-12-04 11:58 | 2018-01-29 | EVOLUTION ENERGY SOLUTIONS L L C | Retrofit | Van Nuys | Los Angeles | 91405 | Host Customer is System Owner | [7 empty] | 1310.4 | 40.95 |  | Drainback | Drainback (Water) | Solar Storage and Auxiliary Tanks are separate |  | 1 | 1 | 2584 | Z09 | 68 | Units | Apartments/Condos | TRB-40 | 32 | 1 | 2200 | 1 | 185 | 2 | 545000 | TRUE | 140 | 140 |  | SunEarth - SETR A503 TTR U + VFS 10-200 |  | SunEarth - SETR A503 TTR U + VFS 10-200 | Los Angeles | FALSE | 20.19 |  | 2017-11-29 |  | 2017-12-04 | 2018-01-29 | 2018-07-30 | 2018-08-03 | 2262 | 94509 | Up-front Payment
SCG-010139 | Commercial/Multifamily Residential | Domestic Hot Water | Gas | Southern California Gas Company | Incentive:Paid | 31153 | 20.19 |  | 1 | 1543 |  | 1543 |  | 2017-12-05 08:08 | 2017-12-18 | EVOLUTION ENERGY SOLUTIONS L L C | Retrofit | Panorama City | Los Angeles | 91402 | Host Customer is System Owner | [7 empty] | 450.45 | 40.95 |  | Drainback | Drainback (Water) | Solar Storage and Auxiliary Tanks are separate |  | 1 | 1 | 800 | Z09 | 20 | Units | Apartments/Condos | TRB-40 | 11 | 1 | 800 | 1 | 109 | 1 | 200000 | TRUE | 140 | 140 |  |  |  |  | Los Angeles | FALSE | 20.19 |  | 2017-11-30 |  | 2017-12-05 | 2017-12-18 | 2018-09-11 | 2018-09-11 | 2217 | 31153 | Up-front Payment
SCG-010140 | Commercial/Multifamily Residential | Domestic Hot Water | Gas | Southern California Gas Company | Incentive:Paid | 33758 | 20.19 |  | 1 | 1672 |  | 1672 |  | 2017-12-08 11:18 | 2017-12-20 | ENVIRONMENTAL SOLAR DESIGN INC | Retrofit | Torrance | Los Angeles | 90505 | Host Customer is System Owner | [7 empty] | 491.4 | 40.95 |  | Glycol | Advanced Controller with a Vacation or Holiday Mode | Solar Storage and Auxiliary Tanks are separate |  | 1 | 1 | 1040 | Z06 | 26 | Units | Apartments/Condos | TRB-40 | 12 | 1 | 600 | 1 | 200 | 2 | 398999 | FALSE | 125 | 145 |  | SunEarth - SETR A503 TTR U + VFS 20-400 |  | SunEarth - SETR A503 TTR U + VFS 20-400 | City of Torrance | FALSE | 35.2 |  | 2017-11-30 |  | 2017-12-08 | 2017-12-20 | 2018-01-23 | 2018-02-21 | 2423 | 58860 | Up-front Payment
PGE-010141 | Commercial Pools | Pool Heating | Gas | Pacific Gas and Electric | Incentive:Paid | 5485 | 5 |  | 1 | 1097 |  | 1097 |  | 2017-12-28 20:28 | 2018-01-05 | SUN FIRST! INC | Retrofit | Cupertino | Santa Clara | 95014 | Host Customer is System Owner | [7 empty] | 1003 | 50.15 |  | Drainback |  |  |  | 1 | 1 |  | Z03 |  |  |  | 10001888 | 20 | 1 | [5 empty] | FALSE |  |  |  | SunEarth - SETR A503 TTR U + VFS 20-400 |  | SunEarth - SETR A503 TTR U + VFS 20-400 | San Jose | FALSE | 24.57 |  | 2017-11-30 | 2018-03-01 | 2017-12-28 | 2018-01-05 | 2018-02-19 | 2018-06-01 | 2327 | 26950 | Up-front Payment
SCG-010142 | Low Income Single Family Residential | Domestic Hot Water | Gas | Southern California Gas Company | Incentive:Paid | 4487 | 36.9 |  | 1 | 128 |  | 122 |  | 2017-12-04 14:46 | 2018-04-02 | TITANIUM POWER INC | Retrofit | Pacoima | Los Angeles | 91331 | Host Customer is System Owner | 7 |  | 30004079 | GREENoneTEC Solarindustrie GmbH | Solpal Plus | Solpal Plus L-GT | Direct Integral Collector Storage (DI) | 25.66 |  | Solpal Plus L |  |  | Solar Storage with Tankless Auxiliary Water Heater | 51 | 1 | 0.95 | 85 | Z09 | [18 empty] | Los Angeles | FALSE | 35.62 |  | 2011-06-01: 2017-11-30; 2011-08-03: 2017-12-04; 2011-09-20: 2018-04-02 | 2399 | 4559 | Up-front Payment
SCG-010143 | Commercial/Multifamily Residential | Domestic Hot Water | Gas | Southern California Gas Company | Incentive:Paid | 115671 | 20.19 |  | 1 | 5787 |  | 5729 |  | 2017-12-28 18:25 | 2018-06-01 | ELECTRO-THERMAL EQUIPMENT CORP | Retrofit | Los Angeles | Los Angeles | 90033 | Host Customer is System Owner | [7 empty] | 1440 | 40 |  | Drainback | Advanced Controller with a Thermal Cycling Function | Solar Storage and Auxiliary Tanks are separate |  | 0.99 | 1 | 4699 | Z09 | 127 | Units | Apartments/Condos | 10002078 | 36 | 2 | 1900 | 2 | 500 | 1 | 500000 | TRUE | 130 | 130 |  | SunEarth - SETR A503 TTR U + VFS 20-400 |  | SunEarth - SETR A503 TTR U + VFS 20-400 | Los Angeles Department of Building and Safety | FALSE | 21.53 |  | 2017-12-21 |  | 2017-12-28 | 2018-06-01 | 2020-10-30 | 2020-11-04 | 1444 | 124608 | Up-front Payment
PGE-010144 | Commercial/Multifamily Residential | Domestic Hot Water | Gas | Pacific Gas and Electric | Incentive:Paid | 23664 | 20.19 |  | 1 | 1196 |  | 1172 |  | 2017-12-05 10:11 | 2017-12-05 | ENERGY EXPERT SOLUTIONS INC | Retrofit | WEST SACRAMENTO | Yolo | 95691 | Host Customer is System Owner | [7 empty] | 406.4 | 20.32 |  | Drainback |  | Solar Storage and Auxiliary Tanks are separate |  | 0.98 | 1 | 850 | Z12 | 357 | Full meals served | Meal Service Restaurant | 10001885 | 20 | 8 | 480 | 4 | 100 | 1 | 250000 | FALSE | 140 | 140 |  |  |  |  | City of West Sacramento | FALSE | 53.4 |  | 2017-12-01 |  | 2017-12-05 | 2017-12-05 | 2018-01-19 | 2018-03-01 | 2411 | 63870 | Up-front Payment
SCG-010145 | Low Income Single Family Residential | Domestic Hot Water | Gas | Southern California Gas Company | Incentive:Paid | 4723 | 36.9 |  | 1 | 128 |  | 128 |  | 2017-12-04 15:35 | 2018-03-26 | TITANIUM POWER INC | Retrofit | Arleta | Los Angeles | 91331 | Host Customer is System Owner | 5 |  | 30004079 | GREENoneTEC Solarindustrie GmbH | Solpal Plus | Solpal Plus L-GT | Direct Integral Collector Storage (DI) | 25.66 |  | Solpal Plus L |  |  | Solar Storage with Tankless Auxiliary Water Heater | 51 | 1 | 1 | 65 | Z09 | [18 empty] | Los Angeles | FALSE | 37.18 |  | 2011-06-01: 2017-12-01; 2011-08-03: 2017-12-04; 2011-09-20: 2018-03-26 | 2399 | 4759 | Up-front Payment
SCG-010146 | Multifamily Residential - Disadvantaged Community | Domestic Hot Water | Gas | Southern California Gas Company | Incentive:Paid | 31436 | 20.19 |  | 1 | 1563 |  | 1563 |  | 2017-12-01 10:29 | 2017-12-01 | EVOLUTION ENERGY SOLUTIONS L L C | Retrofit | Los Angeles | Los Angeles | 90034 | Host Customer is System Owner | [7 empty] | 450.45 | 40.95 |  | Drainback | Advanced Controller with a Vacation or Holiday Mode | Solar Storage and Auxiliary Tanks are separate |  | 1 | 1 | 756 | Z08 | 18 | Units | Apartments/Condos | TRB-40 | 11 | 1 | 800 | 1 | 120 | 1 | 300000 | TRUE | 140 | 140 |  |  |  |  | Los Angeles | FALSE | 20.11 |  | 2017-12-01 |  | 2017-12-01 | 2017-12-01 | 2018-03-30 | 2018-04-17 | 2330 | 31436 | Up-front Payment
SCG-010147 | Multifamily Residential - Disadvantaged Community | Domestic Hot Water | Gas | Southern California Gas Company | Incentive:Paid | 23057 | 20.19 |  | 1 | 1142 |  | 1142 |  | 2017-12-20 06:49 | 2017-12-28 | ALL VALLEY SOLAR INC | Retrofit | Los Angeles | Los Angeles | 90034 | Host Customer is System Owner | [7 empty] | 320 | 40 |  | Drainback | Drainback (Water) | Solar Storage and Auxiliary Tanks are separate |  | 1 | 1 | 630 | Z08 | 15 | Units | Apartments/Condos | 2009058C | 8 | 1 | 480 | 4 | 100 | 1 | 270000 | TRUE | 135 | 140 |  |  |  |  | LADBS | FALSE | 42.25 |  | 2017-12-01 |  | 2017-12-20 | 2017-12-28 | 2018-02-22 | 2018-02-27 | 2424 | 48244 | Up-front Payment
SCG-010148 | Low Income Single Family Residential | Domestic Hot Water | Gas | Southern California Gas Company | Incentive:Paid | 5166 | 36.9 |  | 1 | 140 |  | 140 |  | 2017-12-05 09:47 | 2018-04-03 | TITANIUM POWER INC | Retrofit | Pacoima | Los Angeles | 91331 | Host Customer is System Owner | 5 |  | 2011141B | Heliodyne, Inc. | HELIOPAK | HPAK 016 1 410 G 80 ACD Z | Indirect Forced Circulation (IF) | 40.17 |  | 410 001 | Glycol | Advanced Controller with a Vacation or Holiday Mode | Solar Storage and Auxiliary Tanks are separate | 80 | 1 | 1 | 65 | Z09 | [18 empty] | Los Angeles | FALSE | 37.41 |  | 2011-06-01: 2017-12-01; 2011-08-03: 2017-12-05; 2011-09-20: 2018-04-03 | 2395 | 5238 | Up-front Payment
SCG-010149 | Low Income Single Family Residential | Domestic Hot Water | Gas | Southern California Gas Company | Incentive:Paid | 5166 | 36.9 |  | 1 | 140 |  | 140 |  | 2017-12-05 09:50 | 2018-05-21 | TITANIUM POWER INC | Retrofit | Pacoima | Los Angeles | 91331 | Host Customer is System Owner | 8 |  | 2011141B | Heliodyne, Inc. | HELIOPAK | HPAK 016 1 410 G 80 ACD Z | Indirect Forced Circulation (IF) | 40.17 |  | 410 001 | Glycol | Advanced Controller with a Vacation or Holiday Mode | Solar Storage and Auxiliary Tanks are separate | 80 | 1 | 1 | 95 | Z09 | [18 empty] | Los Angeles | FALSE | 37.41 |  | 2011-06-01: 2017-12-01; 2011-08-03: 2017-12-05; 2011-09-20: 2018-05-21 | 2348 | 5238 | Up-front Payment
SCG-010150 | Commercial/Multifamily Residential | Domestic Hot Water | Gas | Southern California Gas Company | Incentive:Paid | 33435 | 20.19 |  | 1 | 1656 |  | 1656 |  | 2017-12-11 09:35 | 2017-12-15 | ALL VALLEY SOLAR INC | Retrofit | San Gabriel | San Gabriel | 91755 | Host Customer is System Owner | [7 empty] | 450.45 | 40.95 |  | Drainback | Drainback (Water) | Solar Storage and Auxiliary Tanks are separate |  | 1 | 1 | 920 | Z09 | 23 | Units | Apartments/Condos | TRB-40 | 11 | 2 | 941 | 1 | 261 | 1 | 264000 | TRUE | 135 | 140 |  |  |  |  | L.A. County | FALSE | 28.14 |  | 2017-12-06 |  | 2017-12-11 | 2017-12-15 | 2018-01-10 | 2018-01-18 | 2468 | 46598 | Up-front Payment
PGE-010151 | Commercial/Multifamily Residential | Domestic Hot Water | Gas | Pacific Gas and Electric | Incentive:Canceled | 34868 | 20.19 |  | 1 | 1727 |  | 1727 |  | 2017-12-07 11:27 | 2017-12-13 | INTELLIGENT GREEN SOLUTIONS CA | Retrofit | FRESNO | Fresno | 93721 | Lease | [7 empty] | 707.76 | 29.49 |  | Glycol | Steam Back | Solar Storage and Auxiliary Tanks are separate |  | 1 | 1 | 1400 | Z13 |  |  | Other | 10002034 | 24 | 1 | 800 | 1 | 300 | 3 | 109400 | TRUE | 160 | 140 |  | SunMaxx Solar - SmartMaxx-EMETER1000 |  | SunMaxx Solar - SmartMaxx-EMETER1000 |  | FALSE | 53.28 |  | 2017-12-01 | 2017-12-08 | 2017-12-07 | 2017-12-13 |  |  | 2509 | 92009 | Up-front Payment
SCG-010152 | Commercial/Multifamily Residential | Domestic Hot Water | Gas | Southern California Gas Company | Incentive:Paid | 58914 | 20.19 |  | 1 | 2918 |  | 2918 |  | 2017-12-14 12:47 | 2018-01-31 | EVOLUTION ENERGY SOLUTIONS L L C | Retrofit | Los Angeles | Los Angeles | 90026 | Host Customer is System Owner | [7 empty] | 778.05 | 40.95 |  | Drainback | Drainback (Water) | Solar Storage and Auxiliary Tanks are separate |  | 1 | 1 | 1600 | Z09 | 40 | Units | Apartments/Condos | TRB-40 | 19 | 1 | 1500 | 1 | 300 | 3 | 540000 | TRUE | 140 | 140 |  | SunEarth - SETR A503 TTR U + VFS 10-200 |  | SunEarth - SETR A503 TTR U + VFS 10-200 | Los Angeles | FALSE | 20.19 |  | 2017-12-01 |  | 2017-12-14 | 2018-01-31 | 2018-05-22 | 2018-05-30 | 2327 | 58914 | Up-front Payment
SCG-010153 | Multifamily Residential - Disadvantaged Community | Domestic Hot Water | Gas | Southern California Gas Company | Incentive:Paid | 23057 | 20.19 |  | 1 | 1142 |  | 1142 |  | 2017-12-20 06:48 | 2017-12-28 | ALL VALLEY SOLAR INC | Retrofit | Los Angeles | Los Angeles | 90034 | Host Customer is System Owner | [7 empty] | 320 | 40 |  | Drainback |  | Solar Storage and Auxiliary Tanks are separate |  | 1 | 1 | 630 | Z08 | 15 | Units | Apartments/Condos | 2009058C | 8 | 1 | 480 | 4 | 100 | 1 | 270000 | TRUE | 135 | 140 |  |  |  |  | LADBS | FALSE | 42.25 |  | 2017-12-04 |  | 2017-12-20 | 2017-12-28 | 2018-02-15 | 2018-02-26 | 2424 | 48244 | Up-front Payment
SCG-010155 | Multifamily Residential - Disadvantaged Community | Domestic Hot Water | Gas | Southern California Gas Company | Incentive:Paid | 23057 | 20.19 |  | 1 | 1142 |  | 1142 |  | 2017-12-20 06:47 | 2017-12-28 | ALL VALLEY SOLAR INC | Retrofit | Los Angeles | Los Angeles | 90034 | Host Customer is System Owner | [7 empty] | 320 | 40 |  | Drainback |  | Solar Storage and Auxiliary Tanks are separate |  | 1 | 1 | 630 | Z08 | 15 | Units | Apartments/Condos | 2009058C | 8 | 1 | 480 | 4 | 100 | 1 | 270000 | TRUE | 135 | 140 |  |  |  |  | LADBS | FALSE | 42.25 |  | 2017-12-04 |  | 2017-12-20 | 2017-12-28 | 2018-02-22 | 2018-02-27 | 2424 | 48244 | Up-front Payment
SCG-010156 | Commercial/Multifamily Residential | Domestic Hot Water | Gas | Southern California Gas Company | Incentive:Paid | 21967 | 20.19 |  | 1 | 1088 |  | 1088 |  | 2017-12-08 09:06 | 2017-12-15 | ALL VALLEY SOLAR INC | Retrofit | El Segundo | El Segundo | 90245 | Host Customer is System Owner | [7 empty] | 327.6 | 40.95 |  | Drainback |  | Solar Storage and Auxiliary Tanks are separate |  | 1 | 1 | 504 | Z06 | 12 | Units | Apartments/Condos | TRB-40 | 8 | 1 | 510 | 4 | 100 | 1 | 250000 | TRUE | 135 | 140 |  |  |  |  | City of El Segundo | FALSE | 27.37 |  | 2017-12-05 |  | 2017-12-08 | 2017-12-15 | 2018-06-04 | 2018-07-17 | 2291 | 29780 | Up-front Payment
SCG-010157 | Commercial/Multifamily Residential | Domestic Hot Water | Gas | Southern California Gas Company | Incentive:Paid | 22774 | 20.19 |  | 1 | 1128 |  | 1128 |  | 2017-12-08 09:02 | 2017-12-18 | ALL VALLEY SOLAR INC | Retrofit | El Sugundo | El Segundo | 90245 | Host Customer is System Owner | [7 empty] | 327.6 | 40.95 |  | Drainback |  | Solar Storage and Auxiliary Tanks are separate |  | 1 | 1 | 546 | Z06 | 13 | Units | Apartments/Condos | TRB-40 | 8 | 1 | 510 | 4 | 100 | 1 | 250000 | TRUE | 135 | 140 |  |  |  |  | City of El Segundo | FALSE | 26.4 |  | 2017-12-05 |  | 2017-12-08 | 2017-12-18 | 2018-06-04 | 2018-07-17 | 2291 | 29780 | Up-front Payment
PGE-010158 | Commercial/Multifamily Residential | Domestic Hot Water | Gas | Pacific Gas and Electric | Incentive:Paid | 45017 | 20.19 |  | 1 | 2347 |  | 2230 |  | 2017-12-18 09:10 | 2018-01-17 | SUN LIGHT & POWER | New Construction | San Jose | Santa Clara | 95131 | Host Customer is System Owner | [7 empty] | 642.72 | 40.17 |  | Glycol | Pressure Stagnation Protection (PSP) | Solar Storage and Auxiliary Tanks are separate |  | 0.95 | 1 | 2850 | Z04 | 190 | Units | Hotels/Motels | 2010115A | 16 | 2 | 840 | 2 | 240 | 2 | 1500000 | TRUE | 140 | 125 |  | Heliodyne - Delta-T Pro Ethernet |  | Heliodyne - Delta-T Pro Ethernet | City of San Jose | FALSE | 60.26 |  | 2017-12-15 | 2017-12-21 | 2017-12-18 | 2018-01-17 | 2020-01-15 | 2020-02-26 | 1572 | 141423 | Up-front Payment
PGE-010159 | Commercial/Multifamily Residential | Domestic Hot Water | Gas | Pacific Gas and Electric | Incentive:Paid | 40106 | 20.19 |  | 1 | 2091 |  | 1986 |  | 2017-12-18 09:13 | 2017-12-28 | SUN LIGHT & POWER | New Construction | San Jose | Santa Clara | 95131 | Host Customer is System Owner | [7 empty] | 562.38 | 40.17 |  | Glycol | Pressure Stagnation Protection (PSP) | Solar Storage and Auxiliary Tanks are separate |  | 0.95 | 1 | 2535 | Z04 | 169 | Units | Hotels/Motels | 2010115A | 14 | 2 | 840 | 2 | 240 | 2 | 1500000 | TRUE | 140 | 125 |  | Heliodyne - Delta-T Pro Ethernet |  | Heliodyne - Delta-T Pro Ethernet | City of San Jose | FALSE | 61.04 |  | 2017-12-15 | 2017-12-21 | 2017-12-18 | 2017-12-28 | 2020-01-08 | 2020-02-20 | 1572 | 127635 | Up-front Payment
PGE-010160 | Low Income Multifamily Residential | Domestic Hot Water | Gas | Pacific Gas and Electric | Incentive:Paid | 49035 | 24.89 |  | 1 | 2031 |  | 1970 |  | 2017-12-14 11:54 | 2018-01-02 | SUN LIGHT & POWER | New Construction | San Jose | Santa Clara | 95112 | Host Customer is System Owner | [7 empty] | 642.72 | 40.17 |  | Glycol | Pressure Stagnation Protection (PSP) | Solar Storage and Auxiliary Tanks are separate |  | 0.97 | 1 | 1240 | Z04 | 31 | Units | Apartments/Condos | 2010115A | 16 | 2 | 960 | 1 | 119 | 1 | 399998 | TRUE | 126 | 126 |  | Heliodyne - Delta-T Pro Ethernet |  | Heliodyne - Delta-T Pro Ethernet | City of San Jose | FALSE | 38.94 |  | 2017-12-05 | 2018-01-02 | 2017-12-14 |  | 2018-01-02 | 2018-01-02 | 2234 | 79093 | Up-front Payment
SCG-010162 | Low Income Single Family Residential | Domestic Hot Water | Gas | Southern California Gas Company | Incentive:Paid | 5166 | 36.9 |  | 1 | 140 |  | 140 |  | 2017-12-27 09:10 | 2018-04-06 | TITANIUM POWER INC | Retrofit | Pacoima | Los Angeles | 91331 | Host Customer is System Owner | 12 |  | 2011141B | Heliodyne, Inc. | HELIOPAK | HPAK 016 1 410 G 80 ACD Z | Indirect Forced Circulation (IF) | 40.17 |  | 410 001 | Glycol | Advanced Controller with a Vacation or Holiday Mode | Solar Storage and Auxiliary Tanks are separate | 80 | 1 | 1 | 135 | Z09 | [18 empty] | Los Angeles | FALSE | 37.41 |  | 2011-06-01: 2017-12-06; 2011-08-03: 2017-12-27; 2011-09-20: 2018-04-06 | 2389 | 5238 | Up-front Payment
SCG-010163 | Single Family Residential - Disadvantaged Community | Domestic Hot Water | Gas | Southern California Gas Company | Incentive:Paid | 3170 | 29.85 |  | 1 | 118 |  | 106 |  | 2018-01-30 11:05 | 2018-07-02 | INTELLIGENT GREEN SOLUTIONS CA | Retrofit | Visalia | Tulare | 93291 | Host Customer is System Owner | 4 |  | 30004236 | SunMaxx Solar LLC | ThermoPower | VTS30-HP-G | Indirect Thermosyphon (IT) | 47.9 |  | ThermoPower-VTS-HP30 | Glycol | Steam Back | Solar Storage and Auxiliary Tanks are separate | 79 | 1 | 0.9 | 55 | Z13 | [18 empty] | Visalia | FALSE | 52.88 |  | 2011-06-01: 2017-12-06; 2011-08-03: 2018-01-30; 2011-09-20: 2018-07-02 | 2304 | 6240 | Up-front Payment
SCG-010164 | Commercial/Multifamily Residential | Domestic Hot Water | Gas | Southern California Gas Company | Incentive:Paid | 18333 | 20.19 |  | 1 | 908 |  | 908 |  | 2017-12-28 15:23 | 2017-12-29 | INTELLIGENT GREEN SOLUTIONS CA | Retrofit | Visalia | Tulare | 93277 | Lease | [7 empty] | 412.86 | 29.49 |  | Glycol | Steam Back | Solar Storage and Auxiliary Tanks are separate |  | 1 | 1 | 812 | Z13 |  |  | Other | 10002034 | 14 | 1 | 500 | 1 | 100 | 1 | 250000 | TRUE | 160 | 140 |  |  |  |  | City of Visalia | FALSE | 59.11 |  | 2017-12-06 |  | 2017-12-28 | 2017-12-29 | 2018-02-06 | 2018-02-26 | 2424 | 53672 | Up-front Payment
PGE-010165 | Commercial Pools | Pool Heating | Gas | Pacific Gas and Electric | Incentive:Paid | 10374 | 7 |  | 1 | 1482 |  | 1482 |  | 2017-12-21 09:59 | 2018-01-17 | SUNTREK INDUSTRIES INC | Retrofit | Sunnyvale | Santa Clara | 94085 | Host Customer is System Owner | [7 empty] | 799.26 | 36.33 |  | Manual Drainback |  |  |  | 1 | 1 |  | Z04 |  |  |  | 2007048A | 22 | 1 | [5 empty] | FALSE |  |  |  | SunEarth - SETR A503 TTR U + VFS 20-400 |  | SunEarth - SETR A503 TTR U + VFS 20-400 | Sunnyvale | FALSE | 16.38 |  | 2017-12-06 | 2017-12-28 | 2017-12-21 | 2018-01-17 | 2019-02-19 | 2019-04-25 | 1996 | 24274 | Up-front Payment
SCG-010167 | Commercial/Multifamily Residential | Domestic Hot Water | Gas | Southern California Gas Company | Incentive:Canceled | 50273 | 20.19 |  | 1 | 2490 |  | 2490 |  | 2017-12-08 19:37 | 2018-02-23 | DOCTOR PIPER INC | Retrofit | Los Angeles | Los Angeles | 90003 | Lease | [7 empty] | 843.57 | 40.17 |  | Glycol | Steam Back | Solar Storage and Auxiliary Tanks are separate |  | 1 | 1 | 1600 | Z09 | 40 | Units | Apartments/Condos | 2010115A | 21 | 1 | 2000 | 1 | 120 | 1 | 900000 | TRUE | 125 | 125 |  | Heliodyne - Delta-T Pro WiFi |  | Heliodyne - Delta-T Pro WiFi | City of Los Angeles Department of Building and Safety | FALSE | 41.64 |  | 2017-12-07 | 2018-04-24 | 2017-12-08 | 2018-02-23 | 2018-03-22 | 2018-04-09 | 2377 | 103680 | Up-front Payment
SDG-010169 | Single Family Residential | Domestic Hot Water | Gas | San Diego Gas and Electric | Incentive:Paid | 4037 | 29.85 |  | 1 | 138 |  | 135 |  | 2018-01-03 15:54 | 2018-01-12 | CLEANTECH ENERGY SOLUTIONS INC | Retrofit | San Diego | San Diego | 92129 | Host Customer is System Owner | 3 |  | 2001001C | SunEarth, Inc. | SOLARAY | TE48P-80-2G | Indirect Forced Circulation (IF) | 49.3 |  | EP-24 / EP-24-0.75 | Glycol | Advanced Controller with a Vacation or Holiday Mode | Solar Storage and Auxiliary Tanks are separate | 80 | 0.98 | 1 | 45 | Z07 | [18 empty] | City of San Diego | FALSE | 60.63 |  | 2017-12-06 | 2018-01-04 |  |  | 2018-01-03 | 2018-01-12 | 2459 | 8367 | Up-front Payment
SCG-010171 | Low Income Multifamily Residential | Domestic Hot Water | Gas | Southern California Gas Company | Incentive:Paid | 23322 | 24.89 |  | 1 | 937 |  | 937 |  | 2018-03-02 05:56 | 2018-03-07 | CALIFORNIA SOLAR INTEGRATORS INC | New Construction | Fullerton | Los Angeles | 92831 | Host Customer is System Owner | [7 empty] | 241.02 | 40.17 |  | Glycol | Steam Back | Solar Storage and Auxiliary Tanks are separate |  | 1 | 1 | 1440 | Z08 | 36 | Units | Apartments/Condos | 2010115A | 6 | 1 | 350 | 1 | 115 | 1 | 398000 | TRUE | 120 | 140 |  |  |  |  | City of Fullerton | FALSE | 41.13 |  | 2017-12-07 |  | 2018-03-02 | 2018-03-07 | 2018-08-30 | 2018-10-02 | 2130 | 38539.97 | Up-front Payment
SCG-010172 | Low Income Single Family Residential | Domestic Hot Water | Gas | Southern California Gas Company | Incentive:Canceled | 4723 | 36.9 |  | 1 | 128 |  | 128 |  | 2017-12-27 09:05 |  | TITANIUM POWER INC | Retrofit | Pacoima | Los Angeles | 91331 | Host Customer is System Owner | 7 |  | 30004079 | GREENoneTEC Solarindustrie GmbH | Solpal Plus | Solpal Plus L-GT | Direct Integral Collector Storage (DI) | 25.66 |  | Solpal Plus L |  |  | Solar Storage with Tankless Auxiliary Water Heater | 51 | 1 | 1 | 85 | Z09 | [18 empty] | Los Angeles | FALSE | 37.18 |  | 2011-06-01: 2017-12-07; 2011-06-21: 2018-02-07; 2011-08-03: 2017-12-27 | 2410 | 4759 | Up-front Payment
SCG-010173 | Low Income Single Family Residential | Domestic Hot Water | Gas | Southern California Gas Company | Incentive:Paid | 4723 | 36.9 |  | 1 | 128 |  | 128 |  | 2018-01-04 12:22 | 2018-04-09 | TITANIUM POWER INC | Retrofit | San Fernando | Los Angeles | 91340 | Host Customer is System Owner | 4 |  | 30004079 | GREENoneTEC Solarindustrie GmbH | Solpal Plus | Solpal Plus L-GT | Direct Integral Collector Storage (DI) | 25.66 |  | Solpal Plus L |  |  | Solar Storage with Tankless Auxiliary Water Heater | 51 | 1 | 1 | 55 | Z09 | [18 empty] | Los Angeles | FALSE | 37.18 |  | 2011-06-01: 2017-12-07; 2011-08-03: 2018-01-04; 2011-09-20: 2018-04-09 | 2389 | 4759 | Up-front Payment
SCG-010174 | Low Income Multifamily Residential | Domestic Hot Water | Gas | Southern California Gas Company | Incentive:Paid | 86343 | 24.89 |  | 1 | 3469 |  | 3469 |  | 2018-01-23 13:35 | 2018-03-02 | DOCTOR PIPER INC | Retrofit | Los Angeles | Los Angeles | 90033 | Lease | [7 empty] | 1205.1 | 40.17 |  | Glycol | Steam Back | Solar Storage and Auxiliary Tanks are separate |  | 1 | 1 | 2356 | Z09 | 62 | Units | Apartments/Condos | 2010115A | 30 | 1 | 3000 | 1 | 235 | 1 | 750000 | TRUE | 125 | 125 |  | SunEarth - SETR0603mcU + VFS 10-200 |  | SunEarth - SETR0603mcU + VFS 10-200 | City of Los Angeles | FALSE | 51.23 |  | 2018-01-17 |  | 2018-01-23 | 2018-03-02 | 2018-08-03 | 2018-08-14 | 2262 | 177700 | Up-front Payment
SCG-010175 | Low Income Single Family Residential | Domestic Hot Water | Gas | Southern California Gas Company | Incentive:Canceled | 4723 | 36.9 |  | 1 | 128 |  | 128 |  |  |  | TITANIUM POWER INC | Retrofit | Pacoima | Los Angeles | 91331 | Host Customer is System Owner | 5 |  | 30004079 | GREENoneTEC Solarindustrie GmbH | Solpal Plus | Solpal Plus L-GT | Direct Integral Collector Storage (DI) | 25.66 |  | Solpal Plus L |  |  | Solar Storage with Tankless Auxiliary Water Heater | 51 | 1 | 1 | 65 | Z09 | [18 empty] | Los Angeles | FALSE | 37.18 |  | 2011-06-01: 2017-12-07 | 2515 | 4759 | Up-front Payment
SCG-010176 | Low Income Single Family Residential | Domestic Hot Water | Gas | Southern California Gas Company | Incentive:Paid | 4723 | 36.9 |  | 1 | 128 |  | 128 |  | 2017-12-27 07:36 | 2018-04-05 | TITANIUM POWER INC | Retrofit | Pacoima | Los Angeles | 91331 | Host Customer is System Owner | 5 |  | 30004079 | GREENoneTEC Solarindustrie GmbH | Solpal Plus | Solpal Plus L-GT | Direct Integral Collector Storage (DI) | 25.66 |  | Solpal Plus L |  |  | Solar Storage with Tankless Auxiliary Water Heater | 51 | 1 | 1 | 65 | Z09 | [18 empty] | Los Angeles | FALSE | 37.18 |  | 2011-06-01: 2017-12-07; 2011-08-03: 2017-12-27; 2011-09-20: 2018-04-05 | 2389 | 4759 | Up-front Payment
SCG-010178 | Low Income Single Family Residential | Domestic Hot Water | Gas | Southern California Gas Company | Incentive:Paid | 4723 | 36.9 |  | 1 | 128 |  | 128 |  | 2017-12-27 07:33 | 2018-04-12 | TITANIUM POWER INC | Retrofit | Panorama City | Los Angeles | 91402 | Host Customer is System Owner | 5 |  | 30004079 | GREENoneTEC Solarindustrie GmbH | Solpal Plus | Solpal Plus L-GT | Direct Integral Collector Storage (DI) | 25.66 |  | Solpal Plus L |  |  | Solar Storage with Tankless Auxiliary Water Heater | 51 | 1 | 1 | 65 | Z09 | [18 empty] | Los Angeles | FALSE | 37.18 |  | 2017-12-07 | 2018-02-07 |  |  | 2017-12-27 | 2018-04-12 | 2385 | 4759 | Up-front Payment
SCG-010179 | Low Income Single Family Residential | Domestic Hot Water | Gas | Southern California Gas Company | Incentive:Paid | 4723 | 36.9 |  | 1 | 128 |  | 128 |  | 2017-12-27 07:29 | 2018-04-05 | TITANIUM POWER INC | Retrofit | Panorama City | Los Angeles | 91402 | Host Customer is System Owner | 5 |  | 30004079 | GREENoneTEC Solarindustrie GmbH | Solpal Plus | Solpal Plus L-GT | Direct Integral Collector Storage (DI) | 25.66 |  | Solpal Plus L |  |  | Solar Storage with Tankless Auxiliary Water Heater | 51 | 1 | 1 | 65 | Z09 | [18 empty] | Los Angeles | FALSE | 37.18 |  | 2011-06-01: 2017-12-07; 2011-08-03: 2017-12-27; 2011-09-20: 2018-04-05 | 2391 | 4759 | Up-front Payment
SCG-010180 | Commercial Pools | Pool Heating | Gas | Southern California Gas Company | Incentive:Paid | 21167 | 5 |  | 1 | 4451 |  | 4228 |  | 2017-12-27 12:09 | 2017-12-28 | SUNTREK INDUSTRIES INC | Retrofit | Menifee | Riverside | 92584 | Host Customer is System Owner | [7 empty] | 1608.28 | 25.94 |  | Drainback |  |  |  | 0.95 | 1 |  | Z10 |  |  |  | 2007048A | 62 | 1 | [5 empty] | FALSE |  |  |  | SunEarth - SETR A503 TTR U + VFS 20-400 |  | SunEarth - SETR A503 TTR U + VFS 20-400 | Menifee | FALSE | 9.76 |  | 2017-12-07 |  | 2017-12-27 | 2017-12-28 | 2018-02-26 | 2018-02-28 | 2423 | 43440 | Up-front Payment
SCG-010182 | Low Income Single Family Residential | Domestic Hot Water | Gas | Southern California Gas Company | Incentive:Paid | 4723 | 36.9 |  | 1 | 128 |  | 128 |  | 2018-01-04 12:19 | 2018-04-06 | TITANIUM POWER INC | Retrofit | Pacoima | Los Angeles | 91331 | Owner/Tenant | 5 |  | 30004079 | GREENoneTEC Solarindustrie GmbH | Solpal Plus | Solpal Plus L-GT | Direct Integral Collector Storage (DI) | 25.66 |  | Solpal Plus L |  |  | Solar Storage with Tankless Auxiliary Water Heater | 51 | 1 | 1 | 65 | Z09 | [18 empty] | Los Angeles | FALSE | 37.18 |  | 2011-06-01: 2017-12-07; 2011-08-03: 2018-01-04; 2011-09-20: 2018-04-06 | 2389 | 4759 | Up-front Payment
SCG-010183 | Low Income Single Family Residential | Domestic Hot Water | Gas | Southern California Gas Company | Incentive:Paid | 4723 | 36.9 |  | 1 | 128 |  | 128 |  | 2017-12-27 07:27 | 2018-05-14 | TITANIUM POWER INC | Retrofit | Pacoima | Los Angeles | 91331 | Owner/Tenant | 5 |  | 30004079 | GREENoneTEC Solarindustrie GmbH | Solpal Plus | Solpal Plus L-GT | Direct Integral Collector Storage (DI) | 25.66 |  | Solpal Plus L |  |  | Solar Storage with Tankless Auxiliary Water Heater | 51 | 1 | 1 | 65 | Z09 | [18 empty] | Los Angeles | FALSE | 37.18 |  | 2011-06-01: 2017-12-07; 2011-08-03: 2017-12-27; 2011-09-20: 2018-05-14 | 2355 | 4759 | Up-front Payment
SCG-010184 | Low Income Single Family Residential | Domestic Hot Water | Gas | Southern California Gas Company | Incentive:Canceled | 3210 | 36.9 |  | 1 | 87 |  | 87 |  | 2017-12-27 07:24 |  | TITANIUM POWER INC | Retrofit | Los Angeles | Los Angeles | 90044 | Host Customer is System Owner | 4 |  | 30004078 | GREENoneTEC Solarindustrie GmbH | Solpal Plus | Solpal Plus L-G | Direct Integral Collector Storage (DI) | 25.66 |  | Solpal Plus L |  |  | Solar Storage and Auxiliary Tanks are separate | 51 | 1 | 1 | 55 | Z08 | [18 empty] | LOS ANGELES | FALSE | 37.46 |  | 2011-06-01: 2017-12-07; 2011-06-21: 2018-02-07; 2011-08-03: 2017-12-27 | 2410 | 3259 | Up-front Payment
SCG-010186 | Commercial/Multifamily Residential | Domestic Hot Water | Gas | Southern California Gas Company | Incentive:Paid | 24591 | 20.19 |  | 1 | 1218 |  | 1218 |  | 2017-12-15 06:25 | 2017-12-27 | ALL VALLEY SOLAR INC | Retrofit | Reseda | Reseda | 91335 | Host Customer is System Owner | [7 empty] | 327.6 | 40.95 |  | Drainback | Drainback (Water) | Solar Storage and Auxiliary Tanks are separate |  | 1 | 1 | 588 | Z09 | 14 | Units | Apartments/Condos | TRB-40 | 8 | 2 | 656 | 1 | 200 | 2 | 398900 | TRUE | 135 | 140 |  |  |  |  | LADBS | FALSE | 28.83 |  | 2017-12-12 |  | 2017-12-15 | 2017-12-27 | 2018-01-31 | 2018-02-20 | 2326 | 35120 | Up-front Payment
SCG-010187 | Low Income Multifamily Residential | Domestic Hot Water | Gas | Southern California Gas Company | Incentive:Paid | 32183 | 24.89 |  | 1 | 1293 |  | 1293 |  | 2018-01-23 13:33 | 2018-03-02 | DOCTOR PIPER INC | Retrofit | Compton | Los Angeles | 90222 | Lease | [7 empty] | 482.04 | 40.17 |  | Drainback | Steam Back | Solar Storage and Auxiliary Tanks are separate |  | 1 | 1 | 960 | Z09 | 24 | Units | Apartments/Condos | 2010115A | 12 | 1 | 1000 | 1 | 120 | 1 | 800000 | TRUE | 135 | 135 |  | SunEarth - SETR0603mcU + VFS 10-200 |  | SunEarth - SETR0603mcU + VFS 10-200 | Los Angeles County Building and Safety | FALSE | 55.03 |  | 2018-01-17 |  | 2018-01-23 | 2018-03-02 | 2018-09-14 | 2018-10-04 | 2209 | 71150 | Up-front Payment
SCG-010188 | Low Income Single Family Residential | Domestic Hot Water | Gas | Southern California Gas Company | Incentive:Paid | 4723 | 36.9 |  | 1 | 128 |  | 128 |  | 2017-12-27 07:47 | 2018-04-05 | TITANIUM POWER INC | Retrofit | San Fernando | Los Angeles | 91340 | Host Customer is System Owner | 4 |  | 30004079 | GREENoneTEC Solarindustrie GmbH | Solpal Plus | Solpal Plus L-GT | Direct Integral Collector Storage (DI) | 25.66 |  | Solpal Plus L |  |  | Solar Storage with Tankless Auxiliary Water Heater | 51 | 1 | 1 | 55 | Z09 | [18 empty] | Los Angeles | FALSE | 37.18 |  | 2011-06-01: 2017-12-08; 2011-08-03: 2017-12-27; 2011-09-20: 2018-04-05 | 2390 | 4759 | Up-front Payment
SCG-010189 | Commercial/Multifamily Residential | Domestic Hot Water | Gas | Southern California Gas Company | Incentive:Paid | 72401 | 20.19 |  | 1 | 3586 |  | 3586 |  | 2017-12-14 12:44 | 2017-12-20 | EVOLUTION ENERGY SOLUTIONS L L C | Retrofit | Los Angeles | Los Angeles | 90020 | Host Customer is System Owner | [7 empty] | 982.8 | 40.95 |  | Drainback | Drainback (Water) | Solar Storage and Auxiliary Tanks are separate |  | 1 | 1 | 1920 | Z09 | 48 | Units | Apartments/Condos | TRB-40 | 24 | 1 | 1900 | 1 | 180 | 1 | 500000 | TRUE | 140 | 140 |  | SunEarth - SETR A503 TTR U + VFS 10-200 |  | SunEarth - SETR A503 TTR U + VFS 10-200 | Los Angeles | FALSE | 20.19 |  | 2017-12-08 |  | 2017-12-14 | 2017-12-20 | 2018-05-29 | 2018-05-30 | 2327 | 72401 | Up-front Payment
SCG-010191 | Low Income Single Family Residential | Domestic Hot Water | Gas | Southern California Gas Company | Incentive:Paid | 4723 | 36.9 |  | 1 | 128 |  | 128 |  | 2017-12-30 10:03 | 2018-04-11 | TITANIUM POWER INC | Retrofit | Pacoima | Los Angeles | 91331 | Host Customer is System Owner | 6 |  | 30004079 | GREENoneTEC Solarindustrie GmbH | Solpal Plus | Solpal Plus L-GT | Direct Integral Collector Storage (DI) | 25.66 |  | Solpal Plus L |  |  | Solar Storage with Tankless Auxiliary Water Heater | 51 | 1 | 1 | 75 | Z09 | [18 empty] | Los Angeles | FALSE | 37.18 |  | 2017-12-08 | 2018-02-07 |  |  | 2017-12-30 | 2018-04-11 | 2384 | 4759 | Up-front Payment
SCG-010192 | Low Income Single Family Residential | Domestic Hot Water | Gas | Southern California Gas Company | Incentive:Paid | 4723 | 36.9 |  | 1 | 128 |  | 128 |  | 2017-12-30 10:01 | 2018-04-05 | TITANIUM POWER INC | Retrofit | Pacoima | Los Angeles | 91331 | Host Customer is System Owner | 6 |  | 30004079 | GREENoneTEC Solarindustrie GmbH | Solpal Plus | Solpal Plus L-GT | Direct Integral Collector Storage (DI) | 25.66 |  | Solpal Plus L |  |  | Solar Storage with Tankless Auxiliary Water Heater | 51 | 1 | 1 | 75 | Z09 | [18 empty] | Los Angeles | FALSE | 37.18 |  | 2011-06-01: 2017-12-08; 2011-08-03: 2017-12-30; 2011-09-20: 2018-04-05 | 2391 | 4759 | Up-front Payment
SCG-010193 | Single Family Residential | Domestic Hot Water | Gas | Southern California Gas Company | Incentive:Paid | 3930 | 29.85 |  | 1 | 140 |  | 132 |  | 2018-05-15 16:14 | 2018-06-04 | SOL RELIABLE INC | Retrofit | SIMI VALLEY | Ventura | 93063 | Host Customer is System Owner | 3 |  | 2011141B | Heliodyne, Inc. | HELIOPAK | HPAK 016 1 410 G 80 ACD Z | Indirect Forced Circulation (IF) | 40.17 |  | 410 001 | Forced Circulation |  | Solar Storage with Tankless Auxiliary Water Heater | 80 | 0.99 | 0.95 | 45 | Z09 | [18 empty] | City of Simi Valley | FALSE | 85.71 |  | 2011-06-01: 2017-12-08; 2011-08-03: 2018-05-15; 2011-09-20: 2018-06-04 | 2333 | 12000 | Up-front Payment
SCG-010194 | Single Family Residential - Disadvantaged Community | Domestic Hot Water | Gas | Southern California Gas Company | Incentive:Paid | 3522 | 29.85 |  | 1 | 118 |  | 118 |  | 2018-08-20 13:38 | 2018-08-22 | INTELLIGENT GREEN SOLUTIONS CA | Retrofit | Dinuba | Tulare | 93618 | Host Customer is System Owner | 5 |  | 30004236 | SunMaxx Solar LLC | ThermoPower | VTS30-HP-G | Indirect Thermosyphon (IT) | 47.9 |  | ThermoPower-VTS-HP30 | Automatic Drainback | Steam Back | Solar Storage and Auxiliary Tanks are separate | 79 | 1 | 1 | 65 | Z13 | [18 empty] | City of Dinuba | FALSE | 52.88 |  | 2011-06-01: 2017-12-08; 2011-08-03: 2018-08-20; 2011-09-20: 2018-08-22 | 2252 | 6240 | Up-front Payment
PGE-010196 | Single Family Residential - Disadvantaged Community | Domestic Hot Water | Gas | Pacific Gas and Electric | Incentive:Paid | 2994 | 29.85 |  | 1 | 118 |  | 100 |  | 2018-01-24 15:58 | 2018-02-01 | INTELLIGENT GREEN SOLUTIONS CA | Retrofit | BAKERSFIELD | Bakersfield | 93304 | Host Customer is System Owner | 4 |  | 30004236 | SunMaxx Solar LLC | ThermoPower | VTS30-HP-G | Indirect Thermosyphon (IT) | 47.9 |  | ThermoPower-VTS-HP30 | Automatic Drainback | Steam Back | Solar Storage and Auxiliary Tanks are separate | 79 | 1 | 0.85 | 55 | Z13 | [18 empty] | City Of Bakersfield | FALSE | 52.88 |  | 2011-06-01: 2017-12-08; 2011-08-03: 2018-01-24; 2011-09-20: 2018-02-01 | 2431 | 6240 | Up-front Payment
SCG-010197 | Low Income Single Family Residential | Domestic Hot Water | Gas | Southern California Gas Company | Incentive:Canceled | 4723 | 36.9 |  | 1 | 128 |  | 128 |  | 2017-12-27 07:45 |  | TITANIUM POWER INC | Retrofit | Pacoima | Los Angeles | 91331 | Host Customer is System Owner | 4 |  | 30004079 | GREENoneTEC Solarindustrie GmbH | Solpal Plus | Solpal Plus L-GT | Direct Integral Collector Storage (DI) | 25.66 |  | Solpal Plus L |  |  | Solar Storage with Tankless Auxiliary Water Heater | 51 | 1 | 1 | 55 | Z09 | [18 empty] | Los Angeles | FALSE | 37.18 |  | 2011-06-01: 2017-12-08; 2011-06-21: 2018-02-07; 2011-08-03: 2017-12-27 | 2354 | 4759 | Up-front Payment
SCG-010198 | Low Income Single Family Residential | Domestic Hot Water | Gas | Southern California Gas Company | Incentive:Paid | 4723 | 36.9 |  | 1 | 128 |  | 128 |  | 2017-12-27 07:44 | 2018-04-04 | TITANIUM POWER INC | Retrofit | Pacoima | Los Angeles | 91331 | Host Customer is System Owner | 7 |  | 30004079 | GREENoneTEC Solarindustrie GmbH | Solpal Plus | Solpal Plus L-GT | Direct Integral Collector Storage (DI) | 25.66 |  | Solpal Plus L |  |  | Solar Storage with Tankless Auxiliary Water Heater | 51 | 1 | 1 | 85 | Z09 | [18 empty] | Los Angeles | FALSE | 37.18 |  | 2011-06-01: 2017-12-08; 2011-08-03: 2017-12-27; 2011-09-20: 2018-04-04 | 2382 | 4759 | Up-front Payment
SCG-010199 | Low Income Single Family Residential | Domestic Hot Water | Gas | Southern California Gas Company | Incentive:Paid | 4723 | 36.9 |  | 1 | 128 |  | 128 |  | 2017-12-27 07:42 | 2018-04-05 | TITANIUM POWER INC | Retrofit | Pacoima | Los Angeles | 91331 | Host Customer is System Owner | 7 |  | 30004079 | GREENoneTEC Solarindustrie GmbH | Solpal Plus | Solpal Plus L-GT | Direct Integral Collector Storage (DI) | 25.66 |  | Solpal Plus L |  |  | Solar Storage with Tankless Auxiliary Water Heater | 51 | 1 | 1 | 85 | Z09 | [18 empty] | Los Angeles | FALSE | 37.18 |  | 2011-06-01: 2017-12-08; 2011-08-03: 2017-12-27; 2011-09-20: 2018-04-05 | 2391 | 4759 | Up-front Payment
SCG-010200 | Low Income Single Family Residential | Domestic Hot Water | Gas | Southern California Gas Company | Incentive:Paid | 4723 | 36.9 |  | 1 | 128 |  | 128 |  | 2017-12-27 07:40 | 2018-04-04 | TITANIUM POWER INC | Retrofit | Pacoima | Los Angeles | 91331 | Host Customer is System Owner | 7 |  | 30004079 | GREENoneTEC Solarindustrie GmbH | Solpal Plus | Solpal Plus L-GT | Direct Integral Collector Storage (DI) | 25.66 |  | Solpal Plus L |  |  | Solar Storage with Tankless Auxiliary Water Heater | 51 | 1 | 1 | 85 | Z09 | [18 empty] | Los Angeles | FALSE | 37.18 |  | 2011-06-01: 2017-12-08; 2011-08-03: 2017-12-27; 2011-09-20: 2018-04-04 | 2390 | 4759 | Up-front Payment
SCG-010201 | Low Income Single Family Residential | Domestic Hot Water | Gas | Southern California Gas Company | Incentive:Paid | 4723 | 36.9 |  | 1 | 128 |  | 128 |  | 2017-12-27 07:38 | 2018-04-04 | TITANIUM POWER INC | Retrofit | Pacoima | Los Angeles | 91331 | Host Customer is System Owner | 6 |  | 30004079 | GREENoneTEC Solarindustrie GmbH | Solpal Plus | Solpal Plus L-GT | Direct Integral Collector Storage (DI) | 25.66 |  | Solpal Plus L |  |  | Solar Storage with Tankless Auxiliary Water Heater | 51 | 1 | 1 | 75 | Z09 | [18 empty] | Los Angeles | FALSE | 37.18 |  | 2011-06-01: 2017-12-08; 2011-08-03: 2017-12-27; 2011-09-20: 2018-04-04 | 2390 | 4759 | Up-front Payment
PGE-010206 | Single Family Residential | Domestic Hot Water | Gas | Pacific Gas and Electric | Incentive:Paid | 2818 | 29.85 |  | 1 | 118 |  | 94 |  | 2018-02-13 13:33 | 2018-03-15 | INTELLIGENT GREEN SOLUTIONS CA | Retrofit | SANGER | Fresno | 93657 | Host Customer is System Owner | 3 |  | 30004236 | SunMaxx Solar LLC | ThermoPower | VTS30-HP-G | Indirect Thermosyphon (IT) | 47.9 |  | ThermoPower-VTS-HP30 | Automatic Drainback | Steam Back | Solar Storage and Auxiliary Tanks are separate | 79 | 1 | 0.8 | 45 | Z13 | [18 empty] | Sanger | FALSE | 52.88 |  | 2017-12-12 | 2018-02-15 |  |  | 2018-02-13 | 2018-03-15 | 2395 | 6240 | Up-front Payment
SCG-010207 | Low Income Single Family Residential | Domestic Hot Water | Gas | Southern California Gas Company | Incentive:Paid | 4723 | 36.9 |  | 1 | 128 |  | 128 |  | 2017-12-27 07:07 | 2018-04-06 | TITANIUM POWER INC | Retrofit | Pacoima | Los Angeles | 91331 | Host Customer is System Owner | 4 |  | 30004079 | GREENoneTEC Solarindustrie GmbH | Solpal Plus | Solpal Plus L-GT | Direct Integral Collector Storage (DI) | 25.66 |  | Solpal Plus L |  |  | Solar Storage with Tankless Auxiliary Water Heater | 51 | 1 | 1 | 55 | Z09 | [18 empty] | Los Angeles | FALSE | 37.18 |  | 2011-06-01: 2017-12-12; 2011-08-03: 2017-12-27; 2011-09-20: 2018-04-06 | 2389 | 4759 | Up-front Payment
SCG-010208 | Low Income Single Family Residential | Domestic Hot Water | Gas | Southern California Gas Company | Incentive:Paid | 4487 | 36.9 |  | 1 | 128 |  | 122 |  | 2017-12-27 07:03 | 2018-04-04 | TITANIUM POWER INC | Retrofit | San Fernando | Los Angeles | 91342 | Host Customer is System Owner | 5 |  | 30004079 | GREENoneTEC Solarindustrie GmbH | Solpal Plus | Solpal Plus L-GT | Direct Integral Collector Storage (DI) | 25.66 |  | Solpal Plus L |  |  | Solar Storage with Tankless Auxiliary Water Heater | 51 | 1 | 0.95 | 65 | Z09 | [18 empty] | Los Angeles | FALSE | 35.62 |  | 2011-06-01: 2017-12-12; 2011-08-03: 2017-12-27; 2011-09-20: 2018-04-04 | 2390 | 4559 | Up-front Payment
SCG-010209 | Low Income Single Family Residential | Domestic Hot Water | Gas | Southern California Gas Company | Incentive:Paid | 4723 | 36.9 |  | 1 | 128 |  | 128 |  | 2017-12-27 07:54 | 2018-04-06 | TITANIUM POWER INC | Retrofit | San Fernando | Los Angeles | 91342 | Host Customer is System Owner | 4 |  | 30004079 | GREENoneTEC Solarindustrie GmbH | Solpal Plus | Solpal Plus L-GT | Direct Integral Collector Storage (DI) | 25.66 |  | Solpal Plus L |  |  | Solar Storage with Tankless Auxiliary Water Heater | 51 | 1 | 1 | 55 | Z09 | [18 empty] | Los Angeles | FALSE | 37.18 |  | 2011-06-01: 2017-12-12; 2011-08-03: 2017-12-27; 2011-09-20: 2018-04-06 | 2389 | 4759 | Up-front Payment
SCG-010210 | Low Income Single Family Residential | Domestic Hot Water | Gas | Southern California Gas Company | Incentive:Paid | 4723 | 36.9 |  | 1 | 128 |  | 128 |  | 2017-12-27 07:52 | 2018-02-06 | TITANIUM POWER INC | Retrofit | San Fernando | Los Angeles | 91342 | Host Customer is System Owner | 4 |  | 30004079 | GREENoneTEC Solarindustrie GmbH | Solpal Plus | Solpal Plus L-GT | Direct Integral Collector Storage (DI) | 25.66 |  | Solpal Plus L |  |  | Solar Storage with Tankless Auxiliary Water Heater | 51 | 1 | 1 | 55 | Z09 | [18 empty] | Los Angeles | FALSE | 37.18 |  | 2011-06-01: 2017-12-12; 2011-08-03: 2017-12-27; 2011-09-20: 2018-02-06 | 2451 | 4759 | Up-front Payment
SCG-010211 | Low Income Single Family Residential | Domestic Hot Water | Gas | Southern California Gas Company | Incentive:Paid | 4723 | 36.9 |  | 1 | 128 |  | 128 |  | 2018-01-12 13:11 | 2018-02-14 | TITANIUM POWER INC | Retrofit | Sun Valley | Los Angeles | 91352 | Host Customer is System Owner | 4 |  | 30004079 | GREENoneTEC Solarindustrie GmbH | Solpal Plus | Solpal Plus L-GT | Direct Integral Collector Storage (DI) | 25.66 |  | Solpal Plus L |  |  | Solar Storage with Tankless Auxiliary Water Heater | 51 | 1 | 1 | 55 | Z09 | [18 empty] | Los Angeles | FALSE | 37.18 |  | 2011-06-01: 2017-12-12; 2011-08-03: 2018-01-12; 2011-09-20: 2018-02-14 | 2440 | 4759 | Up-front Payment
SCG-010212 | Low Income Multifamily Residential | Domestic Hot Water | Gas | Southern California Gas Company | Incentive:Paid | 53115 | 24.89 |  | 1 | 2134 |  | 2134 |  | 2018-01-23 13:34 | 2018-03-09 | DOCTOR PIPER INC | Retrofit | Los Angeles | Los Angeles | 90015 | Lease | [7 empty] | 724.68 | 40.26 |  | Glycol | Steam Back | Solar Storage and Auxiliary Tanks are separate |  | 1 | 1 | 1440 | Z09 | 36 | Units | Apartments/Condos | 2010115A | 18 | 1 | 1500 | 1 | 175 | 1 | 500000 | TRUE | 125 | 125 |  | SunEarth - SETR0603mcU + VFS 10-200 |  | SunEarth - SETR0603mcU + VFS 10-200 | City of Los Angeles | FALSE | 49.2 |  | 2018-01-17 |  | 2018-01-23 | 2018-03-09 | 2019-08-08 | 2019-08-21 | 1887 | 105000 | Up-front Payment
SCG-010213 | Low Income Single Family Residential | Domestic Hot Water | Gas | Southern California Gas Company | Incentive:Paid | 4723 | 36.9 |  | 1 | 128 |  | 128 |  | 2017-12-27 06:57 | 2018-03-07 | TITANIUM POWER INC | Retrofit | Sun Valley | Los Angeles | 91352 | Host Customer is System Owner | 6 |  | 30004079 | GREENoneTEC Solarindustrie GmbH | Solpal Plus | Solpal Plus L-GT | Direct Integral Collector Storage (DI) | 25.66 |  | Solpal Plus L |  |  | Solar Storage with Tankless Auxiliary Water Heater | 51 | 1 | 1 | 75 | Z09 | [18 empty] | Los Angeles | FALSE | 37.18 |  | 2011-06-01: 2017-12-12; 2011-08-03: 2017-12-27; 2011-09-20: 2018-03-07 | 2418 | 4759 | Up-front Payment
SCG-010214 | Commercial/Multifamily Residential | Domestic Hot Water | Gas | Southern California Gas Company | Incentive:Paid | 21119 | 20.19 |  | 1 | 1046 |  | 1046 |  | 2017-12-15 15:04 | 2017-12-27 | EVOLUTION ENERGY SOLUTIONS L L C | Retrofit | North Hills | Los Angeles | 91343 | Host Customer is System Owner | [7 empty] | 286.65 | 40.95 |  | Drainback |  | Solar Storage and Auxiliary Tanks are separate |  | 1 | 1 | 588 | Z09 | 14 | Units | Apartments/Condos | TRB-40 | 7 | 1 | 500 | 1 | 100 | 1 | 270000 | TRUE | 140 | 140 |  |  |  |  | Los Angeles | FALSE | 20.19 |  | 2017-12-12 |  | 2017-12-15 | 2017-12-27 | 2019-07-29 | 2019-08-12 | 1900 | 21119 | Up-front Payment
SCG-010215 | Low Income Single Family Residential | Domestic Hot Water | Gas | Southern California Gas Company | Incentive:Paid | 4723 | 36.9 |  | 1 | 128 |  | 128 |  | 2017-12-27 07:48 | 2018-05-22 | TITANIUM POWER INC | Retrofit | Sun Valley | Los Angeles | 91352 | Host Customer is System Owner | 8 |  | 30004079 | GREENoneTEC Solarindustrie GmbH | Solpal Plus | Solpal Plus L-GT | Direct Integral Collector Storage (DI) | 25.66 |  | Solpal Plus L |  |  | Solar Storage with Tankless Auxiliary Water Heater | 51 | 1 | 1 | 95 | Z09 | [18 empty] | Los Angeles | FALSE | 37.18 |  | 2017-12-12 | 2018-02-07 |  |  | 2017-12-27 | 2018-05-22 | 2333 | 4759 | Up-front Payment
SCG-010217 | Commercial/Multifamily Residential | Domestic Hot Water | Gas | Southern California Gas Company | Incentive:Paid | 35918 | 20.19 |  | 1 | 1779 |  | 1779 |  | 2017-12-14 12:46 | 2018-01-31 | EVOLUTION ENERGY SOLUTIONS L L C | Retrofit | Los Angeles | Los Angeles | 90020 | Host Customer is System Owner | [7 empty] | 532.35 | 40.95 |  | Drainback | Drainback (Water) | Solar Storage and Auxiliary Tanks are separate |  | 1 | 1 | 880 | Z09 | 22 | Units | Apartments/Condos | TRB-40 | 13 | 1 | 1000 | 1 | 100 | 1 | 270000 | TRUE | 140 | 140 |  | SunEarth - SETR A503 TTR U + VFS 10-200 |  | SunEarth - SETR A503 TTR U + VFS 10-200 | Los Angeles | FALSE | 20.19 |  | 2017-12-12 |  | 2017-12-14 | 2018-01-31 | 2018-02-20 | 2018-03-27 | 2403 | 35918 | Up-front Payment
SCG-010218 | Low Income Single Family Residential | Domestic Hot Water | Gas | Southern California Gas Company | Incentive:Paid | 4723 | 36.9 |  | 1 | 128 |  | 128 |  | 2017-12-27 06:52 | 2018-02-06 | TITANIUM POWER INC | Retrofit | Sun Valley | Los Angeles | 91352 | Host Customer is System Owner | 4 |  | 30004079 | GREENoneTEC Solarindustrie GmbH | Solpal Plus | Solpal Plus L-GT | Direct Integral Collector Storage (DI) | 25.66 |  | Solpal Plus L |  |  | Solar Storage with Tankless Auxiliary Water Heater | 51 | 1 | 1 | 55 | Z09 | [18 empty] | Los Angeles | FALSE | 37.18 |  | 2011-06-01: 2017-12-12; 2011-08-03: 2017-12-27; 2011-09-20: 2018-02-06 | 2448 | 4759 | Up-front Payment
SCG-010219 | Commercial/Multifamily Residential | Domestic Hot Water | Gas | Southern California Gas Company | Incentive:Paid | 21119 | 20.19 |  | 1 | 1046 |  | 1046 |  | 2017-12-15 15:02 | 2017-12-27 | EVOLUTION ENERGY SOLUTIONS L L C | Retrofit | North Hills | Los Angeles | 91343 | Host Customer is System Owner | [7 empty] | 286.65 | 40.95 |  | Drainback |  | Solar Storage and Auxiliary Tanks are separate |  | 1 | 1 | 588 | Z09 | 14 | Units | Apartments/Condos | TRB-40 | 7 | 1 | 500 | 1 | 100 | 1 | 200000 | TRUE | 140 | 140 |  |  |  |  | Los Angeles | FALSE | 20.19 |  | 2017-12-12 |  | 2017-12-15 | 2017-12-27 | 2019-07-29 | 2019-08-12 | 1900 | 21119 | Up-front Payment
SCG-010220 | Commercial/Multifamily Residential | Domestic Hot Water | Gas | Southern California Gas Company | Incentive:Paid | 31113 | 20.19 |  | 1 | 1541 |  | 1541 |  | 2017-12-15 08:26 | 2017-12-15 | EVOLUTION ENERGY SOLUTIONS L L C | Retrofit | Los Angeles | Los Angeles | 90066 | Host Customer is System Owner | [7 empty] | 450.45 | 40.95 |  | Drainback | Drainback (Water) | Solar Storage and Auxiliary Tanks are separate |  | 1 | 1 | 840 | Z06 | 20 | Units | Apartments/Condos | TRB-40 | 11 | 1 | 800 | 1 | 196 | 2 | 150200 | TRUE | 140 | 140 |  |  |  |  | Los Angeles | FALSE | 20.19 |  | 2017-12-14 |  | 2017-12-15 | 2017-12-15 | 2018-08-06 | 2018-08-20 | 2250 | 31113 | Up-front Payment
SCG-010221 | Low Income Single Family Residential | Domestic Hot Water | Gas | Southern California Gas Company | Incentive:Paid | 4723 | 36.9 |  | 1 | 128 |  | 128 |  | 2017-12-27 08:59 | 2018-03-07 | TITANIUM POWER INC | Retrofit | Sun Valley | Los Angeles | 91352 | Host Customer is System Owner | 4 |  | 30004079 | GREENoneTEC Solarindustrie GmbH | Solpal Plus | Solpal Plus L-GT | Direct Integral Collector Storage (DI) | 25.66 |  | Solpal Plus L |  |  | Solar Storage with Tankless Auxiliary Water Heater | 51 | 1 | 1 | 55 | Z09 | [18 empty] | Los Angeles | FALSE | 37.18 |  | 2011-06-01: 2017-12-12; 2011-08-03: 2017-12-27; 2011-09-20: 2018-03-07 | 2418 | 4759 | Up-front Payment
SCG-010222 | Low Income Single Family Residential | Domestic Hot Water | Gas | Southern California Gas Company | Incentive:Paid | 4723 | 36.9 |  | 1 | 128 |  | 128 |  | 2017-12-27 08:04 | 2018-02-06 | TITANIUM POWER INC | Retrofit | Sun Valley | Los Angeles | 91352 | Host Customer is System Owner | 7 |  | 30004079 | GREENoneTEC Solarindustrie GmbH | Solpal Plus | Solpal Plus L-GT | Direct Integral Collector Storage (DI) | 25.66 |  | Solpal Plus L |  |  | Solar Storage with Tankless Auxiliary Water Heater | 51 | 1 | 1 | 85 | Z09 | [18 empty] | Los Angeles | FALSE | 37.18 |  | 2011-06-01: 2017-12-12; 2011-08-03: 2017-12-27; 2011-09-20: 2018-02-06 | 2448 | 4759 | Up-front Payment
SCG-010223 | Low Income Single Family Residential | Domestic Hot Water | Gas | Southern California Gas Company | Incentive:Paid | 4723 | 36.9 |  | 1 | 128 |  | 128 |  | 2017-12-27 08:03 | 2018-02-06 | TITANIUM POWER INC | Retrofit | Sun Valley | Los Angeles | 91352 | Host Customer is System Owner | 6 |  | 30004079 | GREENoneTEC Solarindustrie GmbH | Solpal Plus | Solpal Plus L-GT | Direct Integral Collector Storage (DI) | 25.66 |  | Solpal Plus L |  |  | Solar Storage with Tankless Auxiliary Water Heater | 51 | 1 | 1 | 75 | Z09 | [18 empty] | Los Angeles | FALSE | 37.18 |  | 2011-06-01: 2017-12-12; 2011-08-03: 2017-12-27; 2011-09-20: 2018-02-06 | 2448 | 4759 | Up-front Payment
SCG-010224 | Low Income Single Family Residential | Domestic Hot Water | Gas | Southern California Gas Company | Incentive:Paid | 4723 | 36.9 |  | 1 | 128 |  | 128 |  | 2017-12-27 08:01 | 2018-02-06 | TITANIUM POWER INC | Retrofit | Sun Valley | Los Angeles | 91352 | Host Customer is System Owner | 4 |  | 30004079 | GREENoneTEC Solarindustrie GmbH | Solpal Plus | Solpal Plus L-GT | Direct Integral Collector Storage (DI) | 25.66 |  | Solpal Plus L |  |  | Solar Storage with Tankless Auxiliary Water Heater | 51 | 1 | 1 | 55 | Z09 | [18 empty] | Los Angeles | FALSE | 37.18 |  | 2011-06-01: 2017-12-12; 2011-08-03: 2017-12-27; 2011-09-20: 2018-02-06 | 2451 | 4759 | Up-front Payment
SCG-010225 | Low Income Single Family Residential | Domestic Hot Water | Gas | Southern California Gas Company | Incentive:Paid | 4723 | 36.9 |  | 1 | 128 |  | 128 |  | 2017-12-27 07:58 | 2018-02-06 | TITANIUM POWER INC | Retrofit | Arleta | Los Angeles | 91331 | Host Customer is System Owner | 4 |  | 30004079 | GREENoneTEC Solarindustrie GmbH | Solpal Plus | Solpal Plus L-GT | Direct Integral Collector Storage (DI) | 25.66 |  | Solpal Plus L |  |  | Solar Storage with Tankless Auxiliary Water Heater | 51 | 1 | 1 | 55 | Z09 | [18 empty] | Los Angeles | FALSE | 37.18 |  | 2011-06-01: 2017-12-12; 2011-08-03: 2017-12-27; 2011-09-20: 2018-02-06 | 2448 | 4759 | Up-front Payment
SCG-010226 | Low Income Single Family Residential | Domestic Hot Water | Gas | Southern California Gas Company | Incentive:Paid | 4723 | 36.9 |  | 1 | 128 |  | 128 |  | 2017-12-27 07:56 | 2018-02-06 | TITANIUM POWER INC | Retrofit | Sun Valley | Los Angeles | 91352 | Host Customer is System Owner | 5 |  | 30004079 | GREENoneTEC Solarindustrie GmbH | Solpal Plus | Solpal Plus L-GT | Direct Integral Collector Storage (DI) | 25.66 |  | Solpal Plus L |  |  | Solar Storage with Tankless Auxiliary Water Heater | 51 | 1 | 1 | 65 | Z09 | [18 empty] | Los Angeles | FALSE | 37.18 |  | 2011-06-01: 2017-12-12; 2011-08-03: 2017-12-27; 2011-09-20: 2018-02-06 | 2448 | 4759 | Up-front Payment
SCG-010227 | Commercial/Multifamily Residential | Domestic Hot Water | Gas | Southern California Gas Company | Incentive:Paid | 39572 | 20.19 |  | 1 | 1960 |  | 1960 |  | 2017-12-15 11:03 | 2018-02-01 | EVOLUTION ENERGY SOLUTIONS L L C | Retrofit | Los Angeles | Los Angeles | 90029 | Host Customer is System Owner | [7 empty] | 532.35 | 40.95 |  | Drainback | Drainback (Water) | Solar Storage and Auxiliary Tanks are separate |  | 1 | 1 | 1080 | Z09 | 27 | Units | Apartments/Condos | TRB-40 | 13 | 1 | 1000 | 2 | 319 | 3 | 170000 | TRUE | 140 | 140 |  | SunEarth - SETR A503 TTR U + VFS 10-200 |  | SunEarth - SETR A503 TTR U + VFS 10-200 | Los Angeles | FALSE | 20.19 |  | 2017-12-13 |  | 2017-12-15 | 2018-02-01 | 2018-11-06 | 2018-11-07 | 2173 | 39572 | Up-front Payment
SCG-010228 | Commercial/Multifamily Residential | Domestic Hot Water | Gas | Southern California Gas Company | Incentive:Paid | 32243 | 20.19 |  | 1 | 1597 |  | 1597 |  | 2017-12-22 10:56 | 2017-12-28 | EVOLUTION ENERGY SOLUTIONS L L C | Retrofit | Los Angeles | Los Angeles | 90006 | Host Customer is System Owner | [7 empty] | 450.45 | 40.95 |  | Drainback | Drainback (Water) | Solar Storage and Auxiliary Tanks are separate |  | 1 | 1 | 840 | Z09 | 20 | Units | Apartments/Condos | TRB-40 | 11 | 1 | 800 | 1 | 219 | 2 | 270000 | TRUE | 140 | 140 |  |  |  |  | Los Angeles | FALSE | 20.19 |  | 2017-12-13 |  | 2017-12-22 | 2017-12-28 | 2018-12-13 | 2018-12-14 | 2138 | 32243 | Up-front Payment
SCG-010230 | Commercial/Multifamily Residential | Domestic Hot Water | Gas | Southern California Gas Company | Incentive:Paid | 30467 | 20.19 |  | 1 | 1509 |  | 1509 |  | 2017-12-14 14:57 | 2017-12-15 | EVOLUTION ENERGY SOLUTIONS L L C | Retrofit | Los Angeles | Los Angeles | 90034 | Host Customer is System Owner | [7 empty] | 450.45 | 40.95 |  | Drainback | Drainback (Water) | Solar Storage and Auxiliary Tanks are separate |  | 1 | 1 | 840 | Z09 | 20 | Units | Apartments/Condos | TRB-40 | 11 | 1 | 800 | 1 | 115 | 1 | 300000 | TRUE | 140 | 140 |  |  |  |  | Los Angeles | FALSE | 20.19 |  | 2017-12-13 |  | 2017-12-14 | 2017-12-15 | 2018-06-29 | 2018-06-29 | 2302 | 30467 | Up-front Payment
SCG-010232 | Low Income Single Family Residential | Domestic Hot Water | Gas | Southern California Gas Company | Incentive:Paid | 4723 | 36.9 |  | 1 | 128 |  | 128 |  | 2017-12-27 08:07 | 2018-03-07 | TITANIUM POWER INC | Retrofit | Sun Valley | Los Angeles | 91352 | Host Customer is System Owner | 6 |  | 30004079 | GREENoneTEC Solarindustrie GmbH | Solpal Plus | Solpal Plus L-GT | Direct Integral Collector Storage (DI) | 25.66 |  | Solpal Plus L |  |  | Solar Storage with Tankless Auxiliary Water Heater | 51 | 1 | 1 | 75 | Z09 | [18 empty] | Los Angeles | FALSE | 37.18 |  | 2011-06-01: 2017-12-13; 2011-08-03: 2017-12-27; 2011-09-20: 2018-03-07 | 2418 | 4759 | Up-front Payment
SCG-010233 | Low Income Single Family Residential | Domestic Hot Water | Gas | Southern California Gas Company | Incentive:Paid | 4723 | 36.9 |  | 1 | 128 |  | 128 |  | 2018-01-12 13:34 | 2018-02-14 | TITANIUM POWER INC | Retrofit | Sun Valley | Los Angeles | 91352 | Host Customer is System Owner | 7 |  | 30004079 | GREENoneTEC Solarindustrie GmbH | Solpal Plus | Solpal Plus L-GT | Direct Integral Collector Storage (DI) | 25.66 |  | Solpal Plus L |  |  | Solar Storage with Tankless Auxiliary Water Heater | 51 | 1 | 1 | 85 | Z09 | [18 empty] | Los Angeles | FALSE | 37.18 |  | 2011-06-01: 2017-12-13; 2011-08-03: 2018-01-12; 2011-09-20: 2018-02-14 | 2440 | 4759 | Up-front Payment
SCG-010234 | Low Income Single Family Residential | Domestic Hot Water | Gas | Southern California Gas Company | Incentive:Paid | 4723 | 36.9 |  | 1 | 128 |  | 128 |  | 2017-12-30 10:06 | 2018-02-06 | TITANIUM POWER INC | Retrofit | Sun Valley | Los Angeles | 91352 | Host Customer is System Owner | 7 |  | 30004079 | GREENoneTEC Solarindustrie GmbH | Solpal Plus | Solpal Plus L-GT | Direct Integral Collector Storage (DI) | 25.66 |  | Solpal Plus L |  |  | Solar Storage with Tankless Auxiliary Water Heater | 51 | 1 | 1 | 85 | Z09 | [18 empty] | Los Angeles | FALSE | 37.18 |  | 2011-06-01: 2017-12-13; 2011-08-03: 2017-12-30; 2011-09-20: 2018-02-06 | 2451 | 4759 | Up-front Payment
SCG-010235 | Low Income Single Family Residential | Domestic Hot Water | Gas | Southern California Gas Company | Incentive:Paid | 4723 | 36.9 |  | 1 | 128 |  | 128 |  | 2017-12-27 07:11 | 2018-02-05 | TITANIUM POWER INC | Retrofit | Sun Valley | Los Angeles | 91352 | Host Customer is System Owner | 5 |  | 30004079 | GREENoneTEC Solarindustrie GmbH | Solpal Plus | Solpal Plus L-GT | Direct Integral Collector Storage (DI) | 25.66 |  | Solpal Plus L |  |  | Solar Storage with Tankless Auxiliary Water Heater | 51 | 1 | 1 | 65 | Z09 | [18 empty] | Los Angeles | FALSE | 37.18 |  | 2011-06-01: 2017-12-13; 2011-08-03: 2017-12-27; 2011-09-20: 2018-02-05 | 2448 | 4759 | Up-front Payment
SCG-010236 | Commercial/Multifamily Residential | Domestic Hot Water | Gas | Southern California Gas Company | Incentive:Paid | 53322 | 20.19 |  | 1 | 2641 |  | 2641 |  | 2017-12-14 12:38 | 2017-12-20 | EVOLUTION ENERGY SOLUTIONS L L C | Retrofit | Los Angeles | Los Angeles | 90026 | Host Customer is System Owner | [7 empty] | 720.72 | 40.04 |  | Drainback | Drainback (Water) | Solar Storage and Auxiliary Tanks are separate |  | 1 | 1 | 1840 | Z09 | 46 | Units | Apartments/Condos | 10002008 | 18 | 1 | 1000 | 1 | 240 | 2 | 399000 | TRUE | 140 | 140 |  | SunEarth - SETR A503 TTR U + VFS 10-200 |  | SunEarth - SETR A503 TTR U + VFS 10-200 | Los Angeles | FALSE | 20.19 |  | 2017-12-13 |  | 2017-12-14 | 2017-12-20 | 2018-09-11 | 2018-10-03 | 2209 | 53322 | Up-front Payment
SCG-010237 | Low Income Single Family Residential | Domestic Hot Water | Gas | Southern California Gas Company | Incentive:Paid | 4723 | 36.9 |  | 1 | 128 |  | 128 |  | 2017-12-27 08:06 | 2018-05-22 | TITANIUM POWER INC | Retrofit | Sun Valley | Los Angeles | 91352 | Host Customer is System Owner | 6 |  | 30004079 | GREENoneTEC Solarindustrie GmbH | Solpal Plus | Solpal Plus L-GT | Direct Integral Collector Storage (DI) | 25.66 |  | Solpal Plus L |  |  | Solar Storage with Tankless Auxiliary Water Heater | 51 | 1 | 1 | 75 | Z09 | [18 empty] | Los Angeles | FALSE | 37.18 |  | 2017-12-13 | 2018-02-07 |  |  | 2017-12-27 | 2018-05-22 | 2333 | 4759 | Up-front Payment
SCG-010238 | Low Income Multifamily Residential | Domestic Hot Water | Gas | Southern California Gas Company | Incentive:Paid | 49158 | 24.89 |  | 1 | 1975 |  | 1975 |  | 2018-01-23 13:32 | 2018-03-02 | DOCTOR PIPER INC | Retrofit | Los Angeles | Los Angeles | 90062 | Lease | [7 empty] | 642.72 | 40.17 |  | Glycol | Steam Back | Solar Storage and Auxiliary Tanks are separate |  | 1 | 1 | 1360 | Z09 | 34 | Units | Apartments/Condos | 2010115A | 16 | 1 | 1300 | 1 | 400 | 2 | 399 | TRUE | 125 | 125 |  | SunEarth - SETR0603mcU + VFS 10-200 |  | SunEarth - SETR0603mcU + VFS 10-200 | City of Los Angeles | FALSE | 50 |  | 2018-01-17 |  | 2018-01-23 | 2018-03-02 | 2020-04-01 | 2020-04-01 | 1664 | 98750 | Up-front Payment
SCG-010239 | Multifamily Residential - Disadvantaged Community | Domestic Hot Water | Gas | Southern California Gas Company | Incentive:Paid | 38704 | 20.19 |  | 1 | 1919 |  | 1919 |  | 2017-12-14 15:24 | 2018-01-31 | EVOLUTION ENERGY SOLUTIONS L L C | Retrofit | Canoga Park | Los Angeles | 91303 | Host Customer is System Owner | [7 empty] | 532.35 | 40.95 |  | Drainback | Drainback (Water) | Solar Storage and Auxiliary Tanks are separate |  | 1 | 1 | 1000 | Z09 | 25 | Units | Apartments/Condos | TRB-40 | 13 | 1 | 1000 | 1 | 290 | 2 | 270000 | TRUE | 140 | 140 |  | SunEarth - SETR A503 TTR U + VFS 10-200 |  | SunEarth - SETR A503 TTR U + VFS 10-200 | Los Angeles | FALSE | 20.17 |  | 2017-12-13 |  | 2017-12-14 | 2018-01-31 | 2018-07-17 | 2018-07-17 | 2291 | 38704 | Up-front Payment
SCG-010240 | Low Income Multifamily Residential | Domestic Hot Water | Gas | Southern California Gas Company | Incentive:Paid | 46420 | 24.89 |  | 1 | 1865 |  | 1865 |  | 2018-01-23 13:32 | 2018-03-01 | DOCTOR PIPER INC | Retrofit | Los Angeles | Los Angeles | 90017 | Lease | [7 empty] | 602.55 | 40.17 |  | Glycol | Steam Back | Solar Storage and Auxiliary Tanks are separate |  | 1 | 1 | 1320 | Z09 | 33 | Units | Apartments/Condos | 2010115A | 15 | 1 | 1200 | 1 | 120 | 1 | 500000 | TRUE | 125 | 125 |  | SunEarth - SETR0603mcU + VFS 10-200 |  | SunEarth - SETR0603mcU + VFS 10-200 | City of Los Angeles | FALSE | 50 |  | 2018-01-17 |  | 2018-01-23 | 2018-03-01 | 2020-02-26 | 2020-03-02 | 1688 | 93250 | Up-front Payment
SCG-010242 | Low Income Multifamily Residential | Domestic Hot Water | Gas | Southern California Gas Company | Incentive:Paid | 43109 | 24.89 |  | 1 | 1732 |  | 1732 |  | 2018-01-23 13:30 | 2018-03-08 | DOCTOR PIPER INC | Retrofit | Los Angeles | Los Angeles | 90057 | Lease | [7 empty] | 562.38 | 40.17 |  | Glycol | Steam Back | Solar Storage and Auxiliary Tanks are separate |  | 1 | 1 | 1200 | Z09 | 30 | Units | Apartments/Condos | 2010115A | 14 | 1 | 1200 | 1 | 175 | 1 | 399000 | TRUE | 125 | 125 |  | SunEarth - SETR0603mcU + VFS 10-200 |  | SunEarth - SETR0603mcU + VFS 10-200 | City of Los Angeles | FALSE | 50 |  | 2018-01-17 |  | 2018-01-23 | 2018-03-08 | 2020-04-06 | 2020-04-07 | 1661 | 86600 | Up-front Payment
SCG-010243 | Commercial/Multifamily Residential | Domestic Hot Water | Gas | Southern California Gas Company | Incentive:Paid | 31880 | 20.19 |  | 1 | 1579 |  | 1579 |  | 2017-12-14 12:40 | 2017-12-15 | EVOLUTION ENERGY SOLUTIONS L L C | Retrofit | Glendale | Los Angeles | 91201 | Host Customer is System Owner | [7 empty] | 450.45 | 40.95 |  | Drainback | Drainback (Water) | Solar Storage and Auxiliary Tanks are separate |  | 1 | 1 | 840 | Z09 | 20 | Units | Apartments/Condos | TRB-40 | 11 | 1 | 800 | 1 | 100 | 1 | 199000 | TRUE | 140 | 140 |  |  |  |  | Glendale | FALSE | 20.19 |  | 2017-12-13 |  | 2017-12-14 | 2017-12-15 | 2019-07-16 | 2019-07-16 | 1927 | 31880 | Up-front Payment
PGE-010244 | Single Family Residential - Disadvantaged Community | Domestic Hot Water | Gas | Pacific Gas and Electric | Incentive:Paid | 2818 | 29.85 |  | 1 | 118 |  | 94 |  | 2018-01-17 15:07 | 2018-04-30 | INTELLIGENT GREEN SOLUTIONS CA | Retrofit | SANGER | Fresno | 93657 | Host Customer is System Owner | 4 |  | 30004236 | SunMaxx Solar LLC | ThermoPower | VTS30-HP-G | Indirect Thermosyphon (IT) | 47.9 |  | ThermoPower-VTS-HP30 | Automatic Drainback | Steam Back | Solar Storage and Auxiliary Tanks are separate | 79 | 1 | 0.8 | 55 | Z13 | [18 empty] | Sanger | FALSE | 52.88 |  | 2017-12-13 | 2018-01-24 |  |  | 2018-01-17 | 2018-04-30 | 2349 | 6240 | Up-front Payment
SCG-010245 | Commercial/Multifamily Residential | Domestic Hot Water | Gas | Southern California Gas Company | Incentive:Paid | 32647 | 20.19 |  | 1 | 1617 |  | 1617 |  | 2017-12-14 12:43 | 2017-12-15 | EVOLUTION ENERGY SOLUTIONS L L C | Retrofit | Glendale | Los Angeles | 91201 | Host Customer is System Owner | [7 empty] | 450.45 | 40.95 |  | Drainback | Drainback (Water) | Solar Storage and Auxiliary Tanks are separate |  | 1 | 1 | 840 | Z08 | 20 | Units | Apartments/Condos | TRB-40 | 11 | 1 | 800 | 1 | 100 | 1 | 200000 | TRUE | 140 | 140 |  |  |  |  | Glendale | FALSE | 20.19 |  | 2017-12-13 |  | 2017-12-14 | 2017-12-15 | 2019-06-18 | 2019-06-19 | 1954 | 32647 | Up-front Payment
SCG-010248 | Single Family Residential - Disadvantaged Community | Domestic Hot Water | Gas | Southern California Gas Company | Incentive:Paid | 2994 | 29.85 |  | 1 | 118 |  | 100 |  | 2018-02-09 11:40 | 2018-04-12 | INTELLIGENT GREEN SOLUTIONS CA | Retrofit | Porterville | Tulare | 93257 | Host Customer is System Owner | 3 |  | 30004236 | SunMaxx Solar LLC | ThermoPower | VTS30-HP-G | Indirect Thermosyphon (IT) | 47.9 |  | ThermoPower-VTS-HP30 | Automatic Drainback | Steam Back | Solar Storage and Auxiliary Tanks are separate | 79 | 1 | 0.85 | 45 | Z13 | [18 empty] | City of Porterville | FALSE | 52.88 |  | 2011-06-01: 2017-12-14; 2011-08-03: 2018-02-09; 2011-09-20: 2018-04-12 | 2385 | 6240 | Up-front Payment
SCG-010249 | Multifamily Residential - Disadvantaged Community | Domestic Hot Water | Gas | Southern California Gas Company | Incentive:Paid | 54372 | 20.19 |  | 1 | 2693 |  | 2693 |  | 2017-12-20 13:13 | 2018-02-01 | EVOLUTION ENERGY SOLUTIONS L L C | Retrofit | Van Nuys | Los Angeles | 91401 | Host Customer is System Owner | [7 empty] | 778.05 | 40.95 |  | Drainback | Drainback (Water) | Solar Storage with Tankless Auxiliary Water Heater |  | 1 | 1 | 1600 | Z09 | 40 | Units | Apartments/Condos | TRB-40 | 19 | 1 | 1500 | 1 | 0 | 0 | 726000 | TRUE | 140 | 140 |  | SunEarth - SETR A503 TTR U + VFS 10-200 |  | SunEarth - SETR A503 TTR U + VFS 10-200 | Los Angeles | FALSE | 20.19 |  | 2017-12-14 |  | 2017-12-20 | 2018-02-01 | 2018-05-24 | 2018-05-30 | 2327 | 54372 | Up-front Payment
SCG-010251 | Commercial/Multifamily Residential | Domestic Hot Water | Gas | Southern California Gas Company | Incentive:Paid | 42904 | 20.19 |  | 1 | 2125 |  | 2125 |  | 2017-12-15 15:00 | 2018-02-01 | EVOLUTION ENERGY SOLUTIONS L L C | Retrofit | Panorama City | Los Angeles | 91402 | Host Customer is System Owner | [7 empty] | 573.3 | 40.95 |  | Drainback | Drainback (Water) | Solar Storage and Auxiliary Tanks are separate |  | 1 | 1 | 1200 | Z09 | 30 | Units | Apartments/Condos | TRB-40 | 14 | 1 | 1000 | 1 | 200 | 2 | 540000 | TRUE | 140 | 140 |  | SunEarth - SETR A503 TTR U + VFS 10-200 |  | SunEarth - SETR A503 TTR U + VFS 10-200 | Los Angeles | FALSE | 20.19 |  | 2017-12-14 |  | 2017-12-15 | 2018-02-01 | 2019-04-24 | 2019-05-01 | 2003 | 42904 | Up-front Payment
SCG-010252 | Commercial/Multifamily Residential | Domestic Hot Water | Gas | Southern California Gas Company | Incentive:Paid | 52615 | 20.19 |  | 1 | 2606 |  | 2606 |  | 2017-12-15 15:06 | 2018-01-02 | EVOLUTION ENERGY SOLUTIONS L L C | Retrofit | Panorama City | Los Angeles | 91402 | Host Customer is System Owner | [7 empty] | 673.92 | 42.12 |  | Drainback | Drainback (Water) | Solar Storage and Auxiliary Tanks are separate |  | 1 | 1 | 1440 | Z09 | 36 | Units | Apartments/Condos | 10001912 | 16 | 1 | 1300 | 1 | 200 | 2 | 399000 | TRUE | 140 | 140 |  | SunEarth - SETR A503 TTR U + VFS 10-200 |  | SunEarth - SETR A503 TTR U + VFS 10-200 | Los Angeles | FALSE | 20.19 |  | 2017-12-14 |  | 2017-12-15 | 2018-01-02 | 2019-08-20 | 2019-09-04 | 1878 | 52615 | Up-front Payment
SCG-010253 | Commercial/Multifamily Residential | Domestic Hot Water | Gas | Southern California Gas Company | Incentive:Paid | 43994 | 20.19 |  | 1 | 2179 |  | 2179 |  | 2017-12-15 15:08 | 2018-01-02 | EVOLUTION ENERGY SOLUTIONS L L C | Retrofit | Panorama City | Los Angeles | 91402 | Host Customer is System Owner | [7 empty] | 573.3 | 40.95 |  | Drainback | Drainback (Water) | Solar Storage and Auxiliary Tanks are separate |  | 1 | 1 | 1240 | Z09 | 31 | Units | Apartments/Condos | TRB-40 | 14 | 1 | 1100 | 1 | 200 | 2 | 469000 | TRUE | 140 | 140 |  | SunEarth - SETR A503 TTR U + VFS 10-200 |  | SunEarth - SETR A503 TTR U + VFS 10-200 | Los Angeles | FALSE | 20.19 |  | 2017-12-14 |  | 2017-12-15 | 2018-01-02 | 2019-06-17 | 2019-06-17 | 1956 | 43994 | Up-front Payment
SCG-010254 | Multifamily Residential - Disadvantaged Community | Domestic Hot Water | Gas | Southern California Gas Company | Incentive:Paid | 43509 | 20.19 |  | 1 | 2155 |  | 2155 |  | 2017-12-18 09:05 | 2018-02-01 | EVOLUTION ENERGY SOLUTIONS L L C | Retrofit | Los Angeles | Los Angeles | 90065 | Host Customer is System Owner | [7 empty] | 573.3 | 40.95 |  | Drainback | Drainback (Water) | Solar Storage and Auxiliary Tanks are separate |  | 1 | 1 | 1200 | Z09 | 30 | Units | Apartments/Condos | TRB-40 | 14 | 1 | 1100 | 1 | 200 | 2 | 540000 | TRUE | 140 | 140 |  | SunEarth - SETR A503 TTR U + VFS 10-200 |  | SunEarth - SETR A503 TTR U + VFS 10-200 | Los Angeles | FALSE | 20.56 |  | 2017-12-14 |  | 2017-12-18 | 2018-02-01 | 2018-05-22 | 2018-05-30 | 2327 | 44309 | Up-front Payment
SCG-010255 | Single Family Residential - Disadvantaged Community | Domestic Hot Water | Gas | Southern California Gas Company | Incentive:Paid | 3522 | 29.85 |  | 1 | 118 |  | 118 |  | 2018-02-09 13:59 | 2018-04-12 | INTELLIGENT GREEN SOLUTIONS CA | Retrofit | Parlier | Fresno | 93648 | Host Customer is System Owner | 5 |  | 30004236 | SunMaxx Solar LLC | ThermoPower | VTS30-HP-G | Indirect Thermosyphon (IT) | 47.9 |  | ThermoPower-VTS-HP30 | Automatic Drainback | Steam Back | Solar Storage and Auxiliary Tanks are separate | 79 | 1 | 1 | 65 | Z13 | [18 empty] | City of Parlier | FALSE | 52.88 |  | 2011-06-01: 2017-12-14; 2011-08-03: 2018-02-09; 2011-09-20: 2018-04-12 | 2384 | 6240 | Up-front Payment
SCG-010257 | Commercial/Multifamily Residential | Domestic Hot Water | Gas | Southern California Gas Company | Incentive:Paid | 38724 | 20.19 |  | 1 | 1918 |  | 1918 |  | 2017-12-15 08:27 | 2018-01-02 | EVOLUTION ENERGY SOLUTIONS L L C | Retrofit | Buena Park | Los Angeles | 90621 | Host Customer is System Owner | [7 empty] | 532.35 | 40.95 |  | Drainback | Drainback (Water) | Solar Storage and Auxiliary Tanks are separate |  | 1 | 1 | 960 | Z08 | 24 | Units | Apartments/Condos | TRB-40 | 13 | 1 | 1000 | 1 | 100 | 1 | 250000 | TRUE | 140 | 140 |  | SunEarth - SETR A503 TTR U + VFS 10-200 |  | SunEarth - SETR A503 TTR U + VFS 10-200 | Buena Park | FALSE | 20.19 |  | 2017-12-14 |  | 2017-12-15 | 2018-01-02 | 2019-04-05 | 2019-04-17 | 2017 | 38724 | Up-front Payment
SCG-010259 | Commercial/Multifamily Residential | Domestic Hot Water | Gas | Southern California Gas Company | Incentive:Paid | 56754 | 20.19 |  | 1 | 2811 |  | 2811 |  | 2017-12-26 13:02 | 2018-05-31 | CALIFORNIA SOLAR INTEGRATORS INC | New Construction | Santa Monica | Los Angeles | 90404 | Host Customer is System Owner | [7 empty] | 737.1 | 40.95 |  | Glycol | Steam Back | Solar Storage and Auxiliary Tanks are separate |  | 1 | 1 | 2138 | Z06 | 61 | Units | Apartments/Condos | TRB-40 | 18 | 1 | 1040 | 1 | 238 | 2 | 798000 | TRUE | 120 | 140 |  | SunEarth - SETRA503 TTR U + Series 200 |  | SunEarth - SETRA503 TTR U + Series 200 | City of Los Angeles | FALSE | 42.89 |  | 2017-12-20 |  | 2017-12-26 | 2018-05-31 | 2020-07-24 | 2020-08-14 | 1529 | 120564 | Up-front Payment
SCG-010260 | Commercial/Multifamily Residential | Domestic Hot Water | Gas | Southern California Gas Company | Incentive:Paid | 88574 | 20.19 |  | 1 | 4387 |  | 4387 |  | 2017-12-26 13:02 | 2018-05-31 | CALIFORNIA SOLAR INTEGRATORS INC | New Construction | Santa Monica | Los Angeles | 90404 | Host Customer is System Owner | [7 empty] | 1146.6 | 40.95 |  | Glycol | Steam Back | Solar Storage and Auxiliary Tanks are separate |  | 1 | 1 | 3724 | Z06 | 98 | Units | Apartments/Condos | TRB-40 | 28 | 1 | 1650 | 1 | 357 | 3 | 1197000 | TRUE | 120 | 140 |  | SunEarth - SETRA503 TTR U + Series 200 |  | SunEarth - SETRA503 TTR U + Series 200 | City of Santa Monica | FALSE | 42.75 |  | 2017-12-20 |  | 2017-12-26 | 2018-05-31 | 2020-07-24 | 2020-08-14 | 1529 | 187544 | Up-front Payment
SCG-010261 | Commercial/Multifamily Residential | Domestic Hot Water | Gas | Southern California Gas Company | Incentive:Paid | 176400 | 20.19 |  | 1 | 8737 |  | 8737 |  | 2017-12-26 13:03 | 2018-05-31 | CALIFORNIA SOLAR INTEGRATORS INC | New Construction | Santa Monica | Los Angeles | 90404 | Host Customer is System Owner | [7 empty] | 2293.2 | 40.95 |  | Glycol | Steam Back | Solar Storage and Auxiliary Tanks are separate |  | 1 | 1 | 7289 | Z06 | 197 | Units | Apartments/Condos | TRB-40 | 56 | 1 | 3135 | 1 | 476 | 4 | 1596000 | TRUE | 120 | 140 |  | SunEarth - SETRA503 TTR U + Series 200 |  | SunEarth - SETRA503 TTR U + Series 200 | City of Santa Monica | FALSE | 42.93 |  | 2017-12-20 |  | 2017-12-26 | 2018-05-31 | 2020-07-24 | 2020-08-14 | 1529 | 375081 | Up-front Payment
SCG-010264 | Single Family Residential - Disadvantaged Community | Domestic Hot Water | Gas | Southern California Gas Company | Incentive:Paid | 2994 | 29.85 |  | 1 | 118 |  | 100 |  | 2018-06-14 11:19 | 2018-06-18 | INTELLIGENT GREEN SOLUTIONS CA | Retrofit | Parlier | Fresno | 93648 | Host Customer is System Owner | 4 |  | 30004236 | SunMaxx Solar LLC | ThermoPower | VTS30-HP-G | Indirect Thermosyphon (IT) | 47.9 |  | ThermoPower-VTS-HP30 | Automatic Drainback |  | Solar Storage and Auxiliary Tanks are separate | 79 | 1 | 0.85 | 55 | Z13 | [18 empty] | City of Parlier | FALSE | 52.88 |  | 2011-06-01: 2017-12-15; 2011-08-03: 2018-06-14; 2011-09-20: 2018-06-18 | 2315 | 6240 | Up-front Payment
SCG-010266 | Low Income Single Family Residential | Domestic Hot Water | Gas | Southern California Gas Company | Incentive:Paid | 4723 | 36.9 |  | 1 | 128 |  | 128 |  | 2017-12-27 08:15 | 2018-05-31 | TITANIUM POWER INC | Retrofit | North Hollywood | Los Angeles | 91606 | Host Customer is System Owner | 4 |  | 30004079 | GREENoneTEC Solarindustrie GmbH | Solpal Plus | Solpal Plus L-GT | Direct Integral Collector Storage (DI) | 25.66 |  | Solpal Plus L |  |  | Solar Storage with Tankless Auxiliary Water Heater | 51 | 1 | 1 | 55 | Z09 | [18 empty] | Los Angeles | FALSE | 37.18 |  | 2017-12-15 | 2018-02-07 |  |  | 2017-12-27 | 2018-05-31 | 2334 | 4759 | Up-front Payment
SCG-010267 | Low Income Single Family Residential | Domestic Hot Water | Gas | Southern California Gas Company | Incentive:Paid | 4723 | 36.9 |  | 1 | 128 |  | 128 |  | 2017-12-27 09:01 | 2018-02-05 | TITANIUM POWER INC | Retrofit | North Hollywood | Los Angeles | 91605 | Host Customer is System Owner | 5 |  | 30004079 | GREENoneTEC Solarindustrie GmbH | Solpal Plus | Solpal Plus L-GT | Direct Integral Collector Storage (DI) | 25.66 |  | Solpal Plus L |  |  | Solar Storage with Tankless Auxiliary Water Heater | 51 | 1 | 1 | 65 | Z09 | [18 empty] | Los Angeles | FALSE | 37.18 |  | 2011-06-01: 2017-12-15; 2011-08-03: 2017-12-27; 2011-09-20: 2018-02-05 | 2448 | 4759 | Up-front Payment
SCG-010268 | Low Income Single Family Residential | Domestic Hot Water | Gas | Southern California Gas Company | Incentive:Paid | 4723 | 36.9 |  | 1 | 128 |  | 128 |  | 2017-12-27 08:16 | 2018-05-29 | TITANIUM POWER INC | Retrofit | North Hollywood | Los Angeles | 91605 | Host Customer is System Owner | 5 |  | 30004079 | GREENoneTEC Solarindustrie GmbH | Solpal Plus | Solpal Plus L-GT | Direct Integral Collector Storage (DI) | 25.66 |  | Solpal Plus L |  |  | Solar Storage with Tankless Auxiliary Water Heater | 51 | 1 | 1 | 65 | Z09 | [18 empty] | Los Angeles | FALSE | 37.18 |  | 2017-12-15 | 2018-02-07 |  |  | 2017-12-27 | 2018-05-29 | 2341 | 4759 | Up-front Payment
SCG-010269 | Commercial/Multifamily Residential | Domestic Hot Water | Gas | Southern California Gas Company | Incentive:Paid | 54049 | 20.19 |  | 1 | 2677 |  | 2677 |  | 2017-12-28 15:25 | 2018-06-01 | INTELLIGENT GREEN SOLUTIONS CA | Retrofit | Visalia | Tulare | 93277 | Lease | [7 empty] | 1061.64 | 29.49 |  | Glycol | Advanced Controller with a Vacation or Holiday Mode | Solar Storage and Auxiliary Tanks are separate |  | 1 | 1 | 2100 | Z13 | 60 | Units | Apartments/Condos | 10002034 | 36 | 1 | 1200 | 1 | 300 | 3 | 270000 | TRUE | 160 | 140 |  | SunMaxx Solar - SmartMaxx-EMETER1000 |  | SunMaxx Solar - SmartMaxx-EMETER1000 | City of Visalia | FALSE | 51.56 |  | 2017-12-15 |  | 2017-12-28 | 2018-06-01 | 2018-06-01 | 2018-08-10 | 2262 | 138013 | Up-front Payment
SCG-010271 | Low Income Single Family Residential | Domestic Hot Water | Gas | Southern California Gas Company | Incentive:Canceled | 4487 | 36.9 |  | 1 | 128 |  | 122 |  | 2017-12-27 07:20 |  | TITANIUM POWER INC | Retrofit | North Hollywood | Los Angeles | 91601 | Host Customer is System Owner | 6 |  | 30004079 | GREENoneTEC Solarindustrie GmbH | Solpal Plus | Solpal Plus L-GT | Direct Integral Collector Storage (DI) | 25.66 |  | Solpal Plus L |  |  | Solar Storage with Tankless Auxiliary Water Heater | 51 | 1 | 0.95 | 75 | Z09 | [18 empty] | Los Angeles | FALSE | 35.62 |  | 2011-06-01: 2017-12-15; 2011-06-21: 2018-02-07; 2011-08-03: 2017-12-27 | 2354 | 4559 | Up-front Payment
SCG-010272 | Commercial/Multifamily Residential | Domestic Hot Water | Gas | Southern California Gas Company | Incentive:Paid | 58450 | 20.19 |  | 1 | 2895 |  | 2895 |  | 2017-12-22 11:14 | 2018-05-31 | EVOLUTION ENERGY SOLUTIONS L L C | Retrofit | Los Angeles | Los Angeles | 90005 | Host Customer is System Owner | [7 empty] | 778.05 | 40.95 |  | Drainback | Drainback (Water) | Solar Storage and Auxiliary Tanks are separate |  | 1 | 1 | 1600 | Z09 | 40 | Units | Apartments/Condos | TRB-40 | 19 | 1 | 1500 | 1 | 119 | 1 | 339000 | TRUE | 140 | 140 |  | SunEarth - SETR A503 TTR U + VFS 10-200 |  | SunEarth - SETR A503 TTR U + VFS 10-200 | Los Angeles | FALSE | 20.19 |  | 2017-12-15 |  | 2017-12-22 | 2018-05-31 | 2018-10-30 | 2018-11-12 | 2173 | 58450 | Up-front Payment
SCG-010274 | Commercial/Multifamily Residential | Domestic Hot Water | Gas | Southern California Gas Company | Incentive:Paid | 50495 | 20.19 |  | 1 | 2501 |  | 2501 |  | 2017-12-22 11:12 | 2018-03-09 | EVOLUTION ENERGY SOLUTIONS L L C | Retrofit | Los Angeles | Los Angeles | 90057 | Host Customer is System Owner | [7 empty] | 655.2 | 40.95 |  | Drainback | Drainback (Water) | Solar Storage and Auxiliary Tanks are separate |  | 1 | 1 | 1440 | Z09 | 36 | Units | Apartments/Condos | TRB-40 | 16 | 1 | 1300 | 1 | 100 | 1 | 270000 | TRUE | 140 | 140 |  | SunEarth - SETR A503 TTR U + VFS 10-200 |  | Enovative Group, Inc. - AutoHot DS-100AR | Los Angeles | FALSE | 20.19 |  | 2017-12-15 |  | 2017-12-22 | 2018-03-09 | 2019-12-11 | 2020-01-08 | 1747 | 50495 | Up-front Payment
SCG-010275 | Low Income Single Family Residential | Domestic Hot Water | Gas | Southern California Gas Company | Incentive:Paid | 4723 | 36.9 |  | 1 | 128 |  | 128 |  | 2018-01-15 12:31 | 2018-04-02 | TITANIUM POWER INC | Retrofit | North Hollywood | Los Angeles | 91605 | Owner/Tenant | 5 |  | 30004079 | GREENoneTEC Solarindustrie GmbH | Solpal Plus | Solpal Plus L-GT | Direct Integral Collector Storage (DI) | 25.66 |  | Solpal Plus L |  |  | Solar Storage with Tankless Auxiliary Water Heater | 51 | 1 | 1 | 65 | Z09 | [18 empty] | Los Angeles | FALSE | 37.18 |  | 2011-06-01: 2017-12-15; 2011-08-03: 2018-01-15; 2011-09-20: 2018-04-02 | 2397 | 4759 | Up-front Payment
SCG-010276 | Low Income Single Family Residential | Domestic Hot Water | Gas | Southern California Gas Company | Incentive:Paid | 4723 | 36.9 |  | 1 | 128 |  | 128 |  | 2017-12-27 08:14 | 2018-02-05 | TITANIUM POWER INC | Retrofit | North Hollywood | Los Angeles | 91606 | Host Customer is System Owner | 4 |  | 30004079 | GREENoneTEC Solarindustrie GmbH | Solpal Plus | Solpal Plus L-GT | Direct Integral Collector Storage (DI) | 25.66 |  | Solpal Plus L |  |  | Solar Storage with Tankless Auxiliary Water Heater | 51 | 1 | 1 | 55 | Z09 | [18 empty] | Los Angeles | FALSE | 37.18 |  | 2011-06-01: 2017-12-15; 2011-08-03: 2017-12-27; 2011-09-20: 2018-02-05 | 2448 | 4759 | Up-front Payment
PGE-010277 | Single Family Residential | Domestic Hot Water | Gas | Pacific Gas and Electric | Incentive:Paid | 2642 | 29.85 |  | 1 | 118 |  | 88 |  | 2018-03-02 14:34 | 2018-03-09 | INTELLIGENT GREEN SOLUTIONS CA | Retrofit | SANGER | Fresno | 93657 | Host Customer is System Owner | 6 |  | 30004236 | SunMaxx Solar LLC | ThermoPower | VTS30-HP-G | Indirect Thermosyphon (IT) | 47.9 |  | ThermoPower-VTS-HP30 | Automatic Drainback |  | Solar Storage and Auxiliary Tanks are separate | 79 | 1 | 0.75 | 75 | Z13 | [18 empty] | City of Sanger | FALSE | 52.88 |  | 2017-12-18 | 2018-03-08 |  |  | 2018-03-02 | 2018-03-09 | 2395 | 6240 | Up-front Payment
SCG-010279 | Low Income Single Family Residential | Domestic Hot Water | Gas | Southern California Gas Company | Incentive:Paid | 4723 | 36.9 |  | 1 | 128 |  | 128 |  | 2017-12-27 08:20 | 2018-02-22 | TITANIUM POWER INC | Retrofit | Sylmar | Los Angeles | 91342 | Host Customer is System Owner | 6 |  | 30004079 | GREENoneTEC Solarindustrie GmbH | Solpal Plus | Solpal Plus L-GT | Direct Integral Collector Storage (DI) | 25.66 |  | Solpal Plus L |  |  | Solar Storage with Tankless Auxiliary Water Heater | 51 | 1 | 1 | 75 | Z09 | [18 empty] | Los Angeles | FALSE | 37.18 |  | 2011-06-01: 2017-12-18; 2011-08-03: 2017-12-27; 2011-09-20: 2018-02-22 | 2433 | 4759 | Up-front Payment
SCG-010280 | Low Income Single Family Residential | Domestic Hot Water | Gas | Southern California Gas Company | Incentive:Paid | 4723 | 36.9 |  | 1 | 128 |  | 128 |  | 2017-12-27 08:18 | 2018-02-23 | TITANIUM POWER INC | Retrofit | Sun Valley | Los Angeles | 91352 | Host Customer is System Owner | 5 |  | 30004079 | GREENoneTEC Solarindustrie GmbH | Solpal Plus | Solpal Plus L-GT | Direct Integral Collector Storage (DI) | 25.66 |  | Solpal Plus L |  |  | Solar Storage with Tankless Auxiliary Water Heater | 51 | 1 | 1 | 65 | Z09 | [18 empty] | Los Angeles | FALSE | 37.18 |  | 2011-06-01: 2017-12-18; 2011-08-03: 2017-12-27; 2011-09-20: 2018-02-23 | 2433 | 4759 | Up-front Payment
SCG-010281 | Low Income Single Family Residential | Domestic Hot Water | Gas | Southern California Gas Company | Incentive:Paid | 4723 | 36.9 |  | 1 | 128 |  | 128 |  | 2017-12-27 08:13 | 2018-06-27 | TITANIUM POWER INC | Retrofit | North Hollywood | Los Angeles | 91605 | Host Customer is System Owner | 4 |  | 30004079 | GREENoneTEC Solarindustrie GmbH | Solpal Plus | Solpal Plus L-GT | Direct Integral Collector Storage (DI) | 25.66 |  | Solpal Plus L |  |  | Solar Storage with Tankless Auxiliary Water Heater | 51 | 1 | 1 | 55 | Z09 | [18 empty] | Los Angeles | FALSE | 37.18 |  | 2017-12-18 | 2018-02-07 |  |  | 2017-12-27 | 2018-06-27 | 2299 | 4759 | Up-front Payment
SCG-010282 | Low Income Single Family Residential | Domestic Hot Water | Gas | Southern California Gas Company | Incentive:Paid | 4723 | 36.9 |  | 1 | 128 |  | 128 |  | 2017-12-27 07:16 | 2018-02-05 | TITANIUM POWER INC | Retrofit | Sylmar | Los Angeles | 91340 | Owner/Tenant | 6 |  | 30004079 | GREENoneTEC Solarindustrie GmbH | Solpal Plus | Solpal Plus L-GT | Direct Integral Collector Storage (DI) | 25.66 |  | Solpal Plus L |  |  | Solar Storage with Tankless Auxiliary Water Heater | 51 | 1 | 1 | 75 | Z09 | [18 empty] | Los Angeles | FALSE | 37.18 |  | 2011-06-01: 2017-12-18; 2011-08-03: 2017-12-27; 2011-09-20: 2018-02-05 | 2448 | 4759 | Up-front Payment
SCG-010283 | Low Income Single Family Residential | Domestic Hot Water | Gas | Southern California Gas Company | Incentive:Paid | 4487 | 36.9 |  | 1 | 128 |  | 122 |  | 2017-12-27 08:12 | 2018-03-05 | TITANIUM POWER INC | Retrofit | North Hollywood | Los Angeles | 91605 | Host Customer is System Owner | 4 |  | 30004079 | GREENoneTEC Solarindustrie GmbH | Solpal Plus | Solpal Plus L-GT | Direct Integral Collector Storage (DI) | 25.66 |  | Solpal Plus L |  |  | Solar Storage with Tankless Auxiliary Water Heater | 51 | 1 | 0.95 | 55 | Z09 | [18 empty] | Los Angeles | FALSE | 37.18 |  | 2011-06-01: 2017-12-18; 2011-08-03: 2017-12-27; 2011-09-20: 2018-03-05 | 2426 | 4759 | Up-front Payment
SCG-010284 | Low Income Single Family Residential | Domestic Hot Water | Gas | Southern California Gas Company | Incentive:Paid | 4723 | 36.9 |  | 1 | 128 |  | 128 |  | 2017-12-27 08:09 | 2018-05-29 | TITANIUM POWER INC | Retrofit | Sylmar | Los Angeles | 91342 | Host Customer is System Owner | 5 |  | 30004079 | GREENoneTEC Solarindustrie GmbH | Solpal Plus | Solpal Plus L-GT | Direct Integral Collector Storage (DI) | 25.66 |  | Solpal Plus L |  |  | Solar Storage with Tankless Auxiliary Water Heater | 51 | 1 | 1 | 65 | Z09 | [18 empty] | Los Angeles | FALSE | 37.18 |  | 2017-12-18 | 2018-02-07 |  |  | 2017-12-27 | 2018-05-29 | 2339 | 4759 | Up-front Payment
SCG-010285 | Low Income Single Family Residential | Domestic Hot Water | Gas | Southern California Gas Company | Incentive:Paid | 4723 | 36.9 |  | 1 | 128 |  | 128 |  | 2018-01-15 12:12 | 2018-02-26 | TITANIUM POWER INC | Retrofit | San Fernando | Los Angeles | 91342 | Host Customer is System Owner | 4 |  | 30004079 | GREENoneTEC Solarindustrie GmbH | Solpal Plus | Solpal Plus L-GT | Direct Integral Collector Storage (DI) | 25.66 |  | Solpal Plus L |  |  | Solar Storage with Tankless Auxiliary Water Heater | 51 | 1 | 1 | 55 | Z09 | [18 empty] | Los Angeles | FALSE | 37.18 |  | 2011-06-01: 2017-12-18; 2011-08-03: 2018-01-15; 2011-09-20: 2018-02-26 | 2427 | 4759 | Up-front Payment
SCG-010286 | Low Income Single Family Residential | Domestic Hot Water | Gas | Southern California Gas Company | Incentive:Paid | 4723 | 36.9 |  | 1 | 128 |  | 128 |  | 2017-12-27 08:10 | 2018-02-05 | TITANIUM POWER INC | Retrofit | North Hollywood | Los Angeles | 91605 | Host Customer is System Owner | 4 |  | 30004079 | GREENoneTEC Solarindustrie GmbH | Solpal Plus | Solpal Plus L-GT | Direct Integral Collector Storage (DI) | 25.66 |  | Solpal Plus L |  |  | Solar Storage with Tankless Auxiliary Water Heater | 51 | 1 | 1 | 55 | Z09 | [18 empty] | Los Angeles | FALSE | 37.18 |  | 2011-06-01: 2017-12-18; 2011-08-03: 2017-12-27; 2011-09-20: 2018-02-05 | 2448 | 4759 | Up-front Payment
SCG-010287 | Commercial/Multifamily Residential | Domestic Hot Water | Gas | Southern California Gas Company | Incentive:Paid | 20352 | 20.19 |  | 1 | 1008 |  | 1008 |  | 2017-12-22 15:06 | 2018-02-21 | EVOLUTION ENERGY SOLUTIONS L L C | Retrofit | Anaheim | Los Angeles | 92804 | Host Customer is System Owner | [7 empty] | 286.65 | 40.95 |  | Drainback | Advanced Controller with a Vacation or Holiday Mode | Solar Storage and Auxiliary Tanks are separate |  | 1 | 1 | 504 | Z08 | 12 | Units | Apartments/Condos | TRB-40 | 7 | 1 | 500 | 1 | 100 | 1 | 200000 | TRUE | 140 | 140 |  | SunEarth - SETR A503 TTR U + VFS 10-200 |  | SunEarth - SETR A503 TTR U + VFS 10-200 | Anaheim | FALSE | 20.19 |  | 2017-12-18 |  | 2017-12-22 | 2018-02-21 | 2019-08-09 | 2019-08-09 | 1900 | 20352 | Up-front Payment
SCG-010288 | Commercial/Multifamily Residential | Domestic Hot Water | Gas | Southern California Gas Company | Incentive:Paid | 31880 | 20.19 |  | 1 | 1579 |  | 1579 |  | 2017-12-19 13:20 | 2017-12-28 | EVOLUTION ENERGY SOLUTIONS L L C | Retrofit | Los Angeles | Los Angeles | 90004 | Host Customer is System Owner | [7 empty] | 450.45 | 40.95 |  | Drainback | Drainback (Water) | Solar Storage and Auxiliary Tanks are separate |  | 1 | 1 | 840 | Z09 | 20 | Units | Apartments/Condos | TRB-40 | 11 | 1 | 800 | 1 | 100 | 1 | 250000 | TRUE | 140 | 140 |  |  |  |  | Los Angeles | FALSE | 20.19 |  | 2017-12-18 |  | 2017-12-19 | 2017-12-28 | 2019-11-13 | 2019-11-15 | 1804 | 31880 | Up-front Payment
SCG-010289 | Commercial/Multifamily Residential | Domestic Hot Water | Gas | Southern California Gas Company | Incentive:Paid | 37876 | 20.19 |  | 1 | 1876 |  | 1876 |  | 2017-12-27 09:16 | 2018-05-31 | EVOLUTION ENERGY SOLUTIONS L L C | Retrofit | North Hills | Los Angeles | 91343 | Host Customer is System Owner | [7 empty] | 520.52 | 40.04 |  | Drainback | Drainback (Water) | Solar Storage and Auxiliary Tanks are separate |  | 1 | 1 | 1040 | Z09 | 26 | Units | Apartments/Condos | 10002008 | 13 | 1 | 1000 | 1 | 200 | 2 | 540000 | TRUE | 140 | 140 |  | SunEarth - SETR A503 TTR U + VFS 10-200 |  | SunEarth - SETR A503 TTR U + VFS 10-200 | Los Angeles | FALSE | 20.19 |  | 2017-12-18 |  | 2017-12-27 | 2018-05-31 | 2019-03-19 | 2019-04-01 | 2025 | 37876 | Up-front Payment
SCG-010290 | Commercial/Multifamily Residential | Domestic Hot Water | Gas | Southern California Gas Company | Incentive:Paid | 44034 | 20.19 |  | 1 | 2181 |  | 2181 |  | 2017-12-27 09:21 | 2018-05-31 | EVOLUTION ENERGY SOLUTIONS L L C | Retrofit | North Hills | Los Angeles | 91343 | Host Customer is System Owner | [7 empty] | 589.68 | 42.12 |  | Drainback | Drainback (Water) | Solar Storage and Auxiliary Tanks are separate |  | 1 | 1 | 1200 | Z09 | 30 | Units | Apartments/Condos | 10001912 | 14 | 1 | 1000 | 1 | 100 | 1 | 270000 | TRUE | 140 | 140 |  | SunEarth - SETR A503 TTR U + VFS 10-200 |  | SunEarth - SETR A503 TTR U + VFS 10-200 | Los Angeles | FALSE | 20.19 |  | 2017-12-18 |  | 2017-12-27 | 2018-05-31 | 2019-04-16 | 2019-04-30 | 2003 | 44034 | Up-front Payment
PGE-010291 | Low Income Multifamily Residential | Domestic Hot Water | Gas | Pacific Gas and Electric | Incentive:Paid | 76708 | 24.89 |  | 1 | 3113 |  | 3082 |  | 2018-01-29 10:09 | 2018-02-05 | SUN LIGHT & POWER | New Construction | Fremont | Alameda | 94539 | Host Customer is System Owner | [7 empty] | 964.08 | 40.17 |  | Glycol | Pressure Stagnation Protection (PSP) | Solar Storage and Auxiliary Tanks are separate |  | 0.99 | 1 | 3040 | Z03 | 80 | Units | Apartments/Condos | 2010115A | 24 | 1 | 1400 | 1 | 480 | 3 | 990000 | TRUE | 140 | 125 |  | Heliodyne - Delta-T Pro Ethernet |  | Heliodyne - Delta-T Pro Ethernet | City of Fremont | FALSE | 30.41 |  | 2018-01-19 | 2018-02-02 | 2018-01-29 | 2018-02-05 | 2019-07-18 | 2019-08-09 | 1892 | 94676 | Up-front Payment
SCG-010292 | Commercial/Multifamily Residential | Domestic Hot Water | Gas | Southern California Gas Company | Incentive:Paid | 43509 | 20.19 |  | 1 | 2155 |  | 2155 |  | 2017-12-27 09:22 | 2018-05-31 | EVOLUTION ENERGY SOLUTIONS L L C | Retrofit | Panorama City | Los Angeles | 91402 | Host Customer is System Owner | [7 empty] | 573.3 | 40.95 |  | Drainback | Drainback (Water) | Solar Storage and Auxiliary Tanks are separate |  | 1 | 1 | 1200 | Z09 | 30 | Units | Apartments/Condos | TRB-40 | 14 | 1 | 1100 | 1 | 200 | 2 | 470000 | TRUE | 140 | 140 |  | SunEarth - SETR A503 TTR U + VFS 10-200 |  | SunEarth - SETR A503 TTR U + VFS 10-200 | Los Angeles | FALSE | 20.19 |  | 2017-12-18 |  | 2017-12-27 | 2018-05-31 | 2019-03-14 | 2019-03-14 | 2052 | 43509 | Up-front Payment
SCG-010293 | Commercial/Multifamily Residential | Domestic Hot Water | Gas | Southern California Gas Company | Incentive:Paid | 43509 | 20.19 |  | 1 | 2155 |  | 2155 |  | 2017-12-27 09:23 | 2018-05-31 | EVOLUTION ENERGY SOLUTIONS L L C | Retrofit | Panorama City | Los Angeles | 91402 | Host Customer is System Owner | [7 empty] | 573.3 | 40.95 |  | Drainback | Drainback (Water) | Solar Storage and Auxiliary Tanks are separate |  | 1 | 1 | 1200 | Z09 | 30 | Units | Apartments/Condos | TRB-40 | 14 | 1 | 1100 | 1 | 200 | 2 | 469000 | TRUE | 140 | 140 |  | SunEarth - SETR A503 TTR U + VFS 10-200 |  | SunEarth - SETR A503 TTR U + VFS 10-200 | Los Angeles | FALSE | 20.19 |  | 2017-12-18 |  | 2017-12-27 | 2018-05-31 | 2019-03-14 | 2019-03-15 | 2049 | 43509 | Up-front Payment
SCG-010294 | Commercial/Multifamily Residential | Domestic Hot Water | Gas | Southern California Gas Company | Incentive:Paid | 43509 | 20.19 |  | 1 | 2155 |  | 2155 |  | 2017-12-27 09:24 | 2018-05-31 | EVOLUTION ENERGY SOLUTIONS L L C | Retrofit | Panorama City | Los Angeles | 91402 | Host Customer is System Owner | [7 empty] | 573.3 | 40.95 |  | Drainback | Drainback (Water) | Solar Storage and Auxiliary Tanks are separate |  | 1 | 1 | 1200 | Z09 | 30 | Units | Apartments/Condos | TRB-40 | 14 | 1 | 1100 | 1 | 200 | 2 | 540000 | TRUE | 140 | 140 |  | SunEarth - SETR A503 TTR U + VFS 10-200 |  | SunEarth - SETR A503 TTR U + VFS 10-200 | Los Angeles | FALSE | 20.19 |  | 2017-12-18 |  | 2017-12-27 | 2018-05-31 | 2019-04-16 | 2019-04-16 | 2017 | 43509 | Up-front Payment
SCG-010296 | Low Income Multifamily Residential | Domestic Hot Water | Gas | Southern California Gas Company | Incentive:Paid | 67775 | 24.89 |  | 1 | 2723 |  | 2723 |  | 2018-01-03 08:22 | 2018-02-28 | CALIFORNIA SOLAR INTEGRATORS INC | New Construction | Los Angeles | Los Angeles | 90027 | Host Customer is System Owner | [7 empty] | 655.2 | 40.95 |  | Glycol | Steam Back | Solar Storage and Auxiliary Tanks are separate |  | 1 | 1 | 2052 | Z09 | 54 | Units | Apartments/Condos | TRB-40 | 16 | 1 | 1080 | 1 | 335 | 1 | 2000000 | TRUE | 120 | 140 |  | SunEarth - SETRA503 TTR U + Series 200 |  | SunEarth - SETRA503 TTR U + Series 200 | City of Los Angeles | FALSE | 51.58 |  | 2017-12-19 |  | 2018-01-03 | 2018-02-28 | 2019-01-03 | 2019-02-19 | 2055 | 140443.47 | Up-front Payment
SCG-010297 | Low Income Single Family Residential | Domestic Hot Water | Gas | Southern California Gas Company | Incentive:Canceled | 4723 | 36.9 |  | 1 | 128 |  | 128 |  | 2017-12-30 09:58 |  | TITANIUM POWER INC | Retrofit | Canoga Park | Los Angeles | 91303 | Host Customer is System Owner | 7 |  | 30004079 | GREENoneTEC Solarindustrie GmbH | Solpal Plus | Solpal Plus L-GT | Direct Integral Collector Storage (DI) | 25.66 |  | Solpal Plus L |  |  | Solar Storage with Tankless Auxiliary Water Heater | 51 | 1 | 1 | 85 | Z09 | [18 empty] | Los Angeles | FALSE | 37.18 |  | 2011-06-01: 2017-12-19; 2011-06-21: 2018-02-07; 2011-08-03: 2017-12-30 | 2354 | 4759 | Up-front Payment
SCG-010299 | Low Income Single Family Residential | Domestic Hot Water | Gas | Southern California Gas Company | Incentive:Canceled | 4723 | 36.9 |  | 1 | 128 |  | 128 |  | 2017-12-27 09:03 |  | TITANIUM POWER INC | Retrofit | Panorama City | Los Angeles | 91402 | Host Customer is System Owner | 10 |  | 30004079 | GREENoneTEC Solarindustrie GmbH | Solpal Plus | Solpal Plus L-GT | Direct Integral Collector Storage (DI) | 25.66 |  | Solpal Plus L |  |  | Solar Storage with Tankless Auxiliary Water Heater | 51 | 1 | 1 | 115 | Z09 | [18 empty] | Los Angeles | FALSE | 37.18 |  | 2011-06-01: 2017-12-19; 2011-06-21: 2018-02-07; 2011-08-03: 2017-12-27 | 2354 | 4759 | Up-front Payment
SCG-010300 | Commercial/Multifamily Residential | Domestic Hot Water | Gas | Southern California Gas Company | Incentive:Paid | 42278 | 20.19 |  | 1 | 2094 |  | 2094 |  | 2017-12-27 09:20 | 2018-05-31 | EVOLUTION ENERGY SOLUTIONS L L C | Retrofit | Van Nuys | Los Angeles | 91405 | Host Customer is System Owner | [7 empty] | 573.3 | 40.95 |  | Drainback | Drainback (Water) | Solar Storage and Auxiliary Tanks are separate |  | 1 | 1 | 1160 | Z09 | 29 | Units | Apartments/Condos | TRB-40 | 14 | 1 | 1100 | 1 | 200 | 2 | 540000 | TRUE | 140 | 140 |  | SunEarth - SETR A503 TTR U + VFS 10-200 |  | SunEarth - SETR A503 TTR U + VFS 10-200 | Los Angeles | FALSE | 20.19 |  | 2017-12-19 |  | 2017-12-27 | 2018-05-31 | 2019-04-29 | 2019-05-13 | 1991 | 42278 | Up-front Payment
SCG-010301 | Low Income Single Family Residential | Domestic Hot Water | Gas | Southern California Gas Company | Incentive:Paid | 4723 | 36.9 |  | 1 | 128 |  | 128 |  | 2017-12-30 09:55 | 2018-02-06 | TITANIUM POWER INC | Retrofit | Pacoima | Los Angeles | 91331 | Host Customer is System Owner | 5 |  | 30004079 | GREENoneTEC Solarindustrie GmbH | Solpal Plus | Solpal Plus L-GT | Direct Integral Collector Storage (DI) | 25.66 |  | Solpal Plus L |  |  | Solar Storage with Tankless Auxiliary Water Heater | 51 | 1 | 1 | 65 | Z09 | [18 empty] | Los Angeles | FALSE | 37.18 |  | 2011-06-01: 2017-12-19; 2011-08-03: 2017-12-30; 2011-09-20: 2018-02-06 | 2451 | 4759 | Up-front Payment
SCG-010302 | Low Income Single Family Residential | Domestic Hot Water | Gas | Southern California Gas Company | Incentive:Paid | 5397 | 36.9 |  | 1 | 162 |  | 162 |  | 2018-01-16 10:55 | 2018-02-01 | MARAVILLA FOUNDATION | Retrofit | Los Angeles | Los Angeles | 90022 | Host Customer is System Owner | 14 |  | 2010017C | Alternate Energy Technologies | EAGLESUN | DBS-G2-80-64 | Indirect Forced Circulation (IF) | 65.34 |  | MSC-32 | Automatic Drainback |  | Solar Storage and Auxiliary Tanks are separate | 80 | 1 | 1 | 155 | Z09 | [18 empty] | County of Los Angeles | FALSE | 44.99 |  | 2011-06-01: 2017-12-19; 2011-08-03: 2018-01-16; 2011-09-20: 2018-02-01 | 2453 | 7288.95 | Up-front Payment
SCG-010303 | Multifamily Residential - Disadvantaged Community | Domestic Hot Water | Gas | Southern California Gas Company | Incentive:Paid | 2382 | 20.19 |  | 1 | 118 |  | 118 |  | 2018-03-16 09:51 | 2018-06-04 | INTELLIGENT GREEN SOLUTIONS CA | Retrofit | Tulare | Tulare | 93274 | Lease |  |  | 30004236 | SunMaxx Solar LLC | ThermoPower | VTS30-HP-G | Indirect Thermosyphon (IT) | 47.9 | 29.49 | ThermoPower-VTS-HP30 | Automatic Drainback |  | Solar Storage and Auxiliary Tanks are separate | 79 | 1 | 1 | 0 | Z13 |  |  | Other |  | 1 | 1 | 500 | 1 | 75 | 1 | 75100 | FALSE | 160 | 140 |  |  |  |  | City of Tulare | FALSE | 55 |  | 2017-12-20 |  | 2018-03-16 | 2018-06-04 | 2018-06-08 | 2018-07-11 | 2297 | 6490 | Up-front Payment
PGE-010304 | Single Family Residential - Disadvantaged Community | Domestic Hot Water | Gas | Pacific Gas and Electric | Incentive:Paid | 2642 | 29.85 |  | 1 | 118 |  | 88 |  | 2018-02-08 12:36 | 2018-04-30 | INTELLIGENT GREEN SOLUTIONS CA | Retrofit | SANGER | Fresno | 93657 | Host Customer is System Owner | 5 |  | 30004236 | SunMaxx Solar LLC | ThermoPower | VTS30-HP-G | Indirect Thermosyphon (IT) | 47.9 |  | ThermoPower-VTS-HP30 | Automatic Drainback |  | Solar Storage and Auxiliary Tanks are separate | 79 | 1 | 0.75 | 65 | Z13 | [18 empty] | City of Sanger | FALSE | 52.88 |  | 2017-12-20 | 2018-02-15 |  |  | 2018-02-08 | 2018-04-30 | 2349 | 6240 | Up-front Payment
SCG-010305 | Commercial/Multifamily Residential | Domestic Hot Water | Gas | Southern California Gas Company | Incentive:Canceled | 37634 | 20.19 |  | 1 | 1864 |  | 1864 |  | 2017-12-26 08:29 | 2018-05-31 |  | Retrofit | Los Angeles | Los Angeles | 90020 | Host Customer is System Owner | [7 empty] | 532.35 | 40.95 |  | Drainback |  | Solar Storage and Auxiliary Tanks are separate |  | 1 | 1 | 960 | Z09 | 24 | Units | Apartments/Condos | TRB-40 | 13 | 1 | 1000 | 1 | 100 | 1 | 199000 | TRUE | 140 | 140 |  | SunEarth - SETR A503 TTR U + VFS 10-200 |  | SunEarth - SETR A503 TTR U + VFS 10-200 |  | FALSE | 20.19 |  | 2011-06-01: 2017-12-20; 2011-06-23: 2017-12-26; 2011-07-01: 2018-05-31 | 2340 | 37634 | Up-front Payment
SDG-010306 | Single Family Residential | Domestic Hot Water | Gas | San Diego Gas and Electric | Incentive:Paid | 4112 | 29.85 |  | 1 | 145 |  | 138 |  | 2018-01-26 12:30 | 2018-02-14 | CLEANTECH ENERGY SOLUTIONS INC | Retrofit | Fallbrook | San Diego | 92028 | Host Customer is System Owner | 4 |  | 2001001C | SunEarth, Inc. | SOLARAY | TE48P-80-2G | Indirect Forced Circulation (IF) | 49.3 |  | EP-24 / EP-24-0.75 | Glycol | Advanced Controller with a Vacation or Holiday Mode | Solar Storage and Auxiliary Tanks are separate | 80 | 0.95 | 1 | 55 | Z10 | [18 empty] | County of San Diego | FALSE | 64.17 |  | 2017-12-20 | 2018-01-29 |  |  | 2018-01-26 | 2018-02-14 | 2420 | 9305 | Up-front Payment
SCG-010307 | Commercial/Multifamily Residential | Domestic Hot Water | Gas | Southern California Gas Company | Incentive:Paid | 56007 | 20.19 |  | 1 | 2774 |  | 2774 |  | 2017-12-22 07:16 | 2018-02-02 | SUNLIGHT ENERGY SYSTEMS INC | Retrofit | TUSTIN | Orange | 92780 | Host Customer is System Owner | [7 empty] | 1023.75 | 40.95 |  | Drainback |  | Solar Storage with Tankless Auxiliary Water Heater |  | 1 | 1 | 1440 | Z08 | 36 | Units | Apartments/Condos | TRB-40 | 25 | 1 | 1212 | 1 | 1 | 1 | 264000 | TRUE | 130 | 130 |  | SunEarth - SETR A503 TTR U + VFS 20-400 |  | SunEarth - SETR A503 TTR U + VFS 20-400 | TUSTIN | FALSE | 30.8 |  | 2017-12-20 |  | 2017-12-22 | 2018-02-02 | 2018-12-12 | 2019-01-14 | 2111 | 85436 | Up-front Payment
SCG-010308 | Single Family Residential | Domestic Hot Water | Gas | Southern California Gas Company | Incentive:Paid | 4197 | 29.85 |  | 1 | 148 |  | 141 |  | 2018-01-24 16:05 | 2018-02-05 | SUNLIGHT ENERGY SYSTEMS INC | Retrofit | SANTA ANA | Orange | 92705 | Host Customer is System Owner | 6 |  | 30003944 | SunEarth, Inc. | SolaRay 2 | SE64P-80-2G | Indirect Forced Circulation (IF) | 65.67 |  | EP-32 / EP-32-0.75 | Glycol | Advanced Controller with a Vacation or Holiday Mode | Solar Storage and Auxiliary Tanks are separate | 76.1 | 1 | 0.95 | 75 | Z08 | [11 empty] | FALSE | [6 empty] | COUNTY OF ORANGE | FALSE | 57.5 |  | 2011-06-01: 2017-12-20; 2011-08-03: 2018-01-24; 2011-09-20: 2018-02-05 | 2452 | 8510 | Up-front Payment
SCG-010310 | Commercial/Multifamily Residential | Domestic Hot Water | Gas | Southern California Gas Company | Incentive:Canceled | 37634 | 20.19 |  | 1 | 1864 |  | 1864 |  | 2017-12-26 08:27 | 2018-05-31 |  | Retrofit | Los Angeles | Los Angeles | 90020 | Host Customer is System Owner | [7 empty] | 532.35 | 40.95 |  | Drainback |  | Solar Storage and Auxiliary Tanks are separate |  | 1 | 1 | 960 | Z09 | 24 | Units | Apartments/Condos | TRB-40 | 13 | 1 | 1000 | 1 | 100 | 1 | 199000 | TRUE | 140 | 140 |  | SunEarth - SETR A503 TTR U + VFS 10-200 |  | SunEarth - SETR A503 TTR U + VFS 10-200 |  | FALSE | 20.19 |  | 2011-06-01: 2017-12-20; 2011-06-23: 2017-12-26; 2011-07-01: 2018-05-31 | 2340 | 37634 | Up-front Payment
SCG-010311 | Low Income Single Family Residential | Domestic Hot Water | Gas | Southern California Gas Company | Incentive:Paid | 5397 | 36.9 |  | 1 | 162 |  | 160 |  | 2018-01-25 10:57 | 2018-02-01 | MARAVILLA FOUNDATION | Retrofit | Los Angeles | Los Angeles | 90022 | Host Customer is System Owner | 1 |  | 2010017C | Alternate Energy Technologies | EAGLESUN | DBS-G2-80-64 | Indirect Forced Circulation (IF) | 65.34 |  | MSC-32 | Automatic Drainback | Drainback (Water) | Solar Storage and Auxiliary Tanks are separate | 80 | 0.99 | 1 | 20 | Z09 | [18 empty] | County of Los Angeles | FALSE | 41.41 |  | 2011-06-01: 2017-12-20; 2011-08-03: 2018-01-25; 2011-09-20: 2018-02-01 | 2453 | 6708.05 | Up-front Payment
SCG-010312 | Commercial/Multifamily Residential | Domestic Hot Water | Gas | Southern California Gas Company | Incentive:Paid | 43509 | 20.19 |  | 1 | 2155 |  | 2155 |  | 2017-12-27 09:35 | 2018-05-31 | EVOLUTION ENERGY SOLUTIONS L L C | Retrofit | Panorama City | Los Angeles | 91402 | Host Customer is System Owner | [7 empty] | 573.3 | 40.95 |  | Drainback | Drainback (Water) | Solar Storage and Auxiliary Tanks are separate |  | 1 | 1 | 1200 | Z09 | 30 | Units | Apartments/Condos | TRB-40 | 14 | 1 | 1100 | 1 | 200 | 2 | 470000 | TRUE | 140 | 140 |  | SunEarth - SETR A503 TTR U + VFS 10-200 |  | SunEarth - SETR A503 TTR U + VFS 10-200 | Los Angeles | FALSE | 20.19 |  | 2017-12-20 |  | 2017-12-27 | 2018-05-31 | 2019-04-24 | 2019-05-01 | 2003 | 43509 | Up-front Payment
SCG-010313 | Commercial/Multifamily Residential | Domestic Hot Water | Gas | Southern California Gas Company | Incentive:Paid | 44418 | 20.19 |  | 1 | 2200 |  | 2200 |  | 2017-12-27 09:37 | 2018-05-31 | EVOLUTION ENERGY SOLUTIONS L L C | Retrofit | Panorama City | Los Angeles | 91402 | Host Customer is System Owner | [7 empty] | 573.3 | 40.95 |  | Drainback | Drainback (Water) | Solar Storage and Auxiliary Tanks are separate |  | 1 | 1 | 1280 | Z09 | 32 | Units | Apartments/Condos | TRB-40 | 14 | 1 | 1100 | 1 | 200 | 2 | 400000 | TRUE | 140 | 140 |  | SunEarth - SETR A503 TTR U + VFS 10-200 |  | SunEarth - SETR A503 TTR U + VFS 10-200 | Los Angeles | FALSE | 20.19 |  | 2017-12-20 |  | 2017-12-27 | 2018-05-31 | 2019-06-17 | 2019-06-17 | 1956 | 44418 | Up-front Payment
SCG-010314 | Low Income Single Family Residential | Domestic Hot Water | Gas | Southern California Gas Company | Incentive:Paid | 5397 | 36.9 |  | 1 | 162 |  | 162 |  | 2018-01-16 10:52 | 2018-02-01 | MARAVILLA FOUNDATION | Retrofit | Los Angeles | Los Angeles | 90022 | Host Customer is System Owner | 2 |  | 2010017C | Alternate Energy Technologies | EAGLESUN | DBS-G2-80-64 | Indirect Forced Circulation (IF) | 65.34 |  | MSC-32 | Automatic Drainback | Drainback (Water) | Solar Storage and Auxiliary Tanks are separate | 80 | 1 | 1 | 35 | Z09 | [18 empty] | County of Los Angeles | FALSE | 40.89 |  | 2011-06-01: 2017-12-20; 2011-08-03: 2018-01-16; 2011-09-20: 2018-02-01 | 2453 | 6624.87 | Up-front Payment
SCG-010315 | Commercial/Multifamily Residential | Domestic Hot Water | Gas | Southern California Gas Company | Incentive:Paid | 41773 | 20.19 |  | 1 | 2069 |  | 2069 |  | 2017-12-27 09:17 | 2018-05-31 | EVOLUTION ENERGY SOLUTIONS L L C | Retrofit | Panorama City | Los Angeles | 91402 | Host Customer is System Owner | [7 empty] | 573.3 | 40.95 |  | Drainback | Drainback (Water) | Solar Storage and Auxiliary Tanks are separate |  | 1 | 1 | 1080 | Z09 | 27 | Units | Apartments/Condos | TRB-40 | 14 | 1 | 1100 | 1 | 200 | 2 | 470000 | TRUE | 140 | 140 |  | SunEarth - SETR A503 TTR U + VFS 10-200 |  | SunEarth - SETR A503 TTR U + VFS 10-200 | Los Angeles | FALSE | 20.19 |  | 2017-12-20 |  | 2017-12-27 | 2018-05-31 | 2019-06-17 | 2019-06-17 | 1956 | 41773 | Up-front Payment
SCG-010316 | Commercial/Multifamily Residential | Domestic Hot Water | Gas | Southern California Gas Company | Incentive:Paid | 42985 | 20.19 |  | 1 | 2129 |  | 2129 |  | 2017-12-27 09:18 | 2018-05-31 | EVOLUTION ENERGY SOLUTIONS L L C | Retrofit | Panorama City | Los Angeles | 91402 | Host Customer is System Owner | [7 empty] | 573.3 | 40.95 |  | Drainback | Drainback (Water) | Solar Storage and Auxiliary Tanks are separate |  | 1 | 1 | 1160 | Z09 | 29 | Units | Apartments/Condos | TRB-40 | 14 | 1 | 1100 | 1 | 200 | 2 | 470000 | TRUE | 140 | 140 |  | SunEarth - SETR A503 TTR U + VFS 10-200 |  | SunEarth - SETR A503 TTR U + VFS 10-200 | Los Angeles | FALSE | 20.19 |  | 2017-12-20 |  | 2017-12-27 | 2018-05-31 | 2019-06-17 | 2019-06-17 | 1956 | 42985 | Up-front Payment
SCG-010317 | Commercial/Multifamily Residential | Domestic Hot Water | Gas | Southern California Gas Company | Incentive:Paid | 43509 | 20.19 |  | 1 | 2155 |  | 2155 |  | 2017-12-27 09:19 | 2018-05-31 | EVOLUTION ENERGY SOLUTIONS L L C | Retrofit | Van Nuys | Los Angeles | 91405 | Host Customer is System Owner | [7 empty] | 573.3 | 40.95 |  | Drainback | Drainback (Water) | Solar Storage and Auxiliary Tanks are separate |  | 1 | 1 | 1200 | Z09 | 30 | Units | Apartments/Condos | TRB-40 | 14 | 1 | 1100 | 1 | 200 | 2 | 540000 | TRUE | 140 | 140 |  | SunEarth - SETR A503 TTR U + VFS 10-200 |  | SunEarth - SETR A503 TTR U + VFS 10-200 | Los Angeles | FALSE | 20.19 |  | 2017-12-22 |  | 2017-12-27 | 2018-05-31 | 2019-02-21 | 2019-02-25 | 2069 | 43509 | Up-front Payment
SCG-010318 | Commercial Pools | Pool Heating | Gas | Southern California Gas Company | Incentive:Paid | 4640 | 5 |  | 1 | 928 |  | 928 |  | 2017-12-21 09:21 | 2017-12-28 | SUNTREK INDUSTRIES INC | Retrofit | Huntington Beach | Los Angeles | 92649 | Host Customer is System Owner | [7 empty] | 460.08 | 38.34 |  | Drainback |  |  |  | 1 | 1 |  | Z06 |  |  |  | 2007048A | 12 | 1 | [5 empty] | FALSE | [6 empty] | State of California | FALSE | 12 |  | 2017-12-20 |  | 2017-12-21 | 2017-12-28 | 2018-02-22 | 2018-03-09 | 2420 | 11140 | Up-front Payment
SCG-010319 | Low Income Multifamily Residential | Domestic Hot Water | Gas | Southern California Gas Company | Incentive:Paid | 58566 | 24.89 |  | 1 | 2353 |  | 2353 |  | 2018-01-23 13:28 | 2018-03-01 | DOCTOR PIPER INC | Retrofit | Santa Ana | Los Angeles | 92706 | Lease | [7 empty] | 803.4 | 40.17 |  | Glycol | Steam Back | Solar Storage and Auxiliary Tanks are separate |  | 1 | 1 | 1600 | Z08 | 40 | Units | Apartments/Condos | 2010115A | 20 | 1 | 1600 | 1 | 200 | 2 | 200000 | TRUE | 135 | 135 |  | SunEarth - SETR0603mcU + VFS 10-200 |  | SunEarth - SETR0603mcU + VFS 10-200 | City of Santa Ana | FALSE | 45.78 |  | 2018-01-17 |  | 2018-01-23 | 2018-03-01 | 2018-09-28 | 2018-10-18 | 2194 | 107730 | Up-front Payment
SCG-010321 | Commercial/Multifamily Residential | Domestic Hot Water | Gas | Southern California Gas Company | Incentive:Paid | 50158 | 20.19 |  | 1 | 2535 |  | 2484 |  | 2017-12-22 11:39 | 2018-02-01 | EVOLUTION ENERGY SOLUTIONS L L C | Retrofit | Stanton | Orange | 90680 | Host Customer is System Owner | [7 empty] | 655.2 | 40.95 |  | Drainback | Drainback (Water) | Solar Storage and Auxiliary Tanks are separate |  | 0.98 | 1 | 1440 | Z08 | 36 | Units | Apartments/Condos | TRB-40 | 16 | 1 | 1300 | 1 | 115 | 1 | 399000 | TRUE | 140 | 140 |  | SunEarth - SETR A503 TTR U + VFS 10-200 |  | Enovative Group, Inc. - AutoHot DS-100AR | Stanton | FALSE | 19.79 |  | 2017-12-21 |  | 2017-12-22 | 2018-02-01 | 2020-03-11 | 2020-03-17 | 1679 | 50158 | Up-front Payment
SCG-010322 | Commercial/Multifamily Residential | Domestic Hot Water | Gas | Southern California Gas Company | Incentive:Paid | 54634 | 20.19 |  | 1 | 2706 |  | 2706 |  | 2017-12-22 13:12 | 2018-02-01 | EVOLUTION ENERGY SOLUTIONS L L C | Retrofit | Stanton | Orange | 90680 | Host Customer is System Owner | [7 empty] | 778.05 | 40.95 |  | Drainback | Drainback (Water) | Solar Storage and Auxiliary Tanks are separate |  | 1 | 1 | 1520 | Z08 | 38 | Units | Apartments/Condos | TRB-40 | 19 | 1 | 1500 | 1 | 115 | 1 | 650000 | TRUE | 140 | 140 |  | SunEarth - SETR A503 TTR U + VFS 10-200 |  | Enovative Group, Inc. - AutoHot DS-100AR | Stanton | FALSE | 20.19 |  | 2017-12-21 |  | 2017-12-22 | 2018-02-01 | 2020-03-11 | 2020-03-17 | 1679 | 54634 | Up-front Payment
SCG-010323 | Commercial/Multifamily Residential | Domestic Hot Water | Gas | Southern California Gas Company | Incentive:Paid | 51242 | 20.19 |  | 1 | 2538 |  | 2538 |  | 2017-12-22 11:29 | 2018-02-01 | EVOLUTION ENERGY SOLUTIONS L L C | Retrofit | Stanton | Orange | 90680 | Host Customer is System Owner | [7 empty] | 655.2 | 40.95 |  | Drainback | Drainback (Water) | Solar Storage and Auxiliary Tanks are separate |  | 1 | 1 | 1440 | Z08 | 36 | Units | Apartments/Condos | TRB-40 | 16 | 1 | 1300 | 1 | 115 | 1 | 399000 | TRUE | 140 | 140 |  | SunEarth - SETR A503 TTR U + VFS 10-200 |  | Enovative Group, Inc. - AutoHot DS-100AR | Stanton | FALSE | 21.17 |  | 2017-12-21 |  | 2017-12-22 | 2018-02-01 | 2020-03-11 | 2020-03-17 | 1679 | 53742 | Up-front Payment
SCG-010327 | Commercial/Multifamily Residential | Domestic Hot Water | Gas | Southern California Gas Company | Incentive:Paid | 38583 | 20.19 |  | 1 | 1911 |  | 1911 |  | 2017-12-22 14:39 | 2018-02-01 | EVOLUTION ENERGY SOLUTIONS L L C | Retrofit | Sherman Oaks | Los Angeles | 91403 | Host Customer is System Owner | [7 empty] | 532.35 | 40.95 |  | Drainback | Drainback (Water) | Solar Storage and Auxiliary Tanks are separate |  | 1 | 1 | 1000 | Z09 | 25 | Units | Apartments/Condos | TRB-40 | 13 | 1 | 1000 | 1 | 193 | 2 | 400000 | TRUE | 140 | 140 |  | SunEarth - SETR A503 TTR U + VFS 10-200 |  | SunEarth - SETR A503 TTR U + VFS 10-200 | Los Angeles | FALSE | 20.19 |  | 2017-12-22 |  | 2017-12-22 | 2018-02-01 | 2019-03-22 | 2019-03-25 | 2041 | 38583 | Up-front Payment
SCG-010328 | Low Income Single Family Residential | Domestic Hot Water | Gas | Southern California Gas Company | Incentive:Paid | 4723 | 36.9 |  | 1 | 128 |  | 128 |  | 2018-01-09 13:38 | 2018-02-13 | TITANIUM POWER INC | Retrofit | Sun Valley | Los Angeles | 91352 | Host Customer is System Owner | 4 |  | 30004079 | GREENoneTEC Solarindustrie GmbH | Solpal Plus | Solpal Plus L-GT | Direct Integral Collector Storage (DI) | 25.66 |  | Solpal Plus L |  |  | Solar Storage with Tankless Auxiliary Water Heater | 51 | 1 | 1 | 55 | Z09 | [18 empty] | Los Angeles | FALSE | 37.18 |  | 2011-06-01: 2017-12-22; 2011-08-03: 2018-01-09; 2011-09-20: 2018-02-13 | 2440 | 4759 | Up-front Payment
SCG-010329 | Low Income Single Family Residential | Domestic Hot Water | Gas | Southern California Gas Company | Incentive:Paid | 4723 | 36.9 |  | 1 | 128 |  | 128 |  | 2017-12-27 08:57 | 2018-02-05 | TITANIUM POWER INC | Retrofit | Pacoima | Los Angeles | 91331 | Host Customer is System Owner | 4 |  | 30004079 | GREENoneTEC Solarindustrie GmbH | Solpal Plus | Solpal Plus L-GT | Direct Integral Collector Storage (DI) | 25.66 |  | Solpal Plus L |  |  | Solar Storage with Tankless Auxiliary Water Heater | 51 | 1 | 1 | 55 | Z09 | [18 empty] | Los Angeles | FALSE | 37.18 |  | 2011-06-01: 2017-12-22; 2011-08-03: 2017-12-27; 2011-09-20: 2018-02-05 | 2448 | 4759 | Up-front Payment
SCG-010330 | Commercial/Multifamily Residential | Domestic Hot Water | Gas | Southern California Gas Company | Incentive:Paid | 36806 | 20.19 |  | 1 | 1823 |  | 1823 |  | 2017-12-22 14:35 | 2018-02-01 | EVOLUTION ENERGY SOLUTIONS L L C | Retrofit | North Hollywood | Los Angeles | 91605 | Host Customer is System Owner | [7 empty] | 532.35 | 40.95 |  | Drainback | Drainback (Water) | Solar Storage and Auxiliary Tanks are separate |  | 1 | 1 | 920 | Z09 | 23 | Units | Apartments/Condos | TRB-40 | 13 | 1 | 1000 | 1 | 100 | 1 | 200000 | TRUE | 140 | 140 |  | SunEarth - SETR A503 TTR U + VFS 10-200 |  | SunEarth - SETR A503 TTR U + VFS 10-200 | Los Angeles | FALSE | 20.19 |  | 2017-12-22 |  | 2017-12-22 | 2018-02-01 | 2018-08-13 | 2018-08-13 | 2262 | 36806 | Up-front Payment
SCG-010331 | Commercial/Multifamily Residential | Domestic Hot Water | Gas | Southern California Gas Company | Incentive:Paid | 50475 | 20.19 |  | 1 | 2500 |  | 2500 |  | 2017-12-22 14:26 | 2018-02-01 | EVOLUTION ENERGY SOLUTIONS L L C | Retrofit | Studio City | Los Angeles | 91604 | Host Customer is System Owner | [7 empty] | 655.2 | 40.95 |  | Drainback | Advanced Controller with a Vacation or Holiday Mode | Solar Storage and Auxiliary Tanks are separate |  | 1 | 1 | 1440 | Z09 | 36 | Units | Apartments/Condos | TRB-40 | 16 | 1 | 1300 | 1 | 115 | 1 | 750000 | TRUE | 140 | 140 |  | SunEarth - SETR A503 TTR U + VFS 10-200 |  | SunEarth - SETR A503 TTR U + VFS 10-200 | Los Angeles | FALSE | 20.19 |  | 2017-12-22 |  | 2017-12-22 | 2018-02-01 | 2018-11-08 | 2018-12-10 | 2143 | 50475 | Up-front Payment
SCG-010332 | Commercial/Multifamily Residential | Domestic Hot Water | Gas | Southern California Gas Company | Incentive:Paid | 39169 | 20.19 |  | 1 | 1940 |  | 1940 |  | 2017-12-22 14:42 | 2018-02-01 | EVOLUTION ENERGY SOLUTIONS L L C | Retrofit | Van Nuys | Los Angeles | 91406 | Host Customer is System Owner | [7 empty] | 532.35 | 40.95 |  | Drainback | Drainback (Water) | Solar Storage with Tankless Auxiliary Water Heater |  | 1 | 1 | 1080 | Z09 | 27 | Units | Apartments/Condos | TRB-40 | 13 | 1 | 1000 | 1 | 0 | 0 | 501600 | TRUE | 140 | 140 |  | SunEarth - SETR A503 TTR U + VFS 10-200 |  | SunEarth - SETR A503 TTR U + VFS 10-200 | Los Angeles | FALSE | 20.19 |  | 2017-12-22 |  | 2017-12-22 | 2018-02-01 | 2018-10-22 | 2018-11-07 | 2173 | 39169 | Up-front Payment
SCG-010333 | Commercial/Multifamily Residential | Domestic Hot Water | Gas | Southern California Gas Company | Incentive:Paid | 63255 | 20.19 |  | 1 | 3133 |  | 3133 |  | 2017-12-22 14:30 | 2018-02-01 | EVOLUTION ENERGY SOLUTIONS L L C | Retrofit | North Hills | Los Angeles | 91343 | Host Customer is System Owner | [7 empty] | 819 | 40.95 |  | Drainback | Advanced Controller with a Vacation or Holiday Mode | Solar Storage and Auxiliary Tanks are separate |  | 1 | 1 | 1840 | Z09 | 46 | Units | Apartments/Condos | 10001803 | 20 | 1 | 1500 | 1 | 165 | 1 | 750000 | TRUE | 140 | 140 |  | SunEarth - SETR A503 TTR U + VFS 10-200 |  | SunEarth - SETR A503 TTR U + VFS 10-200 | Los Angeles | FALSE | 20.19 |  | 2017-12-22 |  | 2017-12-22 | 2018-02-01 | 2018-08-13 | 2018-08-13 | 2262 | 63255 | Up-front Payment
SCG-010334 | Low Income Single Family Residential | Domestic Hot Water | Gas | Southern California Gas Company | Incentive:Paid | 4723 | 36.9 |  | 1 | 128 |  | 128 |  | 2017-12-27 08:54 | 2018-02-05 | TITANIUM POWER INC | Retrofit | Pacoima | Los Angeles | 91331 | Host Customer is System Owner | 4 |  | 30004079 | GREENoneTEC Solarindustrie GmbH | Solpal Plus | Solpal Plus L-GT | Direct Integral Collector Storage (DI) | 25.66 |  | Solpal Plus L |  |  | Solar Storage with Tankless Auxiliary Water Heater | 51 | 1 | 1 | 55 | Z09 | [18 empty] | Los Angeles | FALSE | 37.18 |  | 2011-06-01: 2017-12-22; 2011-08-03: 2017-12-27; 2011-09-20: 2018-02-05 | 2448 | 4759 | Up-front Payment
SCG-010335 | Low Income Single Family Residential | Domestic Hot Water | Gas | Southern California Gas Company | Incentive:Canceled | 4723 | 36.9 |  | 1 | 128 |  | 128 |  | 2018-01-09 12:20 |  | TITANIUM POWER INC | Retrofit | Pacoima | Los Angeles | 91331 | Host Customer is System Owner | 10 |  | 30004079 | GREENoneTEC Solarindustrie GmbH | Solpal Plus | Solpal Plus L-GT | Direct Integral Collector Storage (DI) | 25.66 |  | Solpal Plus L |  |  | Solar Storage with Tankless Auxiliary Water Heater | 51 | 1 | 1 | 115 | Z09 | [18 empty] | Los Angeles | FALSE | 37.18 |  | 2011-06-01: 2017-12-22; 2011-06-21: 2018-02-07; 2011-08-03: 2018-01-09 | 2354 | 4759 | Up-front Payment
SCG-010336 | Commercial/Multifamily Residential | Domestic Hot Water | Gas | Southern California Gas Company | Incentive:Paid | 39835 | 20.19 |  | 1 | 1973 |  | 1973 |  | 2017-12-27 09:24 | 2018-05-31 | EVOLUTION ENERGY SOLUTIONS L L C | Retrofit | Panorama City | Los Angeles | 91402 | Host Customer is System Owner | [7 empty] | 532.35 | 40.95 |  | Drainback | Drainback (Water) | Solar Storage and Auxiliary Tanks are separate |  | 1 | 1 | 1080 | Z09 | 27 | Units | Apartments/Condos | TRB-40 | 13 | 1 | 1000 | 1 | 200 | 2 | 450000 | TRUE | 140 | 140 |  | SunEarth - SETR A503 TTR U + VFS 10-200 |  | SunEarth - SETR A503 TTR U + VFS 10-200 | Los Angeles | FALSE | 20.19 |  | 2017-12-22 |  | 2017-12-27 | 2018-05-31 | 2019-06-17 | 2019-06-17 | 1956 | 39835 | Up-front Payment
SCG-010337 | Low Income Single Family Residential | Domestic Hot Water | Gas | Southern California Gas Company | Incentive:Paid | 4723 | 36.9 |  | 1 | 128 |  | 128 |  | 2017-12-27 08:51 | 2018-02-05 | TITANIUM POWER INC | Retrofit | Pacoima | Los Angeles | 91331 | Host Customer is System Owner | 7 |  | 30004079 | GREENoneTEC Solarindustrie GmbH | Solpal Plus | Solpal Plus L-GT | Direct Integral Collector Storage (DI) | 25.66 |  | Solpal Plus L |  |  | Solar Storage with Tankless Auxiliary Water Heater | 51 | 1 | 1 | 85 | Z09 | [18 empty] | Los Angeles | FALSE | 37.18 |  | 2011-06-01: 2017-12-22; 2011-08-03: 2017-12-27; 2011-09-20: 2018-02-05 | 2452 | 4759 | Up-front Payment
SCG-010338 | Commercial/Multifamily Residential | Domestic Hot Water | Gas | Southern California Gas Company | Incentive:Paid | 41773 | 20.19 |  | 1 | 2069 |  | 2069 |  | 2017-12-27 09:36 | 2018-05-31 | EVOLUTION ENERGY SOLUTIONS L L C | Retrofit | Panorama City | Los Angeles | 91402 | Host Customer is System Owner | [7 empty] | 573.3 | 40.95 |  | Drainback | Drainback (Water) | Solar Storage and Auxiliary Tanks are separate |  | 1 | 1 | 1120 | Z09 | 28 | Units | Apartments/Condos | TRB-40 | 14 | 1 | 1000 | 1 | 200 | 2 | 500000 | TRUE | 140 | 140 |  | SunEarth - SETR A503 TTR U + VFS 10-200 |  | SunEarth - SETR A503 TTR U + VFS 10-200 | Los Angeles | FALSE | 20.19 |  | 2017-12-22 |  | 2017-12-27 | 2018-05-31 | 2019-06-17 | 2019-06-17 | 1956 | 41773 | Up-front Payment
SCG-010339 | Low Income Single Family Residential | Domestic Hot Water | Gas | Southern California Gas Company | Incentive:Paid | 4723 | 36.9 |  | 1 | 128 |  | 128 |  | 2018-01-09 12:23 | 2018-02-13 | TITANIUM POWER INC | Retrofit | Pacoima | Los Angeles | 91331 | Host Customer is System Owner | 10 |  | 30004079 | GREENoneTEC Solarindustrie GmbH | Solpal Plus | Solpal Plus L-GT | Direct Integral Collector Storage (DI) | 25.66 |  | Solpal Plus L |  |  | Solar Storage with Tankless Auxiliary Water Heater | 51 | 1 | 1 | 115 | Z09 | [18 empty] | Los Angeles | FALSE | 37.18 |  | 2011-06-01: 2017-12-22; 2011-08-03: 2018-01-09; 2011-09-20: 2018-02-13 | 2440 | 4759 | Up-front Payment
SCG-010340 | Commercial/Multifamily Residential | Domestic Hot Water | Gas | Southern California Gas Company | Incentive:Paid | 39027 | 20.19 |  | 1 | 1933 |  | 1933 |  | 2017-12-27 09:39 | 2018-05-31 | EVOLUTION ENERGY SOLUTIONS L L C | Retrofit | North Hills | Los Angeles | 91343 | Host Customer is System Owner | [7 empty] | 532.35 | 40.95 |  | Drainback | Drainback (Water) | Solar Storage and Auxiliary Tanks are separate |  | 1 | 1 | 1040 | Z09 | 26 | Units | Apartments/Condos | TRB-40 | 13 | 1 | 1000 | 1 | 100 | 1 | 199000 | TRUE | 140 | 140 |  | SunEarth - SETR A503 TTR U + VFS 10-200 |  | SunEarth - SETR A503 TTR U + VFS 10-200 | Los Angeles | FALSE | 20.19 |  | 2017-12-22 |  | 2017-12-27 | 2018-05-31 | 2019-06-24 | 2019-06-25 | 1928 | 39027 | Up-front Payment
SCG-010342 | Low Income Single Family Residential | Domestic Hot Water | Gas | Southern California Gas Company | Incentive:Paid | 4723 | 36.9 |  | 1 | 128 |  | 128 |  | 2018-01-09 13:06 | 2018-02-13 | TITANIUM POWER INC | Retrofit | Pacoima | Los Angeles | 91331 | Host Customer is System Owner | 4 |  | 30004079 | GREENoneTEC Solarindustrie GmbH | Solpal Plus | Solpal Plus L-GT | Direct Integral Collector Storage (DI) | 25.66 |  | Solpal Plus L |  |  | Solar Storage with Tankless Auxiliary Water Heater | 51 | 1 | 1 | 55 | Z09 | [18 empty] | Los Angeles | FALSE | 37.18 |  | 2011-06-01: 2017-12-22; 2011-08-03: 2018-01-09; 2011-09-20: 2018-02-13 | 2440 | 4759 | Up-front Payment
SCG-010343 | Low Income Single Family Residential | Domestic Hot Water | Gas | Southern California Gas Company | Incentive:Paid | 4723 | 36.9 |  | 1 | 128 |  | 128 |  | 2017-12-27 08:49 | 2018-02-05 | TITANIUM POWER INC | Retrofit | Pacoima | Los Angeles | 91331 | Host Customer is System Owner | 4 |  | 30004079 | GREENoneTEC Solarindustrie GmbH | Solpal Plus | Solpal Plus L-GT | Direct Integral Collector Storage (DI) | 25.66 |  | Solpal Plus L |  |  | Solar Storage with Tankless Auxiliary Water Heater | 51 | 1 | 1 | 55 | Z09 | [18 empty] | Los Angeles | FALSE | 37.18 |  | 2011-06-01: 2017-12-22; 2011-08-03: 2017-12-27; 2011-09-20: 2018-02-05 | 2452 | 4759 | Up-front Payment
SCG-010346 | Commercial/Multifamily Residential | Domestic Hot Water | Gas | Southern California Gas Company | Incentive:Paid | 32809 | 20.19 |  | 1 | 1625 |  | 1625 |  | 2017-12-26 13:17 | 2017-12-28 | EVOLUTION ENERGY SOLUTIONS L L C | Retrofit | Anaheim | Los Angeles | 92806 | Host Customer is System Owner | [7 empty] | 450.45 | 40.95 |  | Drainback | Drainback (Water) | Solar Storage and Auxiliary Tanks are separate |  | 1 | 1 | 840 | Z08 | 20 | Units | Apartments/Condos | TRB-40 | 11 | 1 | 800 | 1 | 100 | 1 | 200000 | TRUE | 140 | 140 |  |  |  |  | City of Anaheim | FALSE | 20.19 |  | 2017-12-22 |  | 2017-12-26 | 2017-12-28 | 2019-06-25 | 2019-07-15 | 1928 | 32809 | Up-front Payment
SCG-010347 | Low Income Single Family Residential | Domestic Hot Water | Gas | Southern California Gas Company | Incentive:Paid | 5397 | 36.9 |  | 1 | 162 |  | 162 |  | 2018-01-25 10:55 | 2018-02-01 | MARAVILLA FOUNDATION | Retrofit | Los Angeles | Los Angeles | 90022 | Owner/Tenant | 1 |  | 2010017C | Alternate Energy Technologies | EAGLESUN | DBS-G2-80-64 | Indirect Forced Circulation (IF) | 65.34 |  | MSC-32 | Automatic Drainback | Drainback (Water) | Solar Storage and Auxiliary Tanks are separate | 80 | 1 | 1 | 20 | Z09 | [18 empty] | County of Los Angeles | FALSE | 42.21 |  | 2011-06-01: 2017-12-22; 2011-08-03: 2018-01-25; 2011-09-20: 2018-02-01 | 2453 | 6838.48 | Up-front Payment
SCG-010348 | Single Family Residential - Disadvantaged Community | Domestic Hot Water | Gas | Southern California Gas Company | Incentive:Paid | 4318 | 29.85 |  | 1 | 162 |  | 145 |  | 2018-01-16 10:49 | 2018-01-31 | MARAVILLA FOUNDATION | Retrofit | Bell Gardens | Los Angeles | 90201 | Host Customer is System Owner | 3 |  | 2010017C | Alternate Energy Technologies | EAGLESUN | DBS-G2-80-64 | Indirect Forced Circulation (IF) | 65.34 |  | MSC-32 | Automatic Drainback | Drainback (Water) | Solar Storage and Auxiliary Tanks are separate | 80 | 0.94 | 0.95 | 45 | Z08 | [18 empty] | Bell Gardens | FALSE | 35.8 |  | 2011-06-01: 2017-12-22; 2011-08-03: 2018-01-16; 2011-09-20: 2018-01-31 | 2453 | 5798.99 | Up-front Payment
SCG-010349 | Commercial/Multifamily Residential | Domestic Hot Water | Gas | Southern California Gas Company | Incentive:Paid | 43956 | 20.19 |  | 1 | 2474 |  | 2177 |  | 2017-12-26 13:37 | 2018-05-31 | EVOLUTION ENERGY SOLUTIONS L L C | Retrofit | Anaheim | Los Angeles | 92805 | Host Customer is System Owner | [7 empty] | 655.2 | 40.95 |  | Drainback | Drainback (Water) | Solar Storage and Auxiliary Tanks are separate |  | 0.88 | 1 | 1320 | Z08 | 33 | Units | Apartments/Condos | TRB-40 | 16 | 1 | 1300 | 1 | 200 | 2 | 540000 | TRUE | 140 | 140 |  | SunEarth - SETR A503 TTR U + VFS 10-200 |  | SunEarth - SETR A503 TTR U + VFS 10-200 | Anaheim | FALSE | 17.77 |  | 2017-12-22 |  | 2017-12-26 | 2018-05-31 | 2019-07-25 | 2019-08-12 | 1896 | 43956 | Up-front Payment
SCG-010350 | Commercial/Multifamily Residential | Domestic Hot Water | Gas | Southern California Gas Company | Incentive:Paid | 47453 | 20.19 |  | 1 | 2474 |  | 2350 |  | 2017-12-26 13:39 | 2018-05-31 | EVOLUTION ENERGY SOLUTIONS L L C | Retrofit | Anaheim | Los Angeles | 92805 | Host Customer is System Owner | [7 empty] | 655.2 | 40.95 |  | Drainback | Drainback (Water) | Solar Storage and Auxiliary Tanks are separate |  | 0.95 | 1 | 1320 | Z08 | 33 | Units | Apartments/Condos | TRB-40 | 16 | 1 | 1300 | 1 | 200 | 2 | 500000 | TRUE | 140 | 140 |  | SunEarth - SETR A503 TTR U + VFS 10-200 |  | SunEarth - SETR A503 TTR U + VFS 10-200 | Anaheim | FALSE | 19.18 |  | 2017-12-22 |  | 2017-12-26 | 2018-05-31 | 2019-07-25 | 2019-08-12 | 1895 | 47453 | Up-front Payment
SCG-010351 | Commercial/Multifamily Residential | Domestic Hot Water | Gas | Southern California Gas Company | Incentive:Paid | 61115 | 20.19 |  | 1 | 3027 |  | 3027 |  | 2017-12-26 13:41 | 2018-05-31 | EVOLUTION ENERGY SOLUTIONS L L C | Retrofit | Anaheim | Los Angeles | 92805 | Host Customer is System Owner | [7 empty] | 778.05 | 40.95 |  | Drainback | Drainback (Water) | Solar Storage and Auxiliary Tanks are separate |  | 1 | 1 | 1680 | Z08 | 42 | Units | Apartments/Condos | TRB-40 | 19 | 1 | 1500 | 1 | 200 | 2 | 520000 | TRUE | 140 | 140 |  | SunEarth - SETR A503 TTR U + VFS 10-200 |  | SunEarth - SETR A503 TTR U + VFS 10-200 | Anaheim | FALSE | 20.19 |  | 2017-12-22 |  | 2017-12-26 | 2018-05-31 | 2019-07-25 | 2019-08-12 | 1895 | 61115 | Up-front Payment
SCG-010352 | Commercial/Multifamily Residential | Domestic Hot Water | Gas | Southern California Gas Company | Incentive:Paid | 93197 | 20.19 |  | 1 | 4616 |  | 4616 |  | 2017-12-22 15:34 | 2018-02-01 | EVOLUTION ENERGY SOLUTIONS L L C | Retrofit | Los Angeles | Los Angeles | 90007 | Host Customer is System Owner | [7 empty] | 1281.28 | 40.04 |  | Drainback | Drainback (Water) | Solar Storage and Auxiliary Tanks are separate |  | 1 | 1 | 2660 | Z09 | 70 | Units | Apartments/Condos | 10002008 | 32 | 1 | 2500 | 1 | 100 | 1 | 250000 | TRUE | 140 | 140 |  | SunEarth - SETR A503 TTR U + VFS 10-200 |  | SunEarth - SETR A503 TTR U + VFS 10-200 | Los Angeles | FALSE | 20.19 |  | 2017-12-22 |  | 2017-12-22 | 2018-02-01 | 2018-08-13 | 2018-08-28 | 2249 | 93197 | Up-front Payment
SCG-010353 | Commercial/Multifamily Residential | Domestic Hot Water | Gas | Southern California Gas Company | Incentive:Paid | 32809 | 20.19 |  | 1 | 1625 |  | 1625 |  | 2017-12-26 08:31 | 2017-12-28 | EVOLUTION ENERGY SOLUTIONS L L C | Retrofit | Gardena | Los Angeles | 90249 | Host Customer is System Owner | [7 empty] | 450.45 | 40.95 |  | Drainback | Drainback (Water) | Solar Storage and Auxiliary Tanks are separate |  | 1 | 1 | 840 | Z08 | 20 | Units | Apartments/Condos | TRB-40 | 11 | 1 | 800 | 1 | 100 | 1 | 250000 | TRUE | 140 | 140 |  |  |  |  | GARDENA | FALSE | 20.19 |  | 2017-12-22 |  | 2017-12-26 | 2017-12-28 | 2018-11-19 | 2018-11-21 | 2160 | 32809 | Up-front Payment
SCG-010355 | Low Income Single Family Residential | Domestic Hot Water | Gas | Southern California Gas Company | Incentive:Paid | 4723 | 36.9 |  | 1 | 128 |  | 128 |  | 2018-01-09 13:03 | 2018-02-13 | TITANIUM POWER INC | Retrofit | Pacoima | Los Angeles | 91331 | Host Customer is System Owner | 4 |  | 30004079 | GREENoneTEC Solarindustrie GmbH | Solpal Plus | Solpal Plus L-GT | Direct Integral Collector Storage (DI) | 25.66 |  | Solpal Plus L |  |  | Solar Storage with Tankless Auxiliary Water Heater | 51 | 1 | 1 | 55 | Z09 | [18 empty] | Los Angeles | FALSE | 37.18 |  | 2011-06-01: 2017-12-26; 2011-08-03: 2018-01-09; 2011-09-20: 2018-02-13 | 2440 | 4759 | Up-front Payment
SCG-010356 | Low Income Single Family Residential | Domestic Hot Water | Gas | Southern California Gas Company | Incentive:Canceled | 4487 | 36.9 |  | 1 | 128 |  | 122 |  | 2018-01-09 12:08 |  | TITANIUM POWER INC | Retrofit | Pacoima | Los Angeles | 91331 | Host Customer is System Owner | 4 |  | 30004079 | GREENoneTEC Solarindustrie GmbH | Solpal Plus | Solpal Plus L-GT | Direct Integral Collector Storage (DI) | 25.66 |  | Solpal Plus L |  |  | Solar Storage with Tankless Auxiliary Water Heater | 51 | 1 | 0.95 | 55 | Z09 | [18 empty] | Los Angeles | FALSE | 37.18 |  | 2011-06-01: 2017-12-26; 2011-06-21: 2018-01-16; 2011-08-03: 2018-01-09 | 2475 | 4759 | Up-front Payment
SCG-010357 | Low Income Single Family Residential | Domestic Hot Water | Gas | Southern California Gas Company | Incentive:Canceled | 4723 | 36.9 |  | 1 | 128 |  | 128 |  | 2018-02-01 14:18 |  | TITANIUM POWER INC | Retrofit | Pacoima | Los Angeles | 91331 | Host Customer is System Owner | 6 |  | 30004079 | GREENoneTEC Solarindustrie GmbH | Solpal Plus | Solpal Plus L-GT | Direct Integral Collector Storage (DI) | 25.66 |  | Solpal Plus L |  |  | Solar Storage with Tankless Auxiliary Water Heater | 51 | 1 | 1 | 75 | Z09 | [18 empty] | Los Angeles | FALSE | 37.18 |  | 2011-06-01: 2017-12-26; 2011-08-03: 2018-02-01 | 2459 | 4759 | Up-front Payment
SCG-010359 | Commercial/Multifamily Residential | Domestic Hot Water | Gas | Southern California Gas Company | Incentive:Paid | 25419 | 20.19 |  | 1 | 1259 |  | 1259 |  | 2017-12-27 10:12 | 2017-12-28 | EVOLUTION ENERGY SOLUTIONS L L C | Retrofit | Van Nuys | Los Angeles | 91406 | Host Customer is System Owner | [7 empty] | 368.55 | 40.95 |  | Drainback | Drainback (Water) | Solar Storage and Auxiliary Tanks are separate |  | 1 | 1 | 630 | Z09 | 15 | Units | Apartments/Condos | TRB-40 | 9 | 1 | 700 | 1 | 100 | 1 | 270000 | TRUE | 140 | 140 |  |  |  |  | Los Angeles | FALSE | 20.19 |  | 2017-12-26 |  | 2017-12-27 | 2017-12-28 | 2018-08-13 | 2018-08-14 | 2259 | 25419 | Up-front Payment
SCG-010360 | Low Income Single Family Residential | Domestic Hot Water | Gas | Southern California Gas Company | Incentive:Canceled | 4723 | 36.9 |  | 1 | 128 |  | 128 |  | 2018-01-09 12:27 |  | TITANIUM POWER INC | Retrofit | Pacoima | Los Angeles | 91331 | Host Customer is System Owner | 4 |  | 30004079 | GREENoneTEC Solarindustrie GmbH | Solpal Plus | Solpal Plus L-GT | Direct Integral Collector Storage (DI) | 25.66 |  | Solpal Plus L |  |  | Solar Storage with Tankless Auxiliary Water Heater | 51 | 1 | 1 | 55 | Z09 | [18 empty] | Los Angeles | FALSE | 37.18 |  | 2011-06-01: 2017-12-26; 2011-06-21: 2018-02-07; 2011-08-03: 2018-01-09 | 2354 | 4759 | Up-front Payment
SCG-010361 | Low Income Single Family Residential | Domestic Hot Water | Gas | Southern California Gas Company | Incentive:Paid | 4723 | 36.9 |  | 1 | 128 |  | 128 |  | 2018-01-02 11:49 | 2018-02-09 | TITANIUM POWER INC | Retrofit | Pacoima | Los Angeles | 91331 | Host Customer is System Owner | 5 |  | 30004079 | GREENoneTEC Solarindustrie GmbH | Solpal Plus | Solpal Plus L-GT | Direct Integral Collector Storage (DI) | 25.66 |  | Solpal Plus L |  |  | Solar Storage with Tankless Auxiliary Water Heater | 51 | 1 | 1 | 65 | Z09 | [18 empty] | Los Angeles | FALSE | 37.18 |  | 2011-06-01: 2017-12-26; 2011-08-03: 2018-01-02; 2011-09-20: 2018-02-09 | 2446 | 4759 | Up-front Payment
SCG-010362 | Commercial/Multifamily Residential | Domestic Hot Water | Gas | Southern California Gas Company | Incentive:Paid | 24531 | 20.19 |  | 1 | 1215 |  | 1215 |  | 2017-12-27 10:13 | 2017-12-28 | EVOLUTION ENERGY SOLUTIONS L L C | Retrofit | Van Nuys | Los Angeles | 91406 | Host Customer is System Owner | [7 empty] | 368.55 | 40.95 |  | Drainback | Drainback (Water) | Solar Storage and Auxiliary Tanks are separate |  | 1 | 1 | 588 | Z09 | 14 | Units | Apartments/Condos | TRB-40 | 9 | 1 | 700 | 1 | 100 | 1 | 200000 | TRUE | 140 | 140 |  |  |  |  | Los Angeles | FALSE | 20.19 |  | 2017-12-26 |  | 2017-12-27 | 2017-12-28 | 2018-08-13 | 2018-08-14 | 2259 | 24531 | Up-front Payment
SCG-010363 | Low Income Single Family Residential | Domestic Hot Water | Gas | Southern California Gas Company | Incentive:Paid | 4723 | 36.9 |  | 1 | 128 |  | 128 |  | 2018-01-02 11:51 | 2018-02-09 | TITANIUM POWER INC | Retrofit | Pacoima | Los Angeles | 91331 | Host Customer is System Owner | 6 |  | 30004079 | GREENoneTEC Solarindustrie GmbH | Solpal Plus | Solpal Plus L-GT | Direct Integral Collector Storage (DI) | 25.66 |  | Solpal Plus L |  |  | Solar Storage with Tankless Auxiliary Water Heater | 51 | 1 | 1 | 75 | Z09 | [18 empty] | Los Angeles | FALSE | 37.18 |  | 2011-06-01: 2017-12-26; 2011-08-03: 2018-01-02; 2011-09-20: 2018-02-09 | 2446 | 4759 | Up-front Payment
SCG-010364 | Commercial/Multifamily Residential | Domestic Hot Water | Gas | Southern California Gas Company | Incentive:Paid | 78095 | 20.19 |  | 1 | 3868 |  | 3868 |  | 2017-12-28 08:40 | 2018-06-01 | EVOLUTION ENERGY SOLUTIONS L L C | Retrofit | San Gabriel | Los Angeles | 91775 | Host Customer is System Owner | [7 empty] | 1146.6 | 40.95 |  | Drainback | Drainback (Water) | Solar Storage and Auxiliary Tanks are separate |  | 1 | 1 | 2014 | Z09 | 53 | Units | Apartments/Condos | TRB-40 | 28 | 1 | 2000 | 1 | 115 | 1 | 399000 | TRUE | 140 | 140 |  | SunEarth - SETR A503 TTR U + VFS 10-200 |  | SunEarth - SETR A503 TTR U + VFS 10-200 | LA county | FALSE | 20.19 |  | 2017-12-26 |  | 2017-12-28 | 2018-06-01 | 2019-04-22 | 2019-05-01 | 2003 | 78095 | Up-front Payment
SCG-010365 | Low Income Single Family Residential | Domestic Hot Water | Gas | Southern California Gas Company | Incentive:Paid | 4723 | 36.9 |  | 1 | 128 |  | 128 |  | 2018-01-05 14:11 | 2018-04-18 | TITANIUM POWER INC | Retrofit | Pacoima | Los Angeles | 91331 | Host Customer is System Owner | 4 |  | 30004079 | GREENoneTEC Solarindustrie GmbH | Solpal Plus | Solpal Plus L-GT | Direct Integral Collector Storage (DI) | 25.66 |  | Solpal Plus L |  |  | Solar Storage with Tankless Auxiliary Water Heater | 51 | 1 | 1 | 55 | Z09 | [18 empty] | Los Angeles | FALSE | 37.18 |  | 2017-12-26 | 2018-02-07 |  |  | 2018-01-05 | 2018-04-18 | 2361 | 4759 | Up-front Payment
SCG-010366 | Low Income Single Family Residential | Domestic Hot Water | Gas | Southern California Gas Company | Incentive:Paid | 4723 | 36.9 |  | 1 | 128 |  | 128 |  | 2018-01-02 12:02 | 2018-02-09 | TITANIUM POWER INC | Retrofit | Pacoima | Los Angeles | 91331 | Host Customer is System Owner | 6 |  | 30004079 | GREENoneTEC Solarindustrie GmbH | Solpal Plus | Solpal Plus L-GT | Direct Integral Collector Storage (DI) | 25.66 |  | Solpal Plus L |  |  | Solar Storage with Tankless Auxiliary Water Heater | 51 | 1 | 1 | 75 | Z09 | [18 empty] | Los Angeles | FALSE | 37.18 |  | 2011-06-01: 2017-12-26; 2011-08-03: 2018-01-02; 2011-09-20: 2018-02-09 | 2446 | 4759 | Up-front Payment
SCG-010367 | Commercial/Multifamily Residential | Domestic Hot Water | Gas | Southern California Gas Company | Incentive:Paid | 42137 | 20.19 |  | 1 | 2087 |  | 2087 |  | 2017-12-28 08:18 | 2018-06-01 | EVOLUTION ENERGY SOLUTIONS L L C | Retrofit | Los Angeles | Los Angeles | 90029 | Host Customer is System Owner | [7 empty] | 560.56 | 40.04 |  | Drainback | Drainback (Water) | Solar Storage and Auxiliary Tanks are separate |  | 1 | 1 | 1280 | Z09 | 32 | Units | Apartments/Condos | 10002008 | 14 | 1 | 975 | 1 | 200 | 2 | 540000 | TRUE | 140 | 140 |  | SunEarth - SETR A503 TTR U + VFS 10-200 |  | SunEarth - SETR A503 TTR U + VFS 10-200 | Los Angeles | FALSE | 20.19 |  | 2017-12-26 |  | 2017-12-28 | 2018-06-01 | 2018-09-11 | 2018-10-03 | 2209 | 42137 | Up-front Payment
SCG-010368 | Multifamily Residential - Disadvantaged Community | Domestic Hot Water | Gas | Southern California Gas Company | Incentive:Paid | 32607 | 20.19 |  | 1 | 1615 |  | 1615 |  | 2017-12-28 08:32 | 2017-12-29 | EVOLUTION ENERGY SOLUTIONS L L C | Retrofit | Los Angeles | Los Angeles | 90057 | Host Customer is System Owner | [7 empty] | 450.45 | 40.95 |  | Drainback | Drainback (Water) | Solar Storage and Auxiliary Tanks are separate |  | 1 | 1 | 880 | Z09 | 22 | Units | Apartments/Condos | TRB-40 | 11 | 1 | 800 | 1 | 100 | 1 | 275000 | TRUE | 140 | 140 |  |  |  |  | Los Angeles | FALSE | 20.19 |  | 2017-12-26 |  | 2017-12-28 | 2017-12-29 | 2018-06-29 | 2018-07-03 | 2298 | 32607 | Up-front Payment
SCG-010369 | Commercial/Multifamily Residential | Domestic Hot Water | Gas | Southern California Gas Company | Incentive:Paid | 36705 | 20.19 |  | 1 | 1818 |  | 1818 |  | 2017-12-28 08:31 | 2018-06-01 | EVOLUTION ENERGY SOLUTIONS L L C | Retrofit | Los Angeles | Los Angeles | 90006 | Host Customer is System Owner | [7 empty] | 520.52 | 40.04 |  | Drainback | Drainback (Water) | Solar Storage and Auxiliary Tanks are separate |  | 1 | 1 | 960 | Z09 | 24 | Units | Apartments/Condos | 10002008 | 13 | 1 | 1000 | 1 | 200 | 2 | 398000 | TRUE | 140 | 140 |  | SunEarth - SETR A503 TTR U + VFS 10-200 |  | SunEarth - SETR A503 TTR U + VFS 10-200 | Los Angeles | FALSE | 20.19 |  | 2017-12-26 |  | 2017-12-28 | 2018-06-01 | 2018-07-30 | 2018-08-03 | 2262 | 36705 | Up-front Payment
SCG-010370 | Commercial/Multifamily Residential | Domestic Hot Water | Gas | Southern California Gas Company | Incentive:Paid | 58490 | 20.19 |  | 1 | 2897 |  | 2897 |  | 2017-12-28 08:20 | 2018-06-01 | EVOLUTION ENERGY SOLUTIONS L L C | Retrofit | Los Angeles | Los Angeles | 90004 | Host Customer is System Owner | [7 empty] | 778.05 | 40.95 |  | Drainback | Drainback (Water) | Solar Storage and Auxiliary Tanks are separate |  | 1 | 1 | 1600 | Z09 | 40 | Units | Apartments/Condos | TRB-40 | 19 | 1 | 1500 | 1 | 200 | 2 | 449000 | TRUE | 140 | 140 |  | SunEarth - SETR A503 TTR U + VFS 10-200 |  | SunEarth - SETR A503 TTR U + VFS 10-200 | Los Angeles | FALSE | 20.19 |  | 2017-12-26 |  | 2017-12-28 | 2018-06-01 | 2019-03-21 | 2019-04-01 | 2024 | 58490 | Up-front Payment
SCG-010371 | Low Income Single Family Residential | Domestic Hot Water | Gas | Southern California Gas Company | Incentive:Paid | 4723 | 36.9 |  | 1 | 128 |  | 128 |  | 2018-01-02 11:59 | 2018-05-31 | TITANIUM POWER INC | Retrofit | Pacoima | Los Angeles | 91331 | Host Customer is System Owner | 6 |  | 30004079 | GREENoneTEC Solarindustrie GmbH | Solpal Plus | Solpal Plus L-GT | Direct Integral Collector Storage (DI) | 25.66 |  | Solpal Plus L |  |  | Solar Storage with Tankless Auxiliary Water Heater | 51 | 1 | 1 | 75 | Z09 | [18 empty] | Los Angeles | FALSE | 37.18 |  | 2017-12-26 | 2018-02-07 |  |  | 2018-01-02 | 2018-05-31 | 2334 | 4759 | Up-front Payment
SCG-010372 | Low Income Single Family Residential | Domestic Hot Water | Gas | Southern California Gas Company | Incentive:Paid | 4723 | 36.9 |  | 1 | 128 |  | 128 |  | 2018-01-02 11:56 | 2018-02-09 | TITANIUM POWER INC | Retrofit | Pacoima | Los Angeles | 91331 | Host Customer is System Owner | 7 |  | 30004079 | GREENoneTEC Solarindustrie GmbH | Solpal Plus | Solpal Plus L-GT | Direct Integral Collector Storage (DI) | 25.66 |  | Solpal Plus L |  |  | Solar Storage with Tankless Auxiliary Water Heater | 51 | 1 | 1 | 85 | Z09 | [18 empty] | Los Angeles | FALSE | 37.18 |  | 2011-06-01: 2017-12-26; 2011-08-03: 2018-01-02; 2011-09-20: 2018-02-09 | 2446 | 4759 | Up-front Payment
SCG-010373 | Commercial/Multifamily Residential | Domestic Hot Water | Gas | Southern California Gas Company | Incentive:Paid | 37634 | 20.19 |  | 1 | 1864 |  | 1864 |  | 2017-12-27 10:14 | 2018-05-31 | EVOLUTION ENERGY SOLUTIONS L L C | Retrofit | Los Angeles | Los Angeles | 90042 | Host Customer is System Owner | [7 empty] | 532.35 | 40.95 |  | Drainback | Drainback (Water) | Solar Storage and Auxiliary Tanks are separate |  | 1 | 1 | 960 | Z09 | 24 | Units | Apartments/Condos | TRB-40 | 13 | 1 | 1000 | 1 | 100 | 1 | 275000 | TRUE | 140 | 140 |  | SunEarth - SETR A503 TTR U + VFS 10-200 |  | SunEarth - SETR A503 TTR U + VFS 10-200 | Los Angeles | FALSE | 20.19 |  | 2017-12-26 |  | 2017-12-27 | 2018-05-31 | 2019-03-19 | 2019-03-21 | 2045 | 37634 | Up-front Payment
SCG-010374 | Low Income Single Family Residential | Domestic Hot Water | Gas | Southern California Gas Company | Incentive:Paid | 5166 | 36.9 |  | 1 | 140 |  | 140 |  | 2018-01-02 11:53 | 2018-03-12 | TITANIUM POWER INC | Retrofit | Pacoima | Los Angeles | 91331 | Host Customer is System Owner | 6 |  | 2011141B | Heliodyne, Inc. | HELIOPAK | HPAK 016 1 410 G 80 ACD Z | Indirect Forced Circulation (IF) | 40.17 |  | 410 001 | Glycol | Advanced Controller with a Vacation or Holiday Mode | Solar Storage and Auxiliary Tanks are separate | 80 | 1 | 1 | 75 | Z09 | [18 empty] | Los Angeles | FALSE | 37.41 |  | 2011-06-01: 2017-12-26; 2011-08-03: 2018-01-02; 2011-09-20: 2018-03-12 | 2418 | 5238 | Up-front Payment
SCG-010375 | Commercial/Multifamily Residential | Domestic Hot Water | Gas | Southern California Gas Company | Incentive:Paid | 37553 | 20.19 |  | 1 | 1860 |  | 1860 |  | 2018-01-09 08:39 | 2018-06-01 | EVOLUTION ENERGY SOLUTIONS L L C | Retrofit | Burbank | Los Angeles | 91501 | Host Customer is System Owner | [7 empty] | 532.35 | 40.95 |  | Drainback | Drainback (Water) | Solar Storage and Auxiliary Tanks are separate |  | 1 | 1 | 960 | Z09 | 24 | Units | Apartments/Condos | TRB-40 | 13 | 1 | 1000 | 1 | 119 | 1 | 399000 | TRUE | 140 | 140 |  | SunEarth - SETR A503 TTR U + VFS 10-200 |  | SunEarth - SETR A503 TTR U + VFS 10-200 | Burbank | FALSE | 20.19 |  | 2017-12-27 |  | 2018-01-09 | 2018-06-01 | 2019-06-10 | 2019-06-24 | 1950 | 37553 | Up-front Payment
SCG-010376 | Commercial/Multifamily Residential | Domestic Hot Water | Gas | Southern California Gas Company | Incentive:Canceled | 34787 | 20.19 |  | 1 | 1723 |  | 1723 |  | 2017-12-29 08:41 | 2018-06-01 |  | Retrofit | Van Nuys | Los Angeles | 91406 | Host Customer is System Owner | [7 empty] | 450.45 | 40.95 |  | Drainback | Drainback (Water) | Solar Storage and Auxiliary Tanks are separate |  | 1 | 1 | 1040 | Z09 | 26 | Units | Apartments/Condos | TRB-40 | 11 | 1 | 800 | 1 | 100 | 1 | 199000 | TRUE | 140 | 140 | [5 empty] | FALSE | 20.19 |  | 2011-06-01: 2017-12-26; 2011-06-23: 2017-12-29; 2011-07-01: 2018-06-01 | 2340 | 34787 | Up-front Payment
SCG-010377 | Commercial/Multifamily Residential | Domestic Hot Water | Gas | Southern California Gas Company | Incentive:Paid | 37311 | 20.19 |  | 1 | 1848 |  | 1848 |  | 2017-12-29 08:43 | 2018-06-01 | EVOLUTION ENERGY SOLUTIONS L L C | Retrofit | Van Nuys | Los Angeles | 91406 | Host Customer is System Owner | [7 empty] | 520.52 | 40.04 |  | Drainback | Drainback (Water) | Solar Storage and Auxiliary Tanks are separate |  | 1 | 1 | 1000 | Z09 | 25 | Units | Apartments/Condos | 10002008 | 13 | 1 | 1000 | 1 | 220 | 2 | 500000 | TRUE | 140 | 140 |  | SunEarth - SETR A503 TTR U + VFS 10-200 |  | SunEarth - SETR A503 TTR U + VFS 10-200 | Los Angeles | FALSE | 20.19 |  | 2017-12-26 |  | 2017-12-29 | 2018-06-01 | 2018-07-31 | 2018-08-10 | 2262 | 37311 | Up-front Payment
PGE-010378 | Single Family Residential | Domestic Hot Water | Gas | Pacific Gas and Electric | Incentive:Paid | 3522 | 29.85 |  | 1 | 118 |  | 118 |  | 2017-12-29 12:56 | 2018-01-12 | ACR SOLAR INTERNATIONAL CORP | Retrofit | ROCKLIN | Rocklin | 95765 | Host Customer is System Owner | 4 |  | 2001019B | ACR Solar International | SKYLINE SYSTEM 5 | 200153C80EX2TG | Indirect Forced Circulation (IF) | 60.97 |  | 20-01 | Glycol | Advanced Controller with a Vacation or Holiday Mode | Solar Storage and Auxiliary Tanks are separate | 80 | 1 | 1 | 55 | Z11 | [18 empty] | Rocklin | FALSE | 68.64 |  | 2017-12-26 | 2018-01-05 |  |  | 2017-12-29 | 2018-01-12 | 2461 | 8100 | Up-front Payment
SCG-010379 | Commercial/Multifamily Residential | Domestic Hot Water | Gas | Southern California Gas Company | Incentive:Paid | 44236 | 20.19 |  | 1 | 2191 |  | 2191 |  | 2017-12-29 08:43 | 2018-06-01 | EVOLUTION ENERGY SOLUTIONS L L C | Retrofit | Van Nuys | Los Angeles | 91405 | Host Customer is System Owner | [7 empty] | 614.25 | 40.95 |  | Drainback | Advanced Controller with a Vacation or Holiday Mode | Solar Storage and Auxiliary Tanks are separate |  | 1 | 1 | 1120 | Z09 | 28 | Units | Apartments/Condos | 10001803 | 15 | 1 | 1200 | 1 | 200 | 2 | 540000 | TRUE | 140 | 140 |  | SunEarth - SETR A503 TTR U + VFS 10-200 |  | SunEarth - SETR A503 TTR U + VFS 10-200 | Los Angeles | FALSE | 20.19 |  | 2017-12-26 |  | 2017-12-29 | 2018-06-01 | 2019-07-12 | 2019-07-15 | 1928 | 44236 | Up-front Payment
PGE-010380 | Commercial/Multifamily Residential | Domestic Hot Water | Gas | Pacific Gas and Electric | Incentive:Canceled | 23602 | 20.19 |  | 1 | 1169 |  | 1169 |  | 2017-12-29 11:38 | 2018-01-25 | INTELLIGENT GREEN SOLUTIONS CA | Retrofit | Fresno | Fresno | 93728 | Lease | [7 empty] | 471.84 | 29.49 |  | Glycol | Steam Back | Solar Storage and Auxiliary Tanks are separate |  | 1 | 1 | 980 | Z13 |  |  | Other | 10002034 | 16 | 1 | 500 | 1 | 100 | 1 | 250000 | TRUE | 160 | 140 | [5 empty] | FALSE | 52.47 |  | 2017-12-27 | 2018-01-05 | 2017-12-29 | 2018-01-25 |  |  | 2466 | 61339 | Up-front Payment
PGE-010381 | Commercial/Multifamily Residential | Domestic Hot Water | Gas | Pacific Gas and Electric | Incentive:Canceled | 9994 | 20.19 |  | 1 | 495 |  | 495 |  | 2017-12-29 11:45 | 2018-01-05 | INTELLIGENT GREEN SOLUTIONS CA | Retrofit | FRESNO | Fresno | 93728 | Lease | [7 empty] | 176.94 | 29.49 |  | Glycol | Steam Back | Solar Storage and Auxiliary Tanks are separate |  | 1 | 1 | 336 | Z13 |  |  | Other | 10002034 | 6 | 1 | 500 | 1 | 100 | 1 | 250000 | TRUE | 160 | 140 | [5 empty] | FALSE | 46.47 |  | 2011-06-01: 2017-12-27; 2011-06-23: 2017-12-29; 2011-07-01: 2018-01-05 | 2486 | 23002 | Up-front Payment
SCG-010382 | Commercial/Multifamily Residential | Domestic Hot Water | Gas | Southern California Gas Company | Incentive:Paid | 58490 | 20.19 |  | 1 | 2897 |  | 2897 |  | 2017-12-28 09:38 | 2018-06-01 | EVOLUTION ENERGY SOLUTIONS L L C | Retrofit | Los Angeles | Los Angeles | 90004 | Host Customer is System Owner | [7 empty] | 778.05 | 40.95 |  | Drainback | Drainback (Water) | Solar Storage and Auxiliary Tanks are separate |  | 1 | 1 | 1600 | Z09 | 40 | Units | Apartments/Condos | TRB-40 | 19 | 1 | 1500 | 1 | 200 | 2 | 470000 | TRUE | 140 | 140 |  | SunEarth - SETR A503 TTR U + VFS 10-200 |  | SunEarth - SETR A503 TTR U + VFS 10-200 | Los Angeles | FALSE | 20.19 |  | 2017-12-27 |  | 2017-12-28 | 2018-06-01 | 2018-10-22 | 2018-10-23 | 2188 | 58490 | Up-front Payment
SCG-010383 | Low Income Single Family Residential | Domestic Hot Water | Gas | Southern California Gas Company | Incentive:Paid | 4723 | 36.9 |  | 1 | 128 |  | 128 |  | 2018-01-05 13:29 | 2018-05-31 | TITANIUM POWER INC | Retrofit | Sun Valley | Los Angeles | 91352 | Host Customer is System Owner | 7 |  | 30004079 | GREENoneTEC Solarindustrie GmbH | Solpal Plus | Solpal Plus L-GT | Direct Integral Collector Storage (DI) | 25.66 |  | Solpal Plus L |  |  | Solar Storage with Tankless Auxiliary Water Heater | 51 | 1 | 1 | 85 | Z09 | [18 empty] | Los Angeles | FALSE | 37.18 |  | 2017-12-27 | 2018-02-07 |  |  | 2018-01-05 | 2018-05-31 | 2334 | 4759 | Up-front Payment
SCG-010384 | Low Income Single Family Residential | Domestic Hot Water | Gas | Southern California Gas Company | Incentive:Canceled | 4723 | 36.9 |  | 1 | 128 |  | 128 |  | 2018-01-09 13:52 |  | TITANIUM POWER INC | Retrofit | Pacoima | Los Angeles | 91331 | Host Customer is System Owner | 6 |  | 30004079 | GREENoneTEC Solarindustrie GmbH | Solpal Plus | Solpal Plus L-GT | Direct Integral Collector Storage (DI) | 25.66 |  | Solpal Plus L |  |  | Solar Storage with Tankless Auxiliary Water Heater | 51 | 1 | 1 | 75 | Z09 | [18 empty] | Los Angeles | FALSE | 37.18 |  | 2011-06-01: 2017-12-27; 2011-06-21: 2018-02-07; 2011-08-03: 2018-01-09 | 2354 | 4759 | Up-front Payment
SCG-010385 | Low Income Single Family Residential | Domestic Hot Water | Gas | Southern California Gas Company | Incentive:Paid | 4723 | 36.9 |  | 1 | 128 |  | 128 |  | 2018-01-22 13:35 | 2018-02-27 | TITANIUM POWER INC | Retrofit | Pacoima | Los Angeles | 91331 | Host Customer is System Owner | 7 |  | 30004079 | GREENoneTEC Solarindustrie GmbH | Solpal Plus | Solpal Plus L-GT | Direct Integral Collector Storage (DI) | 25.66 |  | Solpal Plus L |  |  | Solar Storage with Tankless Auxiliary Water Heater | 51 | 1 | 1 | 85 | Z09 | [18 empty] | Los Angeles | FALSE | 37.18 |  | 2011-06-01: 2017-12-27; 2011-08-03: 2018-01-22; 2011-09-20: 2018-02-27 | 2430 | 4759 | Up-front Payment
SCG-010386 | Low Income Single Family Residential | Domestic Hot Water | Gas | Southern California Gas Company | Incentive:Paid | 4487 | 36.9 |  | 1 | 128 |  | 122 |  | 2018-01-15 13:15 | 2018-02-26 | TITANIUM POWER INC | Retrofit | Pacoima | Los Angeles | 91331 | Host Customer is System Owner | 7 |  | 30004079 | GREENoneTEC Solarindustrie GmbH | Solpal Plus | Solpal Plus L-GT | Direct Integral Collector Storage (DI) | 25.66 |  | Solpal Plus L |  |  | Solar Storage with Tankless Auxiliary Water Heater | 51 | 1 | 0.95 | 85 | Z09 | [18 empty] | Los Angeles | FALSE | 35.62 |  | 2011-06-01: 2017-12-27; 2011-08-03: 2018-01-15; 2011-09-20: 2018-02-26 | 2427 | 4559 | Up-front Payment
SCG-010388 | Low Income Single Family Residential | Domestic Hot Water | Gas | Southern California Gas Company | Incentive:Paid | 4723 | 36.9 |  | 1 | 128 |  | 128 |  | 2018-01-02 12:04 | 2018-02-08 | TITANIUM POWER INC | Retrofit | Pacoima | Los Angeles | 91331 | Host Customer is System Owner | 5 |  | 30004079 | GREENoneTEC Solarindustrie GmbH | Solpal Plus | Solpal Plus L-GT | Direct Integral Collector Storage (DI) | 25.66 |  | Solpal Plus L |  |  | Solar Storage with Tankless Auxiliary Water Heater | 51 | 1 | 1 | 65 | Z09 | [18 empty] | Los Angeles | FALSE | 37.18 |  | 2011-06-01: 2017-12-27; 2011-08-03: 2018-01-02; 2011-09-20: 2018-02-08 | 2446 | 4759 | Up-front Payment
SCG-010389 | Low Income Single Family Residential | Domestic Hot Water | Gas | Southern California Gas Company | Incentive:Paid | 4723 | 36.9 |  | 1 | 128 |  | 128 |  | 2018-01-02 12:28 | 2018-02-08 | TITANIUM POWER INC | Retrofit | Pacoima | Los Angeles | 91331 | Host Customer is System Owner | 8 |  | 30004079 | GREENoneTEC Solarindustrie GmbH | Solpal Plus | Solpal Plus L-GT | Direct Integral Collector Storage (DI) | 25.66 |  | Solpal Plus L |  |  | Solar Storage with Tankless Auxiliary Water Heater | 51 | 1 | 1 | 95 | Z09 | [18 empty] | Los Angeles | FALSE | 37.18 |  | 2011-06-01: 2017-12-27; 2011-08-03: 2018-01-02; 2011-09-20: 2018-02-08 | 2445 | 4759 | Up-front Payment
SCG-010390 | Low Income Single Family Residential | Domestic Hot Water | Gas | Southern California Gas Company | Incentive:Paid | 4487 | 36.9 |  | 1 | 128 |  | 122 |  | 2018-01-09 13:01 | 2018-05-22 | TITANIUM POWER INC | Retrofit | Pacoima | Los Angeles | 91331 | Host Customer is System Owner | 5 |  | 30004079 | GREENoneTEC Solarindustrie GmbH | Solpal Plus | Solpal Plus L-GT | Direct Integral Collector Storage (DI) | 25.66 |  | Solpal Plus L |  |  | Solar Storage with Tankless Auxiliary Water Heater | 51 | 1 | 0.95 | 65 | Z09 | [18 empty] | Los Angeles | FALSE | 35.62 |  | 2017-12-27 | 2018-02-07 |  |  | 2018-01-09 | 2018-05-22 | 2332 | 4559 | Up-front Payment
SCG-010391 | Low Income Single Family Residential | Domestic Hot Water | Gas | Southern California Gas Company | Incentive:Paid | 4723 | 36.9 |  | 1 | 128 |  | 128 |  | 2018-01-02 12:20 | 2018-02-08 | TITANIUM POWER INC | Retrofit | North Hollywood | Los Angeles | 91606 | Host Customer is System Owner | 4 |  | 30004079 | GREENoneTEC Solarindustrie GmbH | Solpal Plus | Solpal Plus L-GT | Direct Integral Collector Storage (DI) | 25.66 |  | Solpal Plus L |  |  | Solar Storage with Tankless Auxiliary Water Heater | 51 | 1 | 1 | 55 | Z09 | [18 empty] | Los Angeles | FALSE | 37.18 |  | 2011-06-01: 2017-12-27; 2011-08-03: 2018-01-02; 2011-09-20: 2018-02-08 | 2446 | 4759 | Up-front Payment
SCG-010392 | Low Income Single Family Residential | Domestic Hot Water | Gas | Southern California Gas Company | Incentive:Paid | 4723 | 36.9 |  | 1 | 128 |  | 128 |  | 2018-01-05 13:32 | 2018-02-12 | TITANIUM POWER INC | Retrofit | Sun Valley | Los Angeles | 91352 | Host Customer is System Owner | 5 |  | 30004079 | GREENoneTEC Solarindustrie GmbH | Solpal Plus | Solpal Plus L-GT | Direct Integral Collector Storage (DI) | 25.66 |  | Solpal Plus L |  |  | Solar Storage with Tankless Auxiliary Water Heater | 51 | 1 | 1 | 65 | Z09 | [18 empty] | Los Angeles | FALSE | 37.18 |  | 2011-06-01: 2017-12-27; 2011-08-03: 2018-01-05; 2011-09-20: 2018-02-12 | 2446 | 4759 | Up-front Payment
SCG-010393 | Low Income Single Family Residential | Domestic Hot Water | Gas | Southern California Gas Company | Incentive:Paid | 4723 | 36.9 |  | 1 | 128 |  | 128 |  | 2018-01-09 12:15 | 2018-02-13 | TITANIUM POWER INC | Retrofit | Pacoima | Los Angeles | 91331 | Host Customer is System Owner | 5 |  | 30004079 | GREENoneTEC Solarindustrie GmbH | Solpal Plus | Solpal Plus L-GT | Direct Integral Collector Storage (DI) | 25.66 |  | Solpal Plus L |  |  | Solar Storage with Tankless Auxiliary Water Heater | 51 | 1 | 1 | 65 | Z09 | [18 empty] | Los Angeles | FALSE | 37.18 |  | 2011-06-01: 2017-12-27; 2011-08-03: 2018-01-09; 2011-09-20: 2018-02-13 | 2440 | 4759 | Up-front Payment
SCG-010394 | Low Income Single Family Residential | Domestic Hot Water | Gas | Southern California Gas Company | Incentive:Paid | 4723 | 36.9 |  | 1 | 128 |  | 128 |  | 2018-01-02 12:05 | 2018-02-08 | TITANIUM POWER INC | Retrofit | Arleta | Los Angeles | 91331 | Host Customer is System Owner | 4 |  | 30004079 | GREENoneTEC Solarindustrie GmbH | Solpal Plus | Solpal Plus L-GT | Direct Integral Collector Storage (DI) | 25.66 |  | Solpal Plus L |  |  | Solar Storage with Tankless Auxiliary Water Heater | 51 | 1 | 1 | 55 | Z09 | [18 empty] | Los Angeles | FALSE | 37.18 |  | 2011-06-01: 2017-12-27; 2011-08-03: 2018-01-02; 2011-09-20: 2018-02-08 | 2446 | 4759 | Up-front Payment
SCG-010395 | Low Income Single Family Residential | Domestic Hot Water | Gas | Southern California Gas Company | Incentive:Paid | 4723 | 36.9 |  | 1 | 128 |  | 128 |  | 2018-01-09 13:27 | 2018-02-13 | TITANIUM POWER INC | Retrofit | Arleta | Los Angeles | 91331 | Host Customer is System Owner | 5 |  | 30004079 | GREENoneTEC Solarindustrie GmbH | Solpal Plus | Solpal Plus L-GT | Direct Integral Collector Storage (DI) | 25.66 |  | Solpal Plus L |  |  | Solar Storage with Tankless Auxiliary Water Heater | 51 | 1 | 1 | 65 | Z09 | [18 empty] | Los Angeles | FALSE | 37.18 |  | 2011-06-01: 2017-12-27; 2011-08-03: 2018-01-09; 2011-09-20: 2018-02-13 | 2439 | 4759 | Up-front Payment
SCG-010396 | Low Income Single Family Residential | Domestic Hot Water | Gas | Southern California Gas Company | Incentive:Paid | 4723 | 36.9 |  | 1 | 128 |  | 128 |  | 2018-01-05 14:07 | 2018-02-09 | TITANIUM POWER INC | Retrofit | Pacoima | Los Angeles | 91331 | Host Customer is System Owner | 8 |  | 30004079 | GREENoneTEC Solarindustrie GmbH | Solpal Plus | Solpal Plus L-GT | Direct Integral Collector Storage (DI) | 25.66 |  | Solpal Plus L |  |  | Solar Storage with Tankless Auxiliary Water Heater | 51 | 1 | 1 | 95 | Z09 | [18 empty] | Los Angeles | FALSE | 37.18 |  | 2011-06-01: 2017-12-27; 2011-08-03: 2018-01-05; 2011-09-20: 2018-02-09 | 2446 | 4759 | Up-front Payment
SCG-010397 | Low Income Single Family Residential | Domestic Hot Water | Gas | Southern California Gas Company | Incentive:Paid | 4723 | 36.9 |  | 1 | 128 |  | 128 |  | 2018-01-02 12:08 | 2018-02-08 | TITANIUM POWER INC | Retrofit | Pacoima | Los Angeles | 91331 | Host Customer is System Owner | 4 |  | 30004079 | GREENoneTEC Solarindustrie GmbH | Solpal Plus | Solpal Plus L-GT | Direct Integral Collector Storage (DI) | 25.66 |  | Solpal Plus L |  |  | Solar Storage with Tankless Auxiliary Water Heater | 51 | 1 | 1 | 55 | Z09 | [18 empty] | Los Angeles | FALSE | 37.18 |  | 2011-06-01: 2017-12-27; 2011-08-03: 2018-01-02; 2011-09-20: 2018-02-08 | 2446 | 4759 | Up-front Payment
SCG-010398 | Commercial/Multifamily Residential | Domestic Hot Water | Gas | Southern California Gas Company | Incentive:Pending Paperwork | 23461 | 20.19 |  | 1 | 1162 |  | 1162 |  | 2018-02-07 09:24 | 2018-06-01 | ENVIRONMENTAL SOLAR DESIGN INC | New Construction | Beverly Hills | Beverly Hills | 90211 | Owner/Tenant | [7 empty] | 327.6 | 40.95 |  | Glycol | Advanced Controller with a Vacation or Holiday Mode | Solar Storage and Auxiliary Tanks are separate |  | 1 | 1 | 672 | Z09 | 16 | Units | Apartments/Condos | TRB-40 | 8 | 1 | 500 | 1 | 230 | 2 | 800000 | FALSE | 125 | 145 |  |  |  |  | Beverly Hills | FALSE | 67.87 |  | 2011-06-01: 2017-12-27; 2011-06-23: 2018-02-07; 2011-07-01: 2018-06-01 | 1 | 78860 | Up-front Payment
SCG-010399 | Commercial/Multifamily Residential | Domestic Hot Water | Gas | Southern California Gas Company | Incentive:Paid | 59682 | 20.19 |  | 1 | 2956 |  | 2956 |  | 2017-12-29 08:25 | 2018-06-01 | EVOLUTION ENERGY SOLUTIONS L L C | Retrofit | Van Nuys | Los Angeles | 91406 | Host Customer is System Owner | [7 empty] | 778.05 | 40.95 |  | Drainback | Advanced Controller with a Vacation or Holiday Mode | Solar Storage and Auxiliary Tanks are separate |  | 1 | 1 | 1680 | Z09 | 42 | Units | Apartments/Condos | TRB-40 | 19 | 1 | 1500 | 1 | 165 | 2 | 540000 | TRUE | 140 | 140 |  | SunEarth - SETR A503 TTR U + VFS 10-200 |  | SunEarth - SETR A503 TTR U + VFS 10-200 | Los Angeles | FALSE | 20.19 |  | 2017-12-27 |  | 2017-12-29 | 2018-06-01 | 2018-10-23 | 2018-11-07 | 2173 | 59682 | Up-front Payment
SCG-010400 | Commercial/Multifamily Residential | Domestic Hot Water | Gas | Southern California Gas Company | Incentive:Paid | 207917 | 20.19 |  | 1 | 10298 |  | 10298 |  | 2017-12-29 08:37 | 2018-06-01 | EVOLUTION ENERGY SOLUTIONS L L C | Retrofit | Sylmar | Los Angeles | 91342 | Host Customer is System Owner | [7 empty] | 2661.75 | 40.95 |  | Drainback | Advanced Controller with a Vacation or Holiday Mode | Solar Storage and Auxiliary Tanks are separate |  | 1 | 1 | 6364 | Z09 | 172 | Units | Apartments/Condos | TRB-40 | 65 | 1 | 4500 | 1 | 525 | 3 | 1980000 | TRUE | 140 | 140 |  | SunEarth - SETR A503 TTR U + VFS 10-200 |  | SunEarth - SETR A503 TTR U + VFS 10-200 | Los Angeles | FALSE | 20.19 |  | 2017-12-27 |  | 2017-12-29 | 2018-06-01 | 2019-02-27 | 2019-03-19 | 2046 | 207917 | Up-front Payment
SCG-010401 | Commercial/Multifamily Residential | Domestic Hot Water | Gas | Southern California Gas Company | Incentive:Canceled | 42783 | 20.19 |  | 1 | 2119 |  | 2119 |  | 2017-12-29 08:38 | 2018-06-01 |  | Retrofit | North Hollywood | Los Angeles | 91605 | Host Customer is System Owner | [7 empty] | 573.3 | 40.95 |  | Drainback | Drainback (Water) | Solar Storage and Auxiliary Tanks are separate |  | 1 | 1 | 1160 | Z09 | 42 | Units | Apartments/Condos | TRB-40 | 14 | 1 | 1100 | 1 | 100 | 1 | 270000 | TRUE | 140 | 140 |  | SunEarth - SETR A503 TTR U + VFS 10-200 |  | SunEarth - SETR A503 TTR U + VFS 10-200 |  | FALSE | 20.19 |  | 2011-06-01: 2017-12-27; 2011-06-23: 2017-12-29; 2011-07-01: 2018-06-01 | 2340 | 42783 | Up-front Payment
SCG-010402 | Low Income Single Family Residential | Domestic Hot Water | Gas | Southern California Gas Company | Incentive:Canceled | 4723 | 36.9 |  | 1 | 128 |  | 128 |  | 2018-01-02 13:05 |  | TITANIUM POWER INC | Retrofit | Pacoima | Los Angeles | 91331 | Host Customer is System Owner | 4 |  | 30004079 | GREENoneTEC Solarindustrie GmbH | Solpal Plus | Solpal Plus L-GT | Direct Integral Collector Storage (DI) | 25.66 |  | Solpal Plus L |  |  | Solar Storage with Tankless Auxiliary Water Heater | 51 | 1 | 1 | 55 | Z09 | [18 empty] | Los Angeles | FALSE | 37.18 |  | 2011-06-01: 2017-12-27; 2011-06-21: 2018-02-07; 2011-08-03: 2018-01-02 | 2354 | 4759 | Up-front Payment
SCG-010403 | Low Income Single Family Residential | Domestic Hot Water | Gas | Southern California Gas Company | Incentive:Paid | 4908 | 36.9 |  | 1 | 140 |  | 133 |  | 2018-01-02 12:07 | 2018-02-08 | TITANIUM POWER INC | Retrofit | North Hollywood | Los Angeles | 91606 | Host Customer is System Owner | 4 |  | 2011141B | Heliodyne, Inc. | HELIOPAK | HPAK 016 1 410 G 80 ACD Z | Indirect Forced Circulation (IF) | 40.17 |  | 410 001 | Glycol | Advanced Controller with a Vacation or Holiday Mode | Solar Storage and Auxiliary Tanks are separate | 80 | 1 | 0.95 | 55 | Z09 | [18 empty] | Los Angeles | FALSE | 37.41 |  | 2011-06-01: 2017-12-27; 2011-08-03: 2018-01-02; 2011-09-20: 2018-02-08 | 2445 | 5238 | Up-front Payment
SCG-010404 | Low Income Single Family Residential | Domestic Hot Water | Gas | Southern California Gas Company | Incentive:Canceled | 4723 | 36.9 |  | 1 | 128 |  | 128 |  | 2018-01-09 12:12 |  | TITANIUM POWER INC | Retrofit | Pacoima | Los Angeles | 91331 | Host Customer is System Owner | 8 |  | 30004079 | GREENoneTEC Solarindustrie GmbH | Solpal Plus | Solpal Plus L-GT | Direct Integral Collector Storage (DI) | 25.66 |  | Solpal Plus L |  |  | Solar Storage with Tankless Auxiliary Water Heater | 51 | 1 | 1 | 95 | Z09 | [18 empty] | Los Angeles | FALSE | 37.18 |  | 2011-06-01: 2017-12-27; 2011-06-21: 2018-02-07; 2011-08-03: 2018-01-09 | 2354 | 4759 | Up-front Payment
SCG-010405 | Low Income Single Family Residential | Domestic Hot Water | Gas | Southern California Gas Company | Incentive:Paid | 4723 | 36.9 |  | 1 | 128 |  | 128 |  | 2018-01-02 12:06 | 2018-03-07 | TITANIUM POWER INC | Retrofit | Pacoima | Los Angeles | 91331 | Host Customer is System Owner | 8 |  | 30004079 | GREENoneTEC Solarindustrie GmbH | Solpal Plus | Solpal Plus L-GT | Direct Integral Collector Storage (DI) | 25.66 |  | Solpal Plus L |  |  | Solar Storage with Tankless Auxiliary Water Heater | 51 | 1 | 1 | 95 | Z09 | [18 empty] | Los Angeles | FALSE | 37.18 |  | 2011-06-01: 2017-12-27; 2011-08-03: 2018-01-02; 2011-09-20: 2018-03-07 | 2418 | 4759 | Up-front Payment
SCG-010406 | Low Income Single Family Residential | Domestic Hot Water | Gas | Southern California Gas Company | Incentive:Paid | 4723 | 36.9 |  | 1 | 128 |  | 128 |  | 2017-12-30 09:44 | 2018-02-06 | TITANIUM POWER INC | Retrofit | Sun Valley | Los Angeles | 91352 | Host Customer is System Owner | 5 |  | 30004079 | GREENoneTEC Solarindustrie GmbH | Solpal Plus | Solpal Plus L-GT | Direct Integral Collector Storage (DI) | 25.66 |  | Solpal Plus L |  |  | Solar Storage with Tankless Auxiliary Water Heater | 51 | 1 | 1 | 65 | Z09 | [18 empty] | Los Angeles | FALSE | 37.18 |  | 2011-06-01: 2017-12-27; 2011-08-03: 2017-12-30; 2011-09-20: 2018-02-06 | 2451 | 4759 | Up-front Payment
SCG-010407 | Low Income Single Family Residential | Domestic Hot Water | Gas | Southern California Gas Company | Incentive:Paid | 4723 | 36.9 |  | 1 | 128 |  | 128 |  | 2018-01-09 12:18 | 2018-02-13 | TITANIUM POWER INC | Retrofit | Pacoima | Los Angeles | 91331 | Host Customer is System Owner | 5 |  | 30004079 | GREENoneTEC Solarindustrie GmbH | Solpal Plus | Solpal Plus L-GT | Direct Integral Collector Storage (DI) | 25.66 |  | Solpal Plus L |  |  | Solar Storage with Tankless Auxiliary Water Heater | 51 | 1 | 1 | 65 | Z09 | [18 empty] | Los Angeles | FALSE | 37.18 |  | 2011-06-01: 2017-12-27; 2011-08-03: 2018-01-09; 2011-09-20: 2018-02-13 | 2439 | 4759 | Up-front Payment
SCG-010408 | Commercial/Multifamily Residential | Domestic Hot Water | Gas | Southern California Gas Company | Incentive:Paid | 31961 | 20.19 |  | 1 | 1583 |  | 1583 |  | 2017-12-29 08:32 | 2018-06-01 | EVOLUTION ENERGY SOLUTIONS L L C | Retrofit | Sylmar | Los Angeles | 91342 | Host Customer is System Owner | [7 empty] | 450.45 | 40.95 |  | Drainback | Drainback (Water) | Solar Storage and Auxiliary Tanks are separate |  | 1 | 1 | 840 | Z09 | 20 | Units | Apartments/Condos | TRB-40 | 11 | 1 | 800 | 1 | 80 | 1 | 399000 | TRUE | 140 | 140 |  |  |  |  | Los Angeles | FALSE | 20.19 |  | 2017-12-27 |  | 2017-12-29 | 2018-06-01 | 2019-07-31 | 2019-08-01 | 1909 | 31961 | Up-front Payment
SCG-010409 | Low Income Single Family Residential | Domestic Hot Water | Gas | Southern California Gas Company | Incentive:Paid | 4723 | 36.9 |  | 1 | 128 |  | 128 |  | 2017-12-30 09:46 | 2018-02-06 | TITANIUM POWER INC | Retrofit | Sun Valley | Los Angeles | 91352 | Host Customer is System Owner | 4 |  | 30004079 | GREENoneTEC Solarindustrie GmbH | Solpal Plus | Solpal Plus L-GT | Direct Integral Collector Storage (DI) | 25.66 |  | Solpal Plus L |  |  | Solar Storage with Tankless Auxiliary Water Heater | 51 | 1 | 1 | 55 | Z09 | [18 empty] | Los Angeles | FALSE | 37.18 |  | 2011-06-01: 2017-12-27; 2011-08-03: 2017-12-30; 2011-09-20: 2018-02-06 | 2451 | 4759 | Up-front Payment
SCG-010410 | Commercial/Multifamily Residential | Domestic Hot Water | Gas | Southern California Gas Company | Incentive:Paid | 31961 | 20.19 |  | 1 | 1583 |  | 1583 |  | 2017-12-29 08:30 | 2018-06-01 | EVOLUTION ENERGY SOLUTIONS L L C | Retrofit | Sylmar | Los Angeles | 91342 | Host Customer is System Owner | [7 empty] | 450.45 | 40.95 |  | Drainback | Drainback (Water) | Solar Storage and Auxiliary Tanks are separate |  | 1 | 1 | 840 | Z09 | 21 | Units | Apartments/Condos | TRB-40 | 11 | 1 | 800 | 1 | 80 | 1 | 399000 | TRUE | 140 | 140 |  |  |  |  | Los Angeles | FALSE | 20.19 |  | 2017-12-27 |  | 2017-12-29 | 2018-06-01 | 2019-07-22 | 2019-07-22 | 1921 | 31961 | Up-front Payment
SCG-010411 | Low Income Single Family Residential | Domestic Hot Water | Gas | Southern California Gas Company | Incentive:Paid | 4723 | 36.9 |  | 1 | 128 |  | 128 |  | 2017-12-30 09:50 | 2018-02-06 | TITANIUM POWER INC | Retrofit | Pacoima | Los Angeles | 91331 | Host Customer is System Owner | 6 |  | 30004079 | GREENoneTEC Solarindustrie GmbH | Solpal Plus | Solpal Plus L-GT | Direct Integral Collector Storage (DI) | 25.66 |  | Solpal Plus L |  |  | Solar Storage with Tankless Auxiliary Water Heater | 51 | 1 | 1 | 75 | Z09 | [18 empty] | Los Angeles | FALSE | 37.18 |  | 2011-06-01: 2017-12-27; 2011-08-03: 2017-12-30; 2011-09-20: 2018-02-06 | 2451 | 4759 | Up-front Payment
SCG-010412 | Commercial/Multifamily Residential | Domestic Hot Water | Gas | Southern California Gas Company | Incentive:Paid | 31941 | 20.19 |  | 1 | 1582 |  | 1582 |  | 2017-12-29 08:45 | 2018-06-01 | EVOLUTION ENERGY SOLUTIONS L L C | Retrofit | Sylmar | Los Angeles | 91342 | Host Customer is System Owner | [7 empty] | 450.45 | 40.95 |  | Drainback | Drainback (Water) | Solar Storage and Auxiliary Tanks are separate |  | 1 | 1 | 840 | Z09 | 20 | Units | Apartments/Condos | TRB-40 | 11 | 1 | 800 | 1 | 80 | 1 | 399000 | TRUE | 140 | 140 |  |  |  |  | Los Angeles | FALSE | 20.19 |  | 2017-12-27 |  | 2017-12-29 | 2018-06-01 | 2019-07-22 | 2019-07-22 | 1921 | 31941 | Up-front Payment
SCG-010413 | Low Income Single Family Residential | Domestic Hot Water | Gas | Southern California Gas Company | Incentive:Paid | 4723 | 36.9 |  | 1 | 128 |  | 128 |  | 2017-12-30 09:52 | 2018-02-05 | TITANIUM POWER INC | Retrofit | Sun Valley | Los Angeles | 91352 | Host Customer is System Owner | 4 |  | 30004079 | GREENoneTEC Solarindustrie GmbH | Solpal Plus | Solpal Plus L-GT | Direct Integral Collector Storage (DI) | 25.66 |  | Solpal Plus L |  |  | Solar Storage with Tankless Auxiliary Water Heater | 51 | 1 | 1 | 55 | Z09 | [18 empty] | Los Angeles | FALSE | 37.18 |  | 2011-06-01: 2017-12-27; 2011-08-03: 2017-12-30; 2011-09-20: 2018-02-05 | 2452 | 4759 | Up-front Payment
SCG-010414 | Low Income Single Family Residential | Domestic Hot Water | Gas | Southern California Gas Company | Incentive:Paid | 4723 | 36.9 |  | 1 | 128 |  | 128 |  | 2018-01-02 12:31 | 2018-02-08 | TITANIUM POWER INC | Retrofit | Sun Valley | Los Angeles | 91352 | Host Customer is System Owner | 5 |  | 30004079 | GREENoneTEC Solarindustrie GmbH | Solpal Plus | Solpal Plus L-GT | Direct Integral Collector Storage (DI) | 25.66 |  | Solpal Plus L |  |  | Solar Storage with Tankless Auxiliary Water Heater | 51 | 1 | 1 | 65 | Z09 | [18 empty] | Los Angeles | FALSE | 37.18 |  | 2011-06-01: 2017-12-27; 2011-08-03: 2018-01-02; 2011-09-20: 2018-02-08 | 2445 | 4759 | Up-front Payment
SCG-010416 | Commercial/Multifamily Residential | Domestic Hot Water | Gas | Southern California Gas Company | Incentive:Paid | 95923 | 20.19 |  | 1 | 4751 |  | 4751 |  | 2017-12-28 09:01 | 2018-06-01 | EVOLUTION ENERGY SOLUTIONS L L C | Retrofit | Santa Ana | Orange | 92706 | Host Customer is System Owner | [7 empty] | 1310.4 | 40.95 |  | Drainback | Drainback (Water) | Solar Storage and Auxiliary Tanks are separate |  | 1 | 1 | 2280 | Z08 | 60 | Units | Apartments/Condos | TRB-40 | 32 | 1 | 2800 | 1 | 400 | 4 | 796000 | TRUE | 140 | 140 |  | SunEarth - SETR A503 TTR U + VFS 10-200 |  | SunEarth - SETR A503 TTR U + VFS 10-200 | City of Santa Ana | FALSE | 20.19 |  | 2017-12-27 | 2019-03-18 | 2017-12-28 | 2018-06-01 | 2019-03-18 | 2019-04-02 | 2025 | 95923 | Up-front Payment
SCG-010417 | Commercial/Multifamily Residential | Domestic Hot Water | Gas | Southern California Gas Company | Incentive:Paid | 96569 | 20.19 |  | 1 | 4783 |  | 4783 |  | 2017-12-28 09:17 | 2018-06-01 | EVOLUTION ENERGY SOLUTIONS L L C | Retrofit | Santa Ana | Orange | 92706 | Host Customer is System Owner | [7 empty] | 1310.4 | 40.95 |  | Drainback | Drainback (Water) | Solar Storage and Auxiliary Tanks are separate |  | 1 | 1 | 2318 | Z08 | 61 | Units | Apartments/Condos | TRB-40 | 32 | 1 | 2800 | 1 | 400 | 4 | 796000 | TRUE | 140 | 140 |  | SunEarth - SETR A503 TTR U + VFS 10-200 |  | SunEarth - SETR A503 TTR U + VFS 10-200 | City of Santa Ana | FALSE | 20.19 |  | 2017-12-27 |  | 2017-12-28 | 2018-06-01 | 2019-03-21 | 2019-04-02 | 2025 | 96569 | Up-front Payment
SCG-010418 | Commercial/Multifamily Residential | Domestic Hot Water | Gas | Southern California Gas Company | Incentive:Paid | 2025 | 20.19 |  | 1 | 118 |  | 100 |  | 2018-01-02 12:22 | 2018-06-01 | INTELLIGENT GREEN SOLUTIONS CA | Retrofit | Visalia | Tulare | 93277 | Host Customer is System Owner |  |  | 30004236 | SunMaxx Solar LLC | ThermoPower | VTS30-HP-G | Indirect Thermosyphon (IT) | 47.9 |  | ThermoPower-VTS-HP30 | Automatic Drainback |  | Solar Storage and Auxiliary Tanks are separate | 79 | 1 | 0.85 | 0 | Z13 | [18 empty] | City of Visalia | FALSE | 52.88 |  | 2017-12-27 |  | 2018-01-02 | 2018-06-01 | 2018-06-01 | 2018-06-15 | 2280 | 6240 | Up-front Payment
PGE-010419 | Commercial/Multifamily Residential | Domestic Hot Water | Gas | Pacific Gas and Electric | Incentive:Canceled | 295481 | 20.19 |  | 1 | 14635 |  | 14635 |  | 2018-07-31 08:34 | 2018-08-31 | INTELLIGENT GREEN SOLUTIONS CA | Retrofit | Fowler | Fresno | 93625 | Lease | [7 empty] | 3538.8 | 29.49 |  | Glycol | Steam Back | Solar Storage and Auxiliary Tanks are separate |  | 1 | 1 | 100094 | Z13 |  |  | Other | 10002034 | 120 | 1 | 4000 | 1 | 46000 | 7 | 10000000 | TRUE | 180 | 180 |  | SunMaxx Solar - SmartMaxx-EMETER1000 |  | SunMaxx Solar - SmartMaxx-EMETER1000 |  | FALSE | 31.43 |  | 2017-12-27 | 2018-08-23 | 2018-07-31 | 2018-08-31 |  |  | 2248 | 460044 | Up-front Payment
PGE-010422 | Single Family Residential - Disadvantaged Community | Domestic Hot Water | Gas | Pacific Gas and Electric | Incentive:Paid | 2642 | 29.85 |  | 1 | 118 |  | 88 |  | 2018-02-08 09:35 | 2018-03-15 | INTELLIGENT GREEN SOLUTIONS CA | Retrofit | SELMA | Fresno | 93662 | Host Customer is System Owner | 5 |  | 30004236 | SunMaxx Solar LLC | ThermoPower | VTS30-HP-G | Indirect Thermosyphon (IT) | 47.9 |  | ThermoPower-VTS-HP30 | Automatic Drainback |  | Solar Storage and Auxiliary Tanks are separate | 79 | 1 | 0.75 | 65 | Z13 | [18 empty] | City of Selma | FALSE | 52.88 |  | 2017-12-28 | 2018-02-15 |  |  | 2018-02-08 | 2018-03-15 | 2395 | 6240 | Up-front Payment
PGE-010423 | Commercial/Multifamily Residential | Domestic Hot Water | Gas | Pacific Gas and Electric | Incentive:Canceled | 36685 | 20.19 |  | 1 | 1817 |  | 1817 |  | 2018-01-02 12:15 | 2018-01-30 | INTELLIGENT GREEN SOLUTIONS CA | Retrofit | Fresno | Fresno | 93706 | Lease | [7 empty] | 766.74 | 29.49 |  | Glycol | Steam Back | Solar Storage and Auxiliary Tanks are separate |  | 1 | 1 | 1540 | Z13 |  |  | Other | 10002034 | 26 | 1 | 1200 | 1 | 115 | 1 | 100000 | FALSE | 160 | 140 |  | SunMaxx Solar - SmartMaxx-EMETER1000 |  | SunMaxx Solar - SmartMaxx-EMETER1000 |  | FALSE | 54.86 |  | 2017-12-28 | 2018-01-08 | 2018-01-02 | 2018-01-30 |  |  | 2462 | 99676 | Up-front Payment
PGE-010424 | Commercial Pools | Pool Heating | Gas | Pacific Gas and Electric | Incentive:Paid | 28527 | 5 |  | 1 | 6039 |  | 5979 |  | 2017-12-29 11:00 | 2018-01-30 | SUNTREK INDUSTRIES INC | Retrofit | San Rafael | Marin | 94901 | Host Customer is System Owner | [7 empty] | 3102 | 47 |  | Drainback |  |  |  | 0.99 | 1 |  | Z02 |  |  |  | 2007048A | 66 | 1 | [5 empty] | FALSE |  |  |  | SunEarth - SETR A503 TTR U + VFS 20-400 |  | SunEarth - SETR A503 TTR U + VFS 20-400 | San Rafael | FALSE | 9.45 |  | 2017-12-28 | 2018-01-05 | 2017-12-29 | 2018-01-30 | 2018-02-22 | 2018-05-31 | 2327 | 57054 | Up-front Payment
SCG-010425 | Low Income Single Family Residential | Domestic Hot Water | Gas | Southern California Gas Company | Incentive:Paid | 4723 | 36.9 |  | 1 | 128 |  | 128 |  | 2018-01-13 10:33 | 2018-02-14 | TITANIUM POWER INC | Retrofit | Pacoima | Los Angeles | 91331 | Host Customer is System Owner | 7 |  | 30004079 | GREENoneTEC Solarindustrie GmbH | Solpal Plus | Solpal Plus L-GT | Direct Integral Collector Storage (DI) | 25.66 |  | Solpal Plus L |  |  | Solar Storage with Tankless Auxiliary Water Heater | 51 | 1 | 1 | 85 | Z09 | [18 empty] | Los Angeles | FALSE | 37.18 |  | 2011-06-01: 2017-12-28; 2011-08-03: 2018-01-13; 2011-09-20: 2018-02-14 | 2440 | 4759 | Up-front Payment
SCG-010426 | Multifamily Residential - Disadvantaged Community | Domestic Hot Water | Gas | Southern California Gas Company | Incentive:Paid | 8520 | 20.19 |  | 1 | 419 |  | 419 |  | 2018-01-30 12:20 | 2018-06-01 | INTELLIGENT GREEN SOLUTIONS CA | Retrofit | Tulare | Tulare | 93274 | Lease | [7 empty] | 175.26 | 29.21 |  | Glycol | Steam Back | Solar Storage and Auxiliary Tanks are separate |  | 1 | 1 | 280 | Z13 |  |  | Other | 10002010 | 6 | 1 | 280 | 1 | 50 | 1 | 32000 | TRUE | 160 | 140 |  |  |  |  | City of Tulare | FALSE | 50.72 |  | 2017-12-28 |  | 2018-01-30 | 2018-06-01 | 2018-06-06 | 2018-07-11 | 2297 | 21252 | Up-front Payment
SCG-010429 | Low Income Single Family Residential | Domestic Hot Water | Gas | Southern California Gas Company | Incentive:Paid | 4723 | 36.9 |  | 1 | 128 |  | 128 |  | 2018-01-02 12:27 | 2018-02-06 | TITANIUM POWER INC | Retrofit | Pacoima | Los Angeles | 91331 | Host Customer is System Owner | 4 |  | 30004079 | GREENoneTEC Solarindustrie GmbH | Solpal Plus | Solpal Plus L-GT | Direct Integral Collector Storage (DI) | 25.66 |  | Solpal Plus L |  |  | Solar Storage with Tankless Auxiliary Water Heater | 51 | 1 | 1 | 55 | Z09 | [18 empty] | Los Angeles | FALSE | 37.18 |  | 2011-06-01: 2017-12-28; 2011-08-03: 2018-01-02; 2011-09-20: 2018-02-06 | 2451 | 4759 | Up-front Payment
SCG-010431 | Low Income Single Family Residential | Domestic Hot Water | Gas | Southern California Gas Company | Incentive:Paid | 4723 | 36.9 |  | 1 | 128 |  | 128 |  | 2018-01-02 13:03 | 2018-02-06 | TITANIUM POWER INC | Retrofit | Pacoima | Los Angeles | 91331 | Host Customer is System Owner | 9 |  | 30004079 | GREENoneTEC Solarindustrie GmbH | Solpal Plus | Solpal Plus L-GT | Direct Integral Collector Storage (DI) | 25.66 |  | Solpal Plus L |  |  | Solar Storage with Tankless Auxiliary Water Heater | 51 | 1 | 1 | 105 | Z09 | [18 empty] | Los Angeles | FALSE | 37.18 |  | 2011-06-01: 2017-12-28; 2011-08-03: 2018-01-02; 2011-09-20: 2018-02-06 | 2451 | 4759 | Up-front Payment
SCG-010432 | Low Income Single Family Residential | Domestic Hot Water | Gas | Southern California Gas Company | Incentive:Paid | 4723 | 36.9 |  | 1 | 128 |  | 128 |  | 2018-01-13 10:48 | 2018-05-31 | TITANIUM POWER INC | Retrofit | Pacoima | Los Angeles | 91331 | Owner/Tenant | 5 |  | 30004079 | GREENoneTEC Solarindustrie GmbH | Solpal Plus | Solpal Plus L-GT | Direct Integral Collector Storage (DI) | 25.66 |  | Solpal Plus L |  |  | Solar Storage with Tankless Auxiliary Water Heater | 51 | 1 | 1 | 65 | Z09 | [18 empty] | Los Angeles | FALSE | 37.18 |  | 2017-12-28 | 2018-02-07 |  |  | 2018-01-13 | 2018-05-31 | 2334 | 4759 | Up-front Payment
PGE-010433 | Single Family Residential | Domestic Hot Water | Gas | Pacific Gas and Electric | Incentive:Paid | 3045 | 29.85 |  | 1 | 102 |  | 102 |  | 2018-02-08 15:34 | 2018-03-05 | ACR SOLAR INTERNATIONAL CORP | Retrofit | Sacramento | Sacramento | 95818 | Host Customer is System Owner | 4 |  | 2005006H | Butler Sun Solutions, Inc. | SOLAR BUTLER | BSS-PV1-50GC | Indirect Forced Circulation (IF) | 40.64 |  | 20-01 | Glycol | Heat Dump Radiator | Solar and Auxiliary Storage are the same Tank | 50 | 1 | 1 | 55 | Z12 | [18 empty] | Sacramento | FALSE | 75.49 |  | 2017-12-28 | 2018-02-15 |  |  | 2018-02-08 | 2018-03-05 | 2411 | 7700 | Up-front Payment
SCG-010436 | Low Income Single Family Residential | Domestic Hot Water | Gas | Southern California Gas Company | Incentive:Paid | 4723 | 36.9 |  | 1 | 128 |  | 128 |  | 2018-01-04 09:05 | 2018-02-09 | TITANIUM POWER INC | Retrofit | Pacoima | Los Angeles | 91331 | Owner/Tenant | 8 |  | 30004079 | GREENoneTEC Solarindustrie GmbH | Solpal Plus | Solpal Plus L-GT | Direct Integral Collector Storage (DI) | 25.66 |  | Solpal Plus L |  |  | Solar Storage with Tankless Auxiliary Water Heater | 51 | 1 | 1 | 95 | Z09 | [18 empty] | Los Angeles | FALSE | 37.18 |  | 2011-06-01: 2017-12-28; 2011-08-03: 2018-01-04; 2011-09-20: 2018-02-09 | 2446 | 4759 | Up-front Payment
SCG-010437 | Low Income Single Family Residential | Domestic Hot Water | Gas | Southern California Gas Company | Incentive:Paid | 4723 | 36.9 |  | 1 | 128 |  | 128 |  | 2018-01-13 10:24 | 2018-03-15 | TITANIUM POWER INC | Retrofit | Pacoima | Los Angeles | 91331 | Owner/Tenant | 6 |  | 30004079 | GREENoneTEC Solarindustrie GmbH | Solpal Plus | Solpal Plus L-GT | Direct Integral Collector Storage (DI) | 25.66 |  | Solpal Plus L |  |  | Solar Storage with Tankless Auxiliary Water Heater | 51 | 1 | 1 | 75 | Z09 | [18 empty] | Los Angeles | FALSE | 37.18 |  | 2011-06-01: 2017-12-28; 2011-08-03: 2018-01-13; 2011-09-20: 2018-03-15 | 2410 | 4759 | Up-front Payment
SCG-010438 | Low Income Single Family Residential | Domestic Hot Water | Gas | Southern California Gas Company | Incentive:Paid | 4723 | 36.9 |  | 1 | 128 |  | 128 |  | 2018-01-02 12:24 | 2018-02-06 | TITANIUM POWER INC | Retrofit | Pacoima | Los Angeles | 91331 | Host Customer is System Owner | 6 |  | 30004079 | GREENoneTEC Solarindustrie GmbH | Solpal Plus | Solpal Plus L-GT | Direct Integral Collector Storage (DI) | 25.66 |  | Solpal Plus L |  |  | Solar Storage with Tankless Auxiliary Water Heater | 51 | 1 | 1 | 75 | Z09 | [18 empty] | Los Angeles | FALSE | 37.18 |  | 2011-06-01: 2017-12-28; 2011-08-03: 2018-01-02; 2011-09-20: 2018-02-06 | 2451 | 4759 | Up-front Payment
SCG-010439 | Low Income Single Family Residential | Domestic Hot Water | Gas | Southern California Gas Company | Incentive:Paid | 1839219 | 36.9 |  | 1 | 128 |  | 128 |  | 2018-01-02 13:08 | 2018-09-17 | TITANIUM POWER INC | Retrofit | Pacoima | Los Angeles | 91331 | Host Customer is System Owner | 8 |  | 30004079 | GREENoneTEC Solarindustrie GmbH | Solpal Plus | Solpal Plus L-GT | Direct Integral Collector Storage (DI) | 25.66 |  | Solpal Plus L |  |  | Solar Storage with Tankless Auxiliary Water Heater | 51 | 1 | 1 | 95 | Z09 | [18 empty] | Los Angeles | FALSE | 37.18 |  | 2017-12-28 | 2018-02-07 |  |  | 2018-01-02 | 2018-09-17 | 2229 | 4759 | Up-front Payment
SCG-010440 | Low Income Single Family Residential | Domestic Hot Water | Gas | Southern California Gas Company | Incentive:Paid | 4723 | 36.9 |  | 1 | 128 |  | 128 |  | 2018-01-02 12:23 | 2018-02-06 | TITANIUM POWER INC | Retrofit | Pacoima | Los Angeles | 91331 | Host Customer is System Owner | 4 |  | 30004079 | GREENoneTEC Solarindustrie GmbH | Solpal Plus | Solpal Plus L-GT | Direct Integral Collector Storage (DI) | 25.66 |  | Solpal Plus L |  |  | Solar Storage with Tankless Auxiliary Water Heater | 51 | 1 | 1 | 55 | Z09 | [18 empty] | Los Angeles | FALSE | 37.18 |  | 2011-06-01: 2017-12-28; 2011-08-03: 2018-01-02; 2011-09-20: 2018-02-06 | 2451 | 4759 | Up-front Payment
SCG-010442 | Low Income Single Family Residential | Domestic Hot Water | Gas | Southern California Gas Company | Incentive:Canceled | 4723 | 36.9 |  | 1 | 128 |  | 128 |  |  |  | TITANIUM POWER INC | Retrofit | Pacoima | Los Angeles | 91331 | Owner/Tenant | 4 |  | 30004079 | GREENoneTEC Solarindustrie GmbH | Solpal Plus | Solpal Plus L-GT | Direct Integral Collector Storage (DI) | 25.66 |  | Solpal Plus L |  |  | Solar Storage with Tankless Auxiliary Water Heater | 51 | 1 | 1 | 55 | Z09 | [18 empty] | Los Angeles | FALSE | 37.18 |  | 2011-06-01: 2017-12-28 | 2494 | 4759 | Up-front Payment
SCG-010443 | Low Income Single Family Residential | Domestic Hot Water | Gas | Southern California Gas Company | Incentive:Paid | 4723 | 36.9 |  | 1 | 128 |  | 128 |  | 2018-01-13 10:38 | 2018-03-19 | TITANIUM POWER INC | Retrofit | Pacoima | Los Angeles | 91331 | Owner/Tenant | 4 |  | 30004079 | GREENoneTEC Solarindustrie GmbH | Solpal Plus | Solpal Plus L-GT | Direct Integral Collector Storage (DI) | 25.66 |  | Solpal Plus L |  |  | Solar Storage with Tankless Auxiliary Water Heater | 51 | 1 | 1 | 55 | Z09 | [18 empty] | Los Angeles | FALSE | 37.18 |  | 2011-06-01: 2017-12-28; 2011-08-03: 2018-01-13; 2011-09-20: 2018-03-19 | 2411 | 4759 | Up-front Payment
SCG-010444 | Low Income Single Family Residential | Domestic Hot Water | Gas | Southern California Gas Company | Incentive:Paid | 4723 | 36.9 |  | 1 | 128 |  | 128 |  | 2018-01-02 12:21 | 2018-02-06 | TITANIUM POWER INC | Retrofit | Pacoima | Los Angeles | 91331 | Host Customer is System Owner | 6 |  | 30004079 | GREENoneTEC Solarindustrie GmbH | Solpal Plus | Solpal Plus L-GT | Direct Integral Collector Storage (DI) | 25.66 |  | Solpal Plus L |  |  | Solar Storage with Tankless Auxiliary Water Heater | 51 | 1 | 1 | 75 | Z09 | [18 empty] | Los Angeles | FALSE | 37.18 |  | 2011-06-01: 2017-12-28; 2011-08-03: 2018-01-02; 2011-09-20: 2018-02-06 | 2451 | 4759 | Up-front Payment
SCG-010445 | Commercial/Multifamily Residential | Domestic Hot Water | Gas | Southern California Gas Company | Incentive:Paid | 30911 | 20.19 |  | 1 | 1531 |  | 1531 |  | 2017-12-29 08:40 | 2018-06-01 | EVOLUTION ENERGY SOLUTIONS L L C | Retrofit | Sylmar | Los Angeles | 91342 | Host Customer is System Owner | [7 empty] | 450.45 | 40.95 |  | Drainback | Drainback (Water) | Solar Storage and Auxiliary Tanks are separate |  | 1 | 1 | 800 | Z09 | 20 | Units | Apartments/Condos | TRB-40 | 11 | 1 | 800 | 1 | 80 | 1 | 750000 | TRUE | 140 | 140 |  |  |  |  | Los Angeles | FALSE | 20.19 |  | 2017-12-28 |  | 2017-12-29 | 2018-06-01 | 2019-07-23 | 2019-08-12 | 1900 | 30911 | Up-front Payment
SCG-010446 | Low Income Single Family Residential | Domestic Hot Water | Gas | Southern California Gas Company | Incentive:Paid | 4723 | 36.9 |  | 1 | 128 |  | 128 |  | 2018-01-15 10:51 | 2018-02-23 | TITANIUM POWER INC | Retrofit | Pacoima | Los Angeles | 91331 | Owner/Tenant | 4 |  | 30004079 | GREENoneTEC Solarindustrie GmbH | Solpal Plus | Solpal Plus L-GT | Direct Integral Collector Storage (DI) | 25.66 |  | Solpal Plus L |  |  | Solar Storage with Tankless Auxiliary Water Heater | 51 | 1 | 1 | 55 | Z09 | [18 empty] | Los Angeles | FALSE | 37.18 |  | 2011-06-01: 2017-12-28; 2011-08-03: 2018-01-15; 2011-09-20: 2018-02-23 | 2427 | 4759 | Up-front Payment
SCG-010447 | Commercial/Multifamily Residential | Domestic Hot Water | Gas | Southern California Gas Company | Incentive:Paid | 38381 | 20.19 |  | 1 | 1901 |  | 1901 |  | 2017-12-29 08:39 | 2018-06-01 | EVOLUTION ENERGY SOLUTIONS L L C | Retrofit | North Hills | Los Angeles | 91343 | Host Customer is System Owner | [7 empty] | 532.35 | 40.95 |  | Drainback | Drainback (Water) | Solar Storage and Auxiliary Tanks are separate |  | 1 | 1 | 1000 | Z09 | 25 | Units | Apartments/Condos | TRB-40 | 13 | 1 | 1000 | 1 | 100 | 1 | 270000 | TRUE | 140 | 140 |  | SunEarth - SETR A503 TTR U + VFS 10-200 |  | SunEarth - SETR A503 TTR U + VFS 10-200 | Los Angeles | FALSE | 20.19 |  | 2017-12-28 |  | 2017-12-29 | 2018-06-01 | 2019-07-31 | 2019-08-01 | 1909 | 38381 | Up-front Payment
SCG-010449 | Commercial/Multifamily Residential | Domestic Hot Water | Gas | Southern California Gas Company | Incentive:Canceled | 31880 | 20.19 |  | 1 | 1579 |  | 1579 |  | 2017-12-29 08:46 | 2018-06-01 |  | Retrofit | North Hollywood | Los Angeles | 91605 | Host Customer is System Owner | [7 empty] | 450.45 | 40.95 |  | Drainback | Drainback (Water) | Solar Storage and Auxiliary Tanks are separate |  | 1 | 1 | 840 | Z09 | 20 | Units | Apartments/Condos | TRB-40 | 11 | 1 | 800 | 1 | 100 | 1 | 270000 | TRUE | 140 | 140 | [5 empty] | FALSE | 20.19 |  | 2011-06-01: 2017-12-28; 2011-06-23: 2017-12-29; 2011-07-01: 2018-06-01 | 2340 | 31880 | Up-front Payment
SCG-010450 | Commercial/Multifamily Residential | Domestic Hot Water | Gas | Southern California Gas Company | Incentive:Paid | 7935 | 20.19 |  | 1 | 393 |  | 393 |  | 2018-01-30 12:05 | 2018-06-01 | INTELLIGENT GREEN SOLUTIONS CA | Retrofit | Tulare | Tulare | 93274 | Lease | [7 empty] | 175.26 | 29.21 |  | Glycol | Advanced Controller with a Vacation or Holiday Mode | Solar Storage and Auxiliary Tanks are separate |  | 1 | 1 | 280 | Z13 |  | Units | Apartments/Condos | 10002010 | 6 | 1 | 250 | 1 | 50 | 1 | 40000 | TRUE | 160 | 140 |  |  |  |  | City of Tulare | FALSE | 54.08 |  | 2017-12-29 |  | 2018-01-30 | 2018-06-01 | 2018-06-08 | 2018-07-11 | 2243 | 21252 | Up-front Payment
SCG-010451 | Multifamily Residential - Disadvantaged Community | Domestic Hot Water | Gas | Southern California Gas Company | Incentive:Paid | 9186 | 20.19 |  | 1 | 451 |  | 451 |  | 2018-01-30 11:48 | 2018-06-01 | INTELLIGENT GREEN SOLUTIONS CA | Retrofit | Tulare | Tulare | 93274 | Lease | [7 empty] | 175.26 | 29.21 |  | Glycol | Steam Back | Solar Storage and Auxiliary Tanks are separate |  | 1 | 1 | 280 | Z13 |  |  | Other | 10002010 | 6 | 1 | 500 | 1 | 75 | 1 | 75100 | FALSE | 160 | 140 |  |  |  |  | City of Tulare | FALSE | 47.12 |  | 2017-12-29 |  | 2018-01-30 | 2018-06-01 | 2018-06-06 | 2018-07-11 | 2297 | 21252 | Up-front Payment
SCG-010452 | Single Family Residential - Disadvantaged Community | Domestic Hot Water | Gas | Southern California Gas Company | Incentive:Canceled | 3522 | 29.85 |  | 1 | 118 |  | 118 |  | 2018-08-15 03:39 |  | INTELLIGENT GREEN SOLUTIONS CA | Retrofit | Parlier | Fresno | 93648 | Host Customer is System Owner | 5 |  | 30004236 | SunMaxx Solar LLC | ThermoPower | VTS30-HP-G | Indirect Thermosyphon (IT) | 47.9 | 29.49 | ThermoPower-VTS-HP30 | Automatic Drainback |  | Solar Storage and Auxiliary Tanks are separate | 79 | 1 | 1 | 65 | Z13 |  |  | Other |  | 6 | 1 | 500 | 1 | 75 | 1 | 75100 | FALSE | 160 | 140 |  |  |  |  | City of Parlier | FALSE | 52.88 |  | 2011-06-01: 2017-12-29; 2011-06-21: 2019-01-02; 2011-08-03: 2018-08-15 | 2124 | 6240 | Up-front Payment
PGE-010453 | Commercial/Multifamily Residential | Domestic Hot Water | Gas | Pacific Gas and Electric | Incentive:Canceled | 19544 | 20.19 |  | 1 | 968 |  | 968 |  | 2018-05-15 06:27 | 2018-06-29 | INTELLIGENT GREEN SOLUTIONS CA | Retrofit | Fresno | Fresno | 93728 | Lease | [7 empty] | 412.86 | 29.49 |  | Glycol | Steam Back | Solar Storage and Auxiliary Tanks are separate |  | 1 | 1 | 840 | Z13 |  |  | Other | 10002034 | 14 | 1 | 400 | 1 | 80 | 2 | 75100 | FALSE | 160 | 140 | [5 empty] | FALSE | 55.45 |  | 2017-12-29 | 2018-05-30 | 2018-05-15 | 2018-06-29 |  |  | 2311 | 53672 | Up-front Payment
SCG-010454 | Commercial/Multifamily Residential | Domestic Hot Water | Gas | Southern California Gas Company | Incentive:Paid | 72341 | 20.19 |  | 1 | 3583 |  | 3583 |  | 2017-12-29 14:17 | 2018-06-01 | EVOLUTION ENERGY SOLUTIONS L L C | Retrofit | Los Angeles | Los Angeles | 90049 | Host Customer is System Owner | [7 empty] | 982.8 | 40.95 |  | Drainback | Drainback (Water) | Solar Storage and Auxiliary Tanks are separate |  | 1 | 1 | 2000 | Z09 | 50 | Units | Apartments/Condos | TRB-40 | 24 | 1 | 2000 | 2 | 240 | 2 | 500000 | TRUE | 140 | 140 |  | SunEarth - SETR A503 TTR U + VFS 10-200 |  | SunEarth - SETR A503 TTR U + VFS 10-200 | Los Angeles | FALSE | 20.19 |  | 2017-12-29 |  | 2017-12-29 | 2018-06-01 | 2019-03-22 | 2019-03-25 | 1991 | 72341 | Up-front Payment
SCG-010456 | Commercial/Multifamily Residential | Domestic Hot Water | Gas | Southern California Gas Company | Incentive:Paid | 44196 | 20.19 |  | 1 | 2189 |  | 2189 |  | 2017-12-29 14:28 | 2018-06-01 | EVOLUTION ENERGY SOLUTIONS L L C | Retrofit | Sun City | Riverside | 92586 | Host Customer is System Owner | [7 empty] | 573.3 | 40.95 |  | Drainback |  | Solar Storage and Auxiliary Tanks are separate |  | 1 | 1 | 1152 | Z10 | 50 | Units | Apartments/Condos | TRB-40 | 14 | 1 | 1100 | 1 | 119 | 1 | 398000 | TRUE | 140 | 140 |  | SunEarth - SETR A503 TTR U + VFS 10-200 |  | SunEarth - SETR A503 TTR U + VFS 10-200 | Menifee | FALSE | 20.49 |  | 2017-12-29 |  | 2017-12-29 | 2018-06-01 | 2019-09-11 | 2019-10-09 | 1830 | 44862 | Up-front Payment
SCG-010457 | Commercial/Multifamily Residential | Domestic Hot Water | Gas | Southern California Gas Company | Incentive:Paid | 43711 | 20.19 |  | 1 | 2165 |  | 2165 |  | 2017-12-29 14:26 | 2018-06-01 | EVOLUTION ENERGY SOLUTIONS L L C | Retrofit | Sun City | Riverside | 92586 | Host Customer is System Owner | [7 empty] | 573.3 | 40.95 |  | Drainback |  | Solar Storage and Auxiliary Tanks are separate |  | 1 | 1 | 1152 | Z10 | 50 | Units | Apartments/Condos | TRB-40 | 14 | 1 | 1100 | 1 | 119 | 1 | 398000 | TRUE | 140 | 140 |  | SunEarth - SETR A503 TTR U + VFS 10-200 |  | SunEarth - SETR A503 TTR U + VFS 10-200 | Menifee | FALSE | 20.47 |  | 2017-12-29 |  | 2017-12-29 | 2018-06-01 | 2019-09-11 | 2019-10-10 | 1830 | 44317 | Up-front Payment
SCG-010458 | Commercial/Multifamily Residential | Domestic Hot Water | Gas | Southern California Gas Company | Incentive:Paid | 44176 | 20.19 |  | 1 | 2188 |  | 2188 |  | 2017-12-29 14:24 | 2018-06-01 | EVOLUTION ENERGY SOLUTIONS L L C | Retrofit | Sun City | Riverside | 92586 | Host Customer is System Owner | [7 empty] | 573.3 | 40.95 |  | Drainback |  | Solar Storage and Auxiliary Tanks are separate |  | 1 | 1 | 1152 | Z10 | 50 | Units | Apartments/Condos | TRB-40 | 14 | 1 | 1100 | 1 | 119 | 1 | 398000 | TRUE | 140 | 140 |  | SunEarth - SETR A503 TTR U + VFS 10-200 |  | SunEarth - SETR A503 TTR U + VFS 10-200 | Menifee | FALSE | 20.49 |  | 2017-12-29 |  | 2017-12-29 | 2018-06-01 | 2019-09-11 | 2019-10-10 | 1830 | 44842 | Up-front Payment
SCG-010459 | Commercial/Multifamily Residential | Domestic Hot Water | Gas | Southern California Gas Company | Incentive:Paid | 39956 | 20.19 |  | 1 | 1979 |  | 1979 |  | 2017-12-29 16:22 | 2018-06-01 | EVOLUTION ENERGY SOLUTIONS L L C | Retrofit | Arleta | Los Angeles | 91331 | Host Customer is System Owner | [7 empty] | 573.3 | 40.95 |  | Drainback | Drainback (Water) | Solar Storage and Auxiliary Tanks are separate |  | 1 | 1 | 1120 | Z09 | 28 | Units | Apartments/Condos | TRB-40 | 14 | 1 | 1100 | 1 | 100 | 1 | 270000 | TRUE | 140 | 140 |  | SunEarth - SETR A503 TTR U + VFS 10-200 |  | SunEarth - SETR A503 TTR U + VFS 10-200 | Los Angeles | FALSE | 20.19 |  | 2017-12-29 |  | 2017-12-29 | 2018-06-01 | 2019-08-20 | 2019-09-03 | 1878 | 39956 | Up-front Payment
SCG-010460 | Commercial/Multifamily Residential | Domestic Hot Water | Gas | Southern California Gas Company | Incentive:Paid | 31880 | 20.19 |  | 1 | 1579 |  | 1579 |  | 2017-12-29 16:21 | 2018-06-01 | EVOLUTION ENERGY SOLUTIONS L L C | Retrofit | Torrance | Los Angeles | 90503 | Host Customer is System Owner | [7 empty] | 463.32 | 42.12 |  | Drainback | Drainback (Water) | Solar Storage and Auxiliary Tanks are separate |  | 1 | 1 | 756 | Z06 | 18 | Units | Apartments/Condos | 10001912 | 11 | 1 | 800 | 1 | 100 | 1 | 270000 | TRUE | 140 | 140 |  | SunEarth - SETR A503 TTR U + VFS 10-200 |  | SunEarth - SETR A503 TTR U + VFS 10-200 | TORRANCE | FALSE | 20.19 |  | 2017-12-29 |  | 2017-12-29 | 2018-06-01 | 2019-09-11 | 2019-09-23 | 1858 | 31880 | Up-front Payment
SCG-010461 | Commercial/Multifamily Residential | Domestic Hot Water | Gas | Southern California Gas Company | Incentive:Paid | 30891 | 20.19 |  | 1 | 1530 |  | 1530 |  | 2017-12-29 16:20 | 2018-06-01 | EVOLUTION ENERGY SOLUTIONS L L C | Retrofit | Torrance | Los Angeles | 90503 | Host Customer is System Owner | [7 empty] | 450.45 | 40.95 |  | Drainback | Drainback (Water) | Solar Storage and Auxiliary Tanks are separate |  | 1 | 1 | 756 | Z06 | 18 | Units | Apartments/Condos | TRB-40 | 11 | 1 | 800 | 1 | 100 | 1 | 270000 | TRUE | 140 | 140 |  |  |  |  | TORRANCE | FALSE | 20.19 |  | 2017-12-29 |  | 2017-12-29 | 2018-06-01 | 2019-08-19 | 2019-08-19 | 1893 | 30891 | Up-front Payment
SCG-010462 | Commercial/Multifamily Residential | Domestic Hot Water | Gas | Southern California Gas Company | Incentive:Paid | 32607 | 20.19 |  | 1 | 1615 |  | 1615 |  | 2017-12-29 14:22 | 2018-06-01 | EVOLUTION ENERGY SOLUTIONS L L C | Retrofit | Canoga Park | Los Angeles | 91306 | Host Customer is System Owner | [7 empty] | 450.45 | 40.95 |  | Drainback | Drainback (Water) | Solar Storage and Auxiliary Tanks are separate |  | 1 | 1 | 880 | Z09 | 22 | Units | Apartments/Condos | TRB-40 | 11 | 1 | 800 | 1 | 100 | 1 | 390000 | TRUE | 140 | 140 |  |  |  |  | Los Angeles | FALSE | 20.19 |  | 2017-12-29 |  | 2017-12-29 | 2018-06-01 | 2018-10-31 | 2018-11-02 | 2087 | 32607 | Up-front Payment
SCG-010463 | Commercial/Multifamily Residential | Domestic Hot Water | Gas | Southern California Gas Company | Incentive:Paid | 32607 | 20.19 |  | 1 | 1615 |  | 1615 |  | 2017-12-29 14:21 | 2018-06-01 | EVOLUTION ENERGY SOLUTIONS L L C | Retrofit | Los Angeles | Los Angeles | 90004 | Host Customer is System Owner | [7 empty] | 450.45 | 40.95 |  | Drainback | Drainback (Water) | Solar Storage and Auxiliary Tanks are separate |  | 1 | 1 | 880 | Z09 | 22 | Units | Apartments/Condos | TRB-40 | 11 | 1 | 800 | 1 | 100 | 1 | 270000 | TRUE | 140 | 140 |  |  |  |  | Los Angeles | FALSE | 20.19 |  | 2017-12-29 |  | 2017-12-29 | 2018-06-01 | 2019-12-11 | 2020-01-08 | 1747 | 32607 | Up-front Payment
SCG-010464 | Commercial/Multifamily Residential | Domestic Hot Water | Gas | Southern California Gas Company | Incentive:Paid | 2025 | 20.19 |  | 1 | 118 |  | 100 |  | 2018-01-02 12:37 | 2018-06-01 | INTELLIGENT GREEN SOLUTIONS CA | Retrofit | Visalia | Tulare | 93277 | Host Customer is System Owner |  |  | 30004236 | SunMaxx Solar LLC | ThermoPower | VTS30-HP-G | Indirect Thermosyphon (IT) | 47.9 |  | ThermoPower-VTS-HP30 | Automatic Drainback |  | Solar Storage and Auxiliary Tanks are separate | 79 | 1 | 0.85 | 0 | Z13 | [18 empty] | City of Visalia | FALSE | 52.88 |  | 2017-12-29 |  | 2018-01-02 | 2018-06-01 | 2018-06-01 | 2018-06-15 | 2280 | 6240 | Up-front Payment
SCG-010466 | Commercial/Multifamily Residential | Domestic Hot Water | Gas | Southern California Gas Company | Incentive:Canceled | 38805 | 20.19 |  | 1 | 1922 |  | 1922 |  | 2017-12-29 16:20 | 2018-06-01 |  | Retrofit | Los Angeles | Los Angeles | 90034 | Host Customer is System Owner | [7 empty] | 532.35 | 40.95 |  | Drainback | Drainback (Water) | Solar Storage and Auxiliary Tanks are separate |  | 1 | 1 | 960 | Z08 | 24 | Units | Apartments/Condos | TRB-40 | 13 | 1 | 1000 | 1 | 150 | 2 | 285355 | TRUE | 140 | 140 |  | SunEarth - SETR A503 TTR U + VFS 10-200 |  | SunEarth - SETR A503 TTR U + VFS 10-200 |  | FALSE | 20.19 |  | 2011-06-01: 2017-12-29; 2011-06-23: 2017-12-29; 2011-07-01: 2018-06-01 | 2340 | 38805 | Up-front Payment
SCG-010468 | Commercial/Multifamily Residential | Domestic Hot Water | Gas | Southern California Gas Company | Incentive:Paid | 46962 | 20.19 |  | 1 | 2326 |  | 2326 |  | 2017-12-29 16:19 | 2018-06-01 | EVOLUTION ENERGY SOLUTIONS L L C | Retrofit | Los Angeles | Los Angeles | 90045 | Host Customer is System Owner | [7 empty] | 640.64 | 40.04 |  | Drainback | Drainback (Water) | Solar Storage and Auxiliary Tanks are separate |  | 1 | 1 | 1360 | Z06 | 34 | Units | Apartments/Condos | 10002008 | 16 | 1 | 1300 | 1 | 119 | 1 | 600000 | TRUE | 140 | 140 |  | SunEarth - SETR A503 TTR U + VFS 10-200 |  | SunEarth - SETR A503 TTR U + VFS 10-200 | Los Angeles | FALSE | 20.19 |  | 2017-12-29 |  | 2017-12-29 | 2018-06-01 | 2018-10-08 | 2018-11-07 | 2173 | 46962 | Up-front Payment
PGE-010470 | Single Family Residential | Domestic Hot Water | Gas | Pacific Gas and Electric | Incentive:Paid | 2642 | 29.85 |  | 1 | 118 |  | 88 |  | 2018-03-20 14:22 | 2018-04-30 | INTELLIGENT GREEN SOLUTIONS CA | Retrofit | Sanger | Fresno | 93657 | Host Customer is System Owner | 2 |  | 30004236 | SunMaxx Solar LLC | ThermoPower | VTS30-HP-G | Indirect Thermosyphon (IT) | 47.9 |  | ThermoPower-VTS-HP30 | Automatic Drainback | Drainback (Water) | Solar Storage and Auxiliary Tanks are separate | 79 | 1 | 0.75 | 35 | Z13 | [18 empty] | City of Sanger | FALSE | 52.88 |  | 2018-01-01 | 2018-03-22 |  |  | 2018-03-20 | 2018-04-30 | 2349 | 6240 | Up-front Payment
SCG-010471 | Low Income Single Family Residential | Domestic Hot Water | Gas | Southern California Gas Company | Incentive:Paid | 4723 | 36.9 |  | 1 | 128 |  | 128 |  | 2018-01-13 10:41 | 2018-02-14 | TITANIUM POWER INC | Retrofit | Pacoima | Los Angeles | 91331 | Host Customer is System Owner | 4 |  | 30004079 | GREENoneTEC Solarindustrie GmbH | Solpal Plus | Solpal Plus L-GT | Direct Integral Collector Storage (DI) | 25.66 |  | Solpal Plus L |  |  | Solar Storage with Tankless Auxiliary Water Heater | 51 | 1 | 1 | 55 | Z09 | [18 empty] | Los Angeles | FALSE | 37.18 |  | 2011-06-01: 2018-01-02; 2011-08-03: 2018-01-13; 2011-09-20: 2018-02-14 | 2440 | 4759 | Up-front Payment
SCG-010472 | Low Income Single Family Residential | Domestic Hot Water | Gas | Southern California Gas Company | Incentive:Paid | 4723 | 36.9 |  | 1 | 128 |  | 128 |  | 2018-01-22 13:18 | 2018-02-27 | TITANIUM POWER INC | Retrofit | Pacoima | Los Angeles | 91331 | Host Customer is System Owner | 6 |  | 30004079 | GREENoneTEC Solarindustrie GmbH | Solpal Plus | Solpal Plus L-GT | Direct Integral Collector Storage (DI) | 25.66 |  | Solpal Plus L |  |  | Solar Storage with Tankless Auxiliary Water Heater | 51 | 1 | 1 | 75 | Z09 | [18 empty] | Los Angeles | FALSE | 37.18 |  | 2011-06-01: 2018-01-02; 2011-08-03: 2018-01-22; 2011-09-20: 2018-02-27 | 2430 | 4759 | Up-front Payment
SCG-010473 | Low Income Single Family Residential | Domestic Hot Water | Gas | Southern California Gas Company | Incentive:Paid | 4723 | 36.9 |  | 1 | 128 |  | 128 |  | 2018-01-04 09:07 | 2018-02-09 | TITANIUM POWER INC | Retrofit | Van Nuys | Los Angeles | 91405 | Host Customer is System Owner | 4 |  | 30004079 | GREENoneTEC Solarindustrie GmbH | Solpal Plus | Solpal Plus L-GT | Direct Integral Collector Storage (DI) | 25.66 |  | Solpal Plus L |  |  | Solar Storage with Tankless Auxiliary Water Heater | 51 | 1 | 1 | 55 | Z09 | [18 empty] | Los Angeles | FALSE | 37.18 |  | 2011-06-01: 2018-01-02; 2011-08-03: 2018-01-04; 2011-09-20: 2018-02-09 | 2446 | 4759 | Up-front Payment
SCG-010475 | Low Income Single Family Residential | Domestic Hot Water | Gas | Southern California Gas Company | Incentive:Paid | 4723 | 36.9 |  | 1 | 128 |  | 128 |  | 2018-01-13 10:27 | 2018-02-14 | TITANIUM POWER INC | Retrofit | Pacoima | Los Angeles | 91331 | Host Customer is System Owner | 4 |  | 30004079 | GREENoneTEC Solarindustrie GmbH | Solpal Plus | Solpal Plus L-GT | Direct Integral Collector Storage (DI) | 25.66 |  | Solpal Plus L |  |  | Solar Storage with Tankless Auxiliary Water Heater | 51 | 1 | 1 | 55 | Z09 | [18 empty] | Los Angeles | FALSE | 37.18 |  | 2011-06-01: 2018-01-02; 2011-08-03: 2018-01-13; 2011-09-20: 2018-02-14 | 2440 | 4759 | Up-front Payment
SCG-010476 | Low Income Single Family Residential | Domestic Hot Water | Gas | Southern California Gas Company | Incentive:Paid | 4723 | 36.9 |  | 1 | 128 |  | 128 |  | 2018-01-09 14:21 | 2018-02-13 | TITANIUM POWER INC | Retrofit | Pacoima | Los Angeles | 91331 | Host Customer is System Owner | 4 |  | 30004079 | GREENoneTEC Solarindustrie GmbH | Solpal Plus | Solpal Plus L-GT | Direct Integral Collector Storage (DI) | 25.66 |  | Solpal Plus L |  |  | Solar Storage with Tankless Auxiliary Water Heater | 51 | 1 | 1 | 55 | Z09 | [18 empty] | Los Angeles | FALSE | 37.18 |  | 2011-06-01: 2018-01-02; 2011-08-03: 2018-01-09; 2011-09-20: 2018-02-13 | 2439 | 4759 | Up-front Payment
SCG-010477 | Low Income Single Family Residential | Domestic Hot Water | Gas | Southern California Gas Company | Incentive:Paid | 4487 | 36.9 |  | 1 | 128 |  | 122 |  | 2018-01-09 14:19 | 2018-05-22 | TITANIUM POWER INC | Retrofit | Pacoima | Los Angeles | 91331 | Host Customer is System Owner | 8 |  | 30004079 | GREENoneTEC Solarindustrie GmbH | Solpal Plus | Solpal Plus L-GT | Direct Integral Collector Storage (DI) | 25.66 |  | Solpal Plus L |  |  | Solar Storage with Tankless Auxiliary Water Heater | 51 | 1 | 0.95 | 95 | Z09 | [18 empty] | Los Angeles | FALSE | 35.62 |  | 2018-01-02 | 2018-02-07 |  |  | 2018-01-09 | 2018-05-22 | 2347 | 4559 | Up-front Payment
SCG-010478 | Low Income Single Family Residential | Domestic Hot Water | Gas | Southern California Gas Company | Incentive:Paid | 4487 | 36.9 |  | 1 | 128 |  | 122 |  | 2018-01-09 14:18 | 2018-06-01 | TITANIUM POWER INC | Retrofit | Pacoima | Los Angeles | 91331 | Host Customer is System Owner | 4 |  | 30004079 | GREENoneTEC Solarindustrie GmbH | Solpal Plus | Solpal Plus L-GT | Direct Integral Collector Storage (DI) | 25.66 |  | Solpal Plus L |  |  | Solar Storage with Tankless Auxiliary Water Heater | 51 | 1 | 0.95 | 55 | Z09 | [18 empty] | Los Angeles | FALSE | 35.62 |  | 2018-01-02 | 2018-02-07 |  |  | 2018-01-09 | 2018-06-01 | 2325 | 4559 | Up-front Payment
SCG-010479 | Low Income Single Family Residential | Domestic Hot Water | Gas | Southern California Gas Company | Incentive:Paid | 4723 | 36.9 |  | 1 | 128 |  | 128 |  | 2018-01-31 12:18 | 2018-03-21 | TITANIUM POWER INC | Retrofit | Pacoima | Los Angeles | 91331 | Owner/Tenant | 4 |  | 30004079 | GREENoneTEC Solarindustrie GmbH | Solpal Plus | Solpal Plus L-GT | Direct Integral Collector Storage (DI) | 25.66 |  | Solpal Plus L |  |  | Solar Storage with Tankless Auxiliary Water Heater | 51 | 1 | 1 | 55 | Z09 | [18 empty] | Los Angeles | FALSE | 37.18 |  | 2011-06-01: 2018-01-02; 2011-08-03: 2018-01-31; 2011-09-20: 2018-03-21 | 2402 | 4759 | Up-front Payment
SCG-010480 | Low Income Single Family Residential | Domestic Hot Water | Gas | Southern California Gas Company | Incentive:Paid | 4723 | 36.9 |  | 1 | 128 |  | 128 |  | 2018-01-09 14:16 | 2018-02-13 | TITANIUM POWER INC | Retrofit | Pacoima | Los Angeles | 91331 | Host Customer is System Owner | 5 |  | 30004079 | GREENoneTEC Solarindustrie GmbH | Solpal Plus | Solpal Plus L-GT | Direct Integral Collector Storage (DI) | 25.66 |  | Solpal Plus L |  |  | Solar Storage with Tankless Auxiliary Water Heater | 51 | 1 | 1 | 65 | Z09 | [18 empty] | Los Angeles | FALSE | 37.18 |  | 2011-06-01: 2018-01-02; 2011-08-03: 2018-01-09; 2011-09-20: 2018-02-13 | 2439 | 4759 | Up-front Payment
SCG-010481 | Low Income Single Family Residential | Domestic Hot Water | Gas | Southern California Gas Company | Incentive:Paid | 4723 | 36.9 |  | 1 | 128 |  | 128 |  | 2018-01-09 14:15 | 2018-02-13 | TITANIUM POWER INC | Retrofit | Pacoima | Los Angeles | 91331 | Host Customer is System Owner | 5 |  | 30004079 | GREENoneTEC Solarindustrie GmbH | Solpal Plus | Solpal Plus L-GT | Direct Integral Collector Storage (DI) | 25.66 |  | Solpal Plus L |  |  | Solar Storage with Tankless Auxiliary Water Heater | 51 | 1 | 1 | 65 | Z09 | [18 empty] | Los Angeles | FALSE | 37.18 |  | 2011-06-01: 2018-01-02; 2011-08-03: 2018-01-09; 2011-09-20: 2018-02-13 | 2439 | 4759 | Up-front Payment
SCG-010482 | Low Income Single Family Residential | Domestic Hot Water | Gas | Southern California Gas Company | Incentive:Paid | 4487 | 36.9 |  | 1 | 128 |  | 122 |  | 2018-01-04 09:19 | 2018-02-09 | TITANIUM POWER INC | Retrofit | Pacoima | Los Angeles | 91331 | Host Customer is System Owner | 5 |  | 30004079 | GREENoneTEC Solarindustrie GmbH | Solpal Plus | Solpal Plus L-GT | Direct Integral Collector Storage (DI) | 25.66 |  | Solpal Plus L |  |  | Solar Storage with Tankless Auxiliary Water Heater | 51 | 1 | 0.95 | 65 | Z09 | [18 empty] | Los Angeles | FALSE | 35.62 |  | 2011-06-01: 2018-01-02; 2011-08-03: 2018-01-04; 2011-09-20: 2018-02-09 | 2446 | 4559 | Up-front Payment
SCG-010483 | Low Income Single Family Residential | Domestic Hot Water | Gas | Southern California Gas Company | Incentive:Canceled | 4723 | 36.9 |  | 1 | 128 |  | 128 |  | 2018-01-10 14:47 |  | TITANIUM POWER INC | Retrofit | Pacoima | Los Angeles | 91331 | Host Customer is System Owner | 4 |  | 30004079 | GREENoneTEC Solarindustrie GmbH | Solpal Plus | Solpal Plus L-GT | Direct Integral Collector Storage (DI) | 25.66 |  | Solpal Plus L |  |  | Solar Storage with Tankless Auxiliary Water Heater | 51 | 1 | 1 | 55 | Z09 | [18 empty] | Los Angeles | FALSE | 37.18 |  | 2011-06-01: 2018-01-02; 2011-06-21: 2018-02-07; 2011-08-03: 2018-01-10 | 2354 | 4759 | Up-front Payment
SCG-010484 | Low Income Single Family Residential | Domestic Hot Water | Gas | Southern California Gas Company | Incentive:Paid | 4723 | 36.9 |  | 1 | 128 |  | 128 |  | 2018-01-04 12:05 | 2018-02-05 | TITANIUM POWER INC | Retrofit | Pacoima | Los Angeles | 91331 | Host Customer is System Owner | 6 |  | 30004079 | GREENoneTEC Solarindustrie GmbH | Solpal Plus | Solpal Plus L-GT | Direct Integral Collector Storage (DI) | 25.66 |  | Solpal Plus L |  |  | Solar Storage with Tankless Auxiliary Water Heater | 51 | 1 | 1 | 75 | Z09 | [18 empty] | Los Angeles | FALSE | 37.18 |  | 2011-06-01: 2018-01-02; 2011-08-03: 2018-01-04; 2011-09-20: 2018-02-05 | 2452 | 4759 | Up-front Payment
PGE-010486 | Multifamily Residential - Disadvantaged Community | Domestic Hot Water | Gas | Pacific Gas and Electric | Incentive:Paid | 29659 | 20.19 |  | 1 | 1469 |  | 1469 |  | 2018-04-06 10:45 | 2018-05-17 | INTELLIGENT GREEN SOLUTIONS CA | Retrofit | Madera | Madera | 93637 | Lease | [7 empty] | 707.76 | 29.49 |  | Glycol | Steam Back | Solar Storage and Auxiliary Tanks are separate |  | 1 | 1 | 1400 | Z13 |  |  | Other | 10002034 | 24 | 1 | 800 | 1 | 100 | 2 | 240000 | FALSE | 160 | 140 |  | SunMaxx Solar - SmartMaxx-EMETER1000 |  | SunMaxx Solar - SmartMaxx-EMETER1000 | Madera | FALSE | 62.63 |  | 2018-01-03 | 2018-04-13 | 2018-04-06 | 2018-05-17 | 2018-06-01 | 2018-07-09 | 2280 | 92009 | Up-front Payment
SCG-010487 | Commercial/Multifamily Residential | Domestic Hot Water | Gas | Southern California Gas Company | Incentive:Paid | 42904 | 20.19 |  | 1 | 2125 |  | 2125 |  | 2018-01-08 12:48 | 2018-06-01 | EVOLUTION ENERGY SOLUTIONS L L C | Retrofit | Granada Hills | Los Angeles | 91344 | Host Customer is System Owner | [7 empty] | 573.3 | 40.95 |  | Drainback | Drainback (Water) | Solar Storage and Auxiliary Tanks are separate |  | 1 | 1 | 1200 | Z09 | 30 | Units | Apartments/Condos | TRB-40 | 14 | 1 | 1000 | 1 | 199 | 2 | 399000 | TRUE | 140 | 140 |  | SunEarth - SETR A503 TTR U + VFS 10-200 |  | SunEarth - SETR A503 TTR U + VFS 10-200 | Los Angeles | FALSE | 20.19 |  | 2018-01-03 |  | 2018-01-08 | 2018-06-01 | 2018-11-07 | 2018-12-10 | 2130 | 42904 | Up-front Payment
SCG-010488 | Commercial/Multifamily Residential | Domestic Hot Water | Gas | Southern California Gas Company | Incentive:Paid | 41107 | 20.19 |  | 1 | 2036 |  | 2036 |  | 2018-01-08 12:49 | 2018-06-01 | EVOLUTION ENERGY SOLUTIONS L L C | Retrofit | Granada Hills | Los Angeles | 91344 | Host Customer is System Owner | [7 empty] | 573.3 | 40.95 |  | Drainback | Drainback (Water) | Solar Storage and Auxiliary Tanks are separate |  | 1 | 1 | 1080 | Z09 | 27 | Units | Apartments/Condos | TRB-40 | 14 | 1 | 1000 | 1 | 200 | 2 | 399000 | TRUE | 140 | 140 |  | SunEarth - SETR A503 TTR U + VFS 10-200 |  | SunEarth - SETR A503 TTR U + VFS 10-200 | Los Angeles | FALSE | 20.19 |  | 2018-01-04 |  | 2018-01-08 | 2018-06-01 | 2018-11-07 | 2018-12-10 | 2130 | 41107 | Up-front Payment
SCG-010489 | Low Income Single Family Residential | Domestic Hot Water | Gas | Southern California Gas Company | Incentive:Paid | 4723 | 36.9 |  | 1 | 128 |  | 128 |  | 2018-01-09 14:32 | 2018-02-13 | TITANIUM POWER INC | Retrofit | Pacoima | Los Angeles | 91331 | Host Customer is System Owner | 5 |  | 30004079 | GREENoneTEC Solarindustrie GmbH | Solpal Plus | Solpal Plus L-GT | Direct Integral Collector Storage (DI) | 25.66 |  | Solpal Plus L |  |  | Solar Storage with Tankless Auxiliary Water Heater | 51 | 1 | 1 | 65 | Z09 | [18 empty] | Los Angeles | FALSE | 37.18 |  | 2011-06-01: 2018-01-03; 2011-08-03: 2018-01-09; 2011-09-20: 2018-02-13 | 2444 | 4759 | Up-front Payment
SCG-010490 | Low Income Single Family Residential | Domestic Hot Water | Gas | Southern California Gas Company | Incentive:Paid | 4723 | 36.9 |  | 1 | 128 |  | 128 |  | 2018-01-05 13:12 | 2018-02-09 | TITANIUM POWER INC | Retrofit | Pacoima | Los Angeles | 91331 | Host Customer is System Owner | 5 |  | 30004079 | GREENoneTEC Solarindustrie GmbH | Solpal Plus | Solpal Plus L-GT | Direct Integral Collector Storage (DI) | 25.66 |  | Solpal Plus L |  |  | Solar Storage with Tankless Auxiliary Water Heater | 51 | 1 | 1 | 65 | Z09 | [18 empty] | Los Angeles | FALSE | 37.18 |  | 2011-06-01: 2018-01-03; 2011-08-03: 2018-01-05; 2011-09-20: 2018-02-09 | 2446 | 4759 | Up-front Payment
SCG-010491 | Low Income Single Family Residential | Domestic Hot Water | Gas | Southern California Gas Company | Incentive:Paid | 4723 | 36.9 |  | 1 | 128 |  | 128 |  | 2018-01-10 14:44 | 2018-02-14 | TITANIUM POWER INC | Retrofit | Arleta | Los Angeles | 91331 | Host Customer is System Owner | 6 |  | 30004079 | GREENoneTEC Solarindustrie GmbH | Solpal Plus | Solpal Plus L-GT | Direct Integral Collector Storage (DI) | 25.66 |  | Solpal Plus L |  |  | Solar Storage with Tankless Auxiliary Water Heater | 51 | 1 | 1 | 75 | Z09 | [18 empty] | Los Angeles | FALSE | 37.18 |  | 2011-06-01: 2018-01-03; 2011-08-03: 2018-01-10; 2011-09-20: 2018-02-14 | 2440 | 4759 | Up-front Payment
SCG-010492 | Low Income Single Family Residential | Domestic Hot Water | Gas | Southern California Gas Company | Incentive:Canceled | 4723 | 36.9 |  | 1 | 128 |  | 128 |  |  |  | TITANIUM POWER INC | Retrofit | Arleta | Los Angeles | 91331 | Host Customer is System Owner | 4 |  | 30004079 | GREENoneTEC Solarindustrie GmbH | Solpal Plus | Solpal Plus L-GT | Direct Integral Collector Storage (DI) | 25.66 |  | Solpal Plus L |  |  | Solar Storage with Tankless Auxiliary Water Heater | 51 | 1 | 1 | 55 | Z09 | [18 empty] | Los Angeles | FALSE | 37.18 |  | 2011-06-01: 2018-01-03 | 2488 | 4759 | Up-front Payment
SCG-010493 | Low Income Single Family Residential | Domestic Hot Water | Gas | Southern California Gas Company | Incentive:Paid | 4723 | 36.9 |  | 1 | 128 |  | 128 |  | 2018-01-13 10:52 | 2018-03-19 | TITANIUM POWER INC | Retrofit | Arleta | Los Angeles | 91331 | Host Customer is System Owner | 4 |  | 30004079 | GREENoneTEC Solarindustrie GmbH | Solpal Plus | Solpal Plus L-GT | Direct Integral Collector Storage (DI) | 25.66 |  | Solpal Plus L |  |  | Solar Storage with Tankless Auxiliary Water Heater | 51 | 1 | 1 | 55 | Z09 | [18 empty] | Los Angeles | FALSE | 37.18 |  | 2011-06-01: 2018-01-03; 2011-08-03: 2018-01-13; 2011-09-20: 2018-03-19 | 2411 | 4759 | Up-front Payment
SCG-010495 | Single Family Residential - Disadvantaged Community | Domestic Hot Water | Gas | Southern California Gas Company | Incentive:Paid | 2994 | 29.85 |  | 1 | 118 |  | 100 |  | 2019-03-18 14:19 | 2019-03-25 | INTELLIGENT GREEN SOLUTIONS CA | Retrofit | Orange cove | Fresno | 93646 | Host Customer is System Owner | 4 |  | 30004236 | SunMaxx Solar LLC | ThermoPower | VTS30-HP-G | Indirect Thermosyphon (IT) | 47.9 |  | ThermoPower-VTS-HP30 | Automatic Drainback | Steam Back | Solar Storage and Auxiliary Tanks are separate | 79 | 1 | 0.85 | 55 | Z13 | [18 empty] | City of Orange Cove | FALSE | 52.88 |  | 2011-06-01: 2018-01-04; 2011-08-03: 2019-03-18; 2011-09-20: 2019-03-25 | 2040 | 6240 | Up-front Payment
PGE-010497 | Single Family Residential - Disadvantaged Community | Domestic Hot Water | Gas | Pacific Gas and Electric | Incentive:Paid | 2818 | 29.85 |  | 1 | 118 |  | 94 |  | 2018-01-30 18:50 | 2018-04-16 | INTELLIGENT GREEN SOLUTIONS CA | Retrofit | Bakersfield | Kern | 93307 | Host Customer is System Owner | 4 |  | 30004236 | SunMaxx Solar LLC | ThermoPower | VTS30-HP-G | Indirect Thermosyphon (IT) | 47.9 |  | ThermoPower-VTS-HP30 | Automatic Drainback |  | Solar Storage and Auxiliary Tanks are separate | 79 | 1 | 0.8 | 55 | Z13 | [18 empty] | County Of Kern | FALSE | 52.88 |  | 2018-01-04 | 2018-02-01 |  |  | 2018-01-30 | 2018-04-16 | 2367 | 6240 | Up-front Payment
SCG-010498 | Low Income Single Family Residential | Domestic Hot Water | Gas | Southern California Gas Company | Incentive:Paid | 4723 | 36.9 |  | 1 | 128 |  | 128 |  | 2018-01-13 10:30 | 2018-02-14 | TITANIUM POWER INC | Retrofit | Arleta | Los Angeles | 91331 | Host Customer is System Owner | 4 |  | 30004079 | GREENoneTEC Solarindustrie GmbH | Solpal Plus | Solpal Plus L-GT | Direct Integral Collector Storage (DI) | 25.66 |  | Solpal Plus L |  |  | Solar Storage with Tankless Auxiliary Water Heater | 51 | 1 | 1 | 55 | Z09 | [18 empty] | Los Angeles | FALSE | 37.18 |  | 2011-06-01: 2018-01-04; 2011-08-03: 2018-01-13; 2011-09-20: 2018-02-14 | 2440 | 4759 | Up-front Payment
SCG-010499 | Low Income Single Family Residential | Domestic Hot Water | Gas | Southern California Gas Company | Incentive:Paid | 4723 | 36.9 |  | 1 | 128 |  | 128 |  | 2018-01-09 14:13 | 2018-02-12 | TITANIUM POWER INC | Retrofit | Arleta | Los Angeles | 91331 | Host Customer is System Owner | 4 |  | 30004079 | GREENoneTEC Solarindustrie GmbH | Solpal Plus | Solpal Plus L-GT | Direct Integral Collector Storage (DI) | 25.66 |  | Solpal Plus L |  |  | Solar Storage with Tankless Auxiliary Water Heater | 51 | 1 | 1 | 55 | Z09 | [18 empty] | Los Angeles | FALSE | 37.18 |  | 2011-06-01: 2018-01-04; 2011-08-03: 2018-01-09; 2011-09-20: 2018-02-12 | 2446 | 4759 | Up-front Payment
SCG-010500 | Low Income Single Family Residential | Domestic Hot Water | Gas | Southern California Gas Company | Incentive:Paid | 4723 | 36.9 |  | 1 | 128 |  | 128 |  | 2018-01-09 14:10 | 2018-02-12 | TITANIUM POWER INC | Retrofit | Arleta | Los Angeles | 91331 | Host Customer is System Owner | 5 |  | 30004079 | GREENoneTEC Solarindustrie GmbH | Solpal Plus | Solpal Plus L-GT | Direct Integral Collector Storage (DI) | 25.66 |  | Solpal Plus L |  |  | Solar Storage with Tankless Auxiliary Water Heater | 51 | 1 | 1 | 65 | Z09 | [18 empty] | Los Angeles | FALSE | 37.18 |  | 2011-06-01: 2018-01-04; 2011-08-03: 2018-01-09; 2011-09-20: 2018-02-12 | 2446 | 4759 | Up-front Payment
SCG-010501 | Low Income Single Family Residential | Domestic Hot Water | Gas | Southern California Gas Company | Incentive:Paid | 4723 | 36.9 |  | 1 | 128 |  | 128 |  | 2018-01-09 14:08 | 2018-02-12 | TITANIUM POWER INC | Retrofit | Arleta | Los Angeles | 91331 | Host Customer is System Owner | 4 |  | 30004079 | GREENoneTEC Solarindustrie GmbH | Solpal Plus | Solpal Plus L-GT | Direct Integral Collector Storage (DI) | 25.66 |  | Solpal Plus L |  |  | Solar Storage with Tankless Auxiliary Water Heater | 51 | 1 | 1 | 55 | Z09 | [18 empty] | Los Angeles | FALSE | 37.18 |  | 2011-06-01: 2018-01-04; 2011-08-03: 2018-01-09; 2011-09-20: 2018-02-12 | 2446 | 4759 | Up-front Payment
SCG-010502 | Low Income Single Family Residential | Domestic Hot Water | Gas | Southern California Gas Company | Incentive:Paid | 4487 | 36.9 |  | 1 | 128 |  | 122 |  | 2018-01-09 14:07 | 2018-02-12 | TITANIUM POWER INC | Retrofit | Arleta | Los Angeles | 91331 | Host Customer is System Owner | 6 |  | 30004079 | GREENoneTEC Solarindustrie GmbH | Solpal Plus | Solpal Plus L-GT | Direct Integral Collector Storage (DI) | 25.66 |  | Solpal Plus L |  |  | Solar Storage with Tankless Auxiliary Water Heater | 51 | 1 | 0.95 | 75 | Z09 | [18 empty] | Los Angeles | FALSE | 35.62 |  | 2011-06-01: 2018-01-04; 2011-08-03: 2018-01-09; 2011-09-20: 2018-02-12 | 2446 | 4559 | Up-front Payment
SCG-010503 | Low Income Single Family Residential | Domestic Hot Water | Gas | Southern California Gas Company | Incentive:Canceled | 4487 | 36.9 |  | 1 | 128 |  | 122 |  | 2018-01-09 14:05 |  | TITANIUM POWER INC | Retrofit | Arleta | Los Angeles | 91331 | Host Customer is System Owner | 8 |  | 30004079 | GREENoneTEC Solarindustrie GmbH | Solpal Plus | Solpal Plus L-GT | Direct Integral Collector Storage (DI) | 25.66 |  | Solpal Plus L |  |  | Solar Storage with Tankless Auxiliary Water Heater | 51 | 1 | 0.95 | 95 | Z09 | [18 empty] | Los Angeles | FALSE | 35.62 |  | 2011-06-01: 2018-01-04; 2011-06-21: 2018-02-07; 2011-08-03: 2018-01-09 | 2354 | 4559 | Up-front Payment
SCG-010504 | Low Income Single Family Residential | Domestic Hot Water | Gas | Southern California Gas Company | Incentive:Canceled |  | 36.9 |  | 1 | 0 |  | 0 |  |  |  | TITANIUM POWER INC | Retrofit | Arleta | Los Angeles | 91387 | Host Customer is System Owner | 7 |  | 30004079 | GREENoneTEC Solarindustrie GmbH | Solpal Plus | Solpal Plus L-GT | Direct Integral Collector Storage (DI) | 25.66 |  | Solpal Plus L |  |  | Solar Storage with Tankless Auxiliary Water Heater | 51 | 1 | 1 | 85 | [19 empty] | Los Angeles | FALSE | 0 |  | 2011-06-01: 2018-01-04; 2011-06-21: 2018-01-16 | 2475 | 4759 | Up-front Payment
SCG-010505 | Low Income Single Family Residential | Domestic Hot Water | Gas | Southern California Gas Company | Incentive:Paid | 4487 | 36.9 |  | 1 | 128 |  | 122 |  | 2018-01-09 13:54 | 2018-02-05 | TITANIUM POWER INC | Retrofit | Arleta | Los Angeles | 91331 | Host Customer is System Owner | 4 |  | 30004079 | GREENoneTEC Solarindustrie GmbH | Solpal Plus | Solpal Plus L-GT | Direct Integral Collector Storage (DI) | 25.66 |  | Solpal Plus L |  |  | Solar Storage with Tankless Auxiliary Water Heater | 51 | 1 | 0.95 | 55 | Z09 | [18 empty] | Los Angeles | FALSE | 35.62 |  | 2011-06-01: 2018-01-04; 2011-08-03: 2018-01-09; 2011-09-20: 2018-02-05 | 2452 | 4559 | Up-front Payment
SCG-010506 | Low Income Single Family Residential | Domestic Hot Water | Gas | Southern California Gas Company | Incentive:Canceled | 4487 | 36.9 |  | 1 | 128 |  | 122 |  |  |  | TITANIUM POWER INC | Retrofit | Arleta | Los Angeles | 91331 | Host Customer is System Owner | 7 |  | 30004079 | GREENoneTEC Solarindustrie GmbH | Solpal Plus | Solpal Plus L-GT | Direct Integral Collector Storage (DI) | 25.66 |  | Solpal Plus L |  |  | Solar Storage with Tankless Auxiliary Water Heater | 51 | 1 | 0.95 | 85 | Z09 | [18 empty] | Los Angeles | FALSE | 35.62 |  | 2011-06-01: 2018-01-04 | 2487 | 4559 | Up-front Payment
SCG-010507 | Low Income Single Family Residential | Domestic Hot Water | Gas | Southern California Gas Company | Incentive:Paid | 4487 | 36.9 |  | 1 | 128 |  | 122 |  | 2018-01-13 10:18 | 2018-05-18 | TITANIUM POWER INC | Retrofit | Arleta | Los Angeles | 91331 | Host Customer is System Owner | 7 |  | 30004079 | GREENoneTEC Solarindustrie GmbH | Solpal Plus | Solpal Plus L-GT | Direct Integral Collector Storage (DI) | 25.66 |  | Solpal Plus L |  |  | Solar Storage with Tankless Auxiliary Water Heater | 51 | 1 | 0.95 | 85 | Z09 | [18 empty] | Los Angeles | FALSE | 35.62 |  | 2018-01-04 | 2018-02-07 |  |  | 2018-01-13 | 2018-05-18 | 2342 | 4559 | Up-front Payment
PGE-010508 | Low Income Multifamily Residential | Domestic Hot Water | Gas | Pacific Gas and Electric | Incentive:Paid | 143914 | 24.89 |  | 1 | 5782 |  | 5782 |  | 2018-01-12 15:30 | 2018-02-16 | EVOLUTION ENERGY SOLUTIONS L L C | Retrofit | San Jose | Santa Clara | 95125 | Host Customer is System Owner | [7 empty] | 1310.4 | 40.95 |  | Drainback | Drainback (Water) | Solar Storage and Auxiliary Tanks are separate |  | 1 | 1 | 6623 | Z04 | 179 | Units | Apartments/Condos | TRB-40 | 32 | 1 | 2800 | 1 | 520 | 1 | 1300000 | TRUE | 140 | 140 |  | SunEarth - SETR A503 TTR U + VFS 10-200 |  | SunEarth - SETR A503 TTR U + VFS 10-200 | San Jose | FALSE | 24.89 |  | 2018-01-08 | 2018-01-23 | 2018-01-12 | 2018-02-16 | 2018-12-20 | 2019-01-29 | 2067 | 143914 | Up-front Payment
SCG-010510 | Low Income Single Family Residential | Domestic Hot Water | Gas | Southern California Gas Company | Incentive:Paid | 4723 | 36.9 |  | 1 | 128 |  | 128 |  | 2018-01-13 10:21 | 2018-03-12 | TITANIUM POWER INC | Retrofit | Arleta | Los Angeles | 91331 | Host Customer is System Owner | 7 |  | 30004079 | GREENoneTEC Solarindustrie GmbH | Solpal Plus | Solpal Plus L-GT | Direct Integral Collector Storage (DI) | 25.66 |  | Solpal Plus L |  |  | Solar Storage with Tankless Auxiliary Water Heater | 51 | 1 | 1 | 85 | Z09 | [18 empty] | Los Angeles | FALSE | 37.18 |  | 2011-06-01: 2018-01-04; 2011-08-03: 2018-01-13; 2011-09-20: 2018-03-12 | 2418 | 4759 | Up-front Payment
SCG-010511 | Low Income Multifamily Residential | Domestic Hot Water | Gas | Southern California Gas Company | Incentive:Paid | 102572 | 24.89 |  | 1 | 4121 |  | 4121 |  | 2018-04-02 06:06 | 2018-04-13 | ALL VALLEY SOLAR INC | Retrofit | Reseda | Reseda | 91335 | Host Customer is System Owner | [7 empty] | 1277.12 | 39.91 |  | Drainback |  | Solar Storage and Auxiliary Tanks are separate |  | 1 | 1 | 2926 | Z09 | 77 | Units | Apartments/Condos | 2009061E | 32 | 2 | 1664 | 6 | 542 | 1 | 800000 | TRUE | 135 | 140 |  | Caleffi North America - iSolar BX |  | Caleffi North America - iSolar BX | ladbs | FALSE | 25.68 |  | 2018-01-04 |  | 2018-04-02 | 2018-04-13 | 2018-10-02 | 2018-10-18 | 2194 | 105814 | Up-front Payment
SCG-010517 | Low Income Multifamily Residential | Domestic Hot Water | Gas | Southern California Gas Company | Incentive:Paid | 68348 | 24.89 |  | 1 | 2746 |  | 2746 |  | 2018-04-02 06:06 | 2018-04-13 | ALL VALLEY SOLAR INC | Retrofit | Los Angeles | Los Angeles | 90044 | Host Customer is System Owner | [7 empty] | 838.11 | 39.91 |  | Drainback |  | Solar Storage and Auxiliary Tanks are separate |  | 1 | 1 | 1880 | Z08 | 47 | Units | Apartments/Condos | 2009061E | 21 | 2 | 1113 | 4 | 115 | 1 | 399000 | TRUE | 135 | 140 |  | Caleffi North America - iSolar BX |  | Caleffi North America - iSolar BX | LADBS | FALSE | 25.44 |  | 2018-01-04 |  | 2018-04-02 | 2018-04-13 | 2018-07-30 | 2018-08-06 | 2262 | 69850 | Up-front Payment
PGE-010520 | Low Income Multifamily Residential | Domestic Hot Water | Gas | Pacific Gas and Electric | Incentive:Paid | 39351 | 24.89 |  | 1 | 1581 |  | 1581 |  | 2018-01-18 12:30 | 2018-02-22 | EVOLUTION ENERGY SOLUTIONS L L C | Retrofit | San Jose | Santa Clara | 95133 | Host Customer is System Owner | [7 empty] | 450.45 | 40.95 |  | Drainback | Drainback (Water) | Solar Storage and Auxiliary Tanks are separate |  | 1 | 1 | 1000 | Z04 | 25 | Units | Apartments/Condos | TRB-40 | 11 | 1 | 800 | 1 | 186 | 2 | 400000 | TRUE | 140 | 140 |  |  |  |  | San Jose | FALSE | 24.89 |  | 2018-01-08 | 2018-01-25 | 2018-01-18 | 2018-02-22 | 2018-09-11 | 2018-10-18 | 2171 | 39351 | Up-front Payment
PGE-010525 | Low Income Multifamily Residential | Domestic Hot Water | Gas | Pacific Gas and Electric | Incentive:Canceled | 131394 | 24.89 |  | 1 | 5279 |  | 5279 |  | 2018-01-12 15:35 | 2018-07-25 | EVOLUTION ENERGY SOLUTIONS L L C | Retrofit | San Jose | Santa Clara | 95112 | Host Customer is System Owner | [7 empty] | 1474.2 | 40.95 |  | Drainback |  | Solar Storage and Auxiliary Tanks are separate |  | 1 | 1 | 2850 | Z04 | 75 | Units | Apartments/Condos | TRB-40 | 36 | 1 | 2800 | 1 | 236 | 2 | 600000 | TRUE | 140 | 140 |  | SunEarth - SETR A503 TTR U + VFS 10-200 |  | SunEarth - SETR A503 TTR U + VFS 10-200 |  | FALSE | 24.89 |  | 2018-01-08 | 2018-01-23 | 2018-01-12 | 2018-07-25 |  |  | 2285 | 131394 | Up-front Payment
SCG-010527 | Low Income Single Family Residential | Domestic Hot Water | Gas | Southern California Gas Company | Incentive:Paid | 4723 | 36.9 |  | 1 | 128 |  | 128 |  | 2018-01-10 14:38 | 2018-02-14 | TITANIUM POWER INC | Retrofit | Arleta | Los Angeles | 91331 | Host Customer is System Owner | 6 |  | 30004079 | GREENoneTEC Solarindustrie GmbH | Solpal Plus | Solpal Plus L-GT | Direct Integral Collector Storage (DI) | 25.66 |  | Solpal Plus L |  |  | Solar Storage with Tankless Auxiliary Water Heater | 51 | 1 | 1 | 75 | Z09 | [18 empty] | Los Angeles | FALSE | 37.18 |  | 2011-06-01: 2018-01-05; 2011-08-03: 2018-01-10; 2011-09-20: 2018-02-14 | 2440 | 4759 | Up-front Payment
SCG-010528 | Low Income Single Family Residential | Domestic Hot Water | Gas | Southern California Gas Company | Incentive:Paid | 4487 | 36.9 |  | 1 | 128 |  | 122 |  | 2018-01-10 14:40 | 2018-02-14 | TITANIUM POWER INC | Retrofit | Arleta | Los Angeles | 91331 | Host Customer is System Owner | 4 |  | 30004079 | GREENoneTEC Solarindustrie GmbH | Solpal Plus | Solpal Plus L-GT | Direct Integral Collector Storage (DI) | 25.66 |  | Solpal Plus L |  |  | Solar Storage with Tankless Auxiliary Water Heater | 51 | 1 | 0.95 | 55 | Z09 | [18 empty] | Los Angeles | FALSE | 35.62 |  | 2011-06-01: 2018-01-05; 2011-08-03: 2018-01-10; 2011-09-20: 2018-02-14 | 2440 | 4559 | Up-front Payment
PGE-010529 | Low Income Multifamily Residential | Domestic Hot Water | Gas | Pacific Gas and Electric | Incentive:Canceled | 30117 | 24.89 |  | 1 | 1210 |  | 1210 |  | 2018-08-10 14:38 | 2018-09-06 |  | Retrofit | Capitola | Santa Cruz | 95010 | Host Customer is System Owner | [7 empty] | 368.55 | 40.95 |  | Drainback | Drainback (Water) | Solar Storage and Auxiliary Tanks are separate |  | 1 | 1 | 672 | Z03 | 16 | Units | Apartments/Condos | TRB-40 | 9 | 1 | 700 | 1 | 100 | 1 | 199000 | TRUE | 140 | 140 | [5 empty] | FALSE | 24.89 |  | 2018-08-09 | 2018-08-24 | 2018-08-10 | 2018-09-06 |  |  | 2242 | 30117 | Up-front Payment
PGE-010530 | Low Income Multifamily Residential | Domestic Hot Water | Gas | Pacific Gas and Electric | Incentive:Canceled | 56575 | 24.89 |  | 1 | 2273 |  | 2273 |  | 2018-08-10 14:42 | 2018-09-17 |  | Retrofit | CAPITOLA | Santa Cruz | 95010 | Host Customer is System Owner | [7 empty] | 655.2 | 40.95 |  | Drainback | Drainback (Water) | Solar Storage and Auxiliary Tanks are separate |  | 1 | 1 | 1320 | Z03 | 33 | Units | Apartments/Condos | TRB-40 | 16 | 1 | 1300 | 1 | 200 | 2 | 398000 | TRUE | 140 | 140 |  | SunEarth - SETR A503 TTR U + VFS 10-200 |  | SunEarth - SETR A503 TTR U + VFS 10-200 |  | FALSE | 24.89 |  | 2018-08-09 | 2018-08-24 | 2018-08-10 | 2018-09-17 |  |  | 2231 | 56575 | Up-front Payment
PGE-010531 | Low Income Multifamily Residential | Domestic Hot Water | Gas | Pacific Gas and Electric | Incentive:Canceled | 28648 | 24.89 |  | 1 | 1151 |  | 1151 |  | 2018-08-10 14:54 | 2018-09-13 |  | Retrofit | Capitola | Santa Cruz | 95010 | Host Customer is System Owner | [7 empty] | 368.55 | 40.95 |  | Drainback | Drainback (Water) | Solar Storage and Auxiliary Tanks are separate |  | 1 | 1 | 672 | Z03 | 16 | Units | Apartments/Condos | TRB-40 | 9 | 1 | 700 | 1 | 100 | 1 | 199000 | TRUE | 140 | 140 | [5 empty] | FALSE | 24.89 |  | 2018-08-09 | 2018-08-24 | 2018-08-10 | 2018-09-13 |  |  | 2235 | 28648 | Up-front Payment
PGE-010533 | Low Income Multifamily Residential | Domestic Hot Water | Gas | Pacific Gas and Electric | Incentive:Canceled | 29544 | 24.89 |  | 1 | 1187 |  | 1187 |  | 2018-08-10 14:46 | 2018-09-13 |  | Retrofit | CAPITOLA | Santa Cruz | 95010 | Host Customer is System Owner | [7 empty] | 368.55 | 40.95 |  | Drainback | Drainback (Water) | Solar Storage and Auxiliary Tanks are separate |  | 1 | 1 | 672 | Z03 | 16 | Units | Apartments/Condos | TRB-40 | 9 | 1 | 700 | 1 | 100 | 1 | 199000 | TRUE | 140 | 140 | [5 empty] | FALSE | 24.89 |  | 2018-08-09 | 2018-08-24 | 2018-08-10 | 2018-09-13 |  |  | 2235 | 29544 | Up-front Payment
SCG-010536 | Single Family Residential - Disadvantaged Community | Domestic Hot Water | Gas | Southern California Gas Company | Incentive:Paid | 3346 | 29.85 |  | 1 | 118 |  | 112 |  | 2018-05-03 14:02 | 2018-06-13 | INTELLIGENT GREEN SOLUTIONS CA | Retrofit | Reedley | Fresno | 93654 | Host Customer is System Owner | 5 |  | 30004236 | SunMaxx Solar LLC | ThermoPower | VTS30-HP-G | Indirect Thermosyphon (IT) | 47.9 |  | ThermoPower-VTS-HP30 | Automatic Drainback |  | Solar Storage and Auxiliary Tanks are separate | 79 | 1 | 0.95 | 65 | Z13 | [18 empty] | City of Reedley | FALSE | 53.8 |  | 2011-06-01: 2018-01-05; 2011-08-03: 2018-05-03; 2011-09-20: 2018-06-13 | 2325 | 6347.82 | Up-front Payment
PGE-010538 | Multifamily Residential - Disadvantaged Community | Domestic Hot Water | Gas | Pacific Gas and Electric | Incentive:Paid | 29376 | 20.19 |  | 1 | 1455 |  | 1455 |  | 2018-01-08 14:28 | 2018-01-19 | EVOLUTION ENERGY SOLUTIONS L L C | Retrofit | Oakland | Alameda | 94606 | Host Customer is System Owner | [7 empty] | 450.45 | 40.95 |  | Drainback | Advanced Controller with a Vacation or Holiday Mode | Solar Storage and Auxiliary Tanks are separate |  | 1 | 1 | 756 | Z03 | 18 | Units | Apartments/Condos | TRB-40 | 11 | 1 | 800 | 1 | 200 | 1 | 299000 | TRUE | 140 | 140 |  |  |  |  | Oakland | FALSE | 20.19 |  | 2018-01-05 | 2018-01-10 | 2018-01-08 | 2018-01-19 | 2018-02-26 | 2018-03-01 | 2411 | 29376 | Up-front Payment
PGE-010540 | Low Income Multifamily Residential | Domestic Hot Water | Gas | Pacific Gas and Electric | Incentive:Canceled | 28051 | 24.89 |  | 1 | 1127 |  | 1127 |  | 2018-08-10 14:34 | 2018-09-13 |  | Retrofit | Capitola | Santa Cruz | 95010 | Host Customer is System Owner | [7 empty] | 368.55 | 40.95 |  | Drainback | Drainback (Water) | Solar Storage and Auxiliary Tanks are separate |  | 1 | 1 | 672 | Z03 | 16 | Units | Apartments/Condos | TRB-40 | 9 | 1 | 700 | 1 | 100 | 1 | 199000 | TRUE | 140 | 140 | [5 empty] | FALSE | 24.89 |  | 2018-08-09 | 2018-08-24 | 2018-08-10 | 2018-09-13 |  |  | 2235 | 28051 | Up-front Payment
PGE-010541 | Low Income Multifamily Residential | Domestic Hot Water | Gas | Pacific Gas and Electric | Incentive:Paid | 60732 | 24.89 |  | 1 | 2440 |  | 2440 |  | 2018-01-18 11:57 | 2018-02-20 | EVOLUTION ENERGY SOLUTIONS L L C | Retrofit | San Jose | Santa Clara | 95131 | Host Customer is System Owner | [7 empty] | 655.2 | 40.95 |  | Drainback | Drainback (Water) | Solar Storage and Auxiliary Tanks are separate |  | 1 | 1 | 1440 | Z04 | 36 | Units | Apartments/Condos | TRB-40 | 16 | 1 | 1300 | 1 | 162 | 2 | 398000 | TRUE | 140 | 140 |  | SunEarth - SETR A503 TTR U + VFS 10-200 |  | SunEarth - SETR A503 TTR U + VFS 10-200 | San Jose | FALSE | 24.89 |  | 2018-01-08 | 2018-01-25 | 2018-01-18 | 2018-02-20 | 2018-06-06 | 2018-06-08 | 2327 | 60732 | Up-front Payment
PGE-010542 | Low Income Multifamily Residential | Domestic Hot Water | Gas | Pacific Gas and Electric | Incentive:Paid | 60557 | 24.89 |  | 1 | 2433 |  | 2433 |  | 2018-01-18 12:35 | 2018-02-20 | EVOLUTION ENERGY SOLUTIONS L L C | Retrofit | San Jose | Santa Clara | 95131 | Host Customer is System Owner | [7 empty] | 655.2 | 40.95 |  | Drainback | Drainback (Water) | Solar Storage and Auxiliary Tanks are separate |  | 1 | 1 | 1440 | Z04 | 36 | Units | Apartments/Condos | TRB-40 | 16 | 1 | 1300 | 1 | 162 | 2 | 398000 | TRUE | 140 | 140 |  | SunEarth - SETR A503 TTR U + VFS 10-200 |  | SunEarth - SETR A503 TTR U + VFS 10-200 | San Jose | FALSE | 24.96 |  | 2018-01-08 | 2018-01-24 | 2018-01-18 | 2018-02-20 | 2018-06-06 | 2018-09-13 | 2220 | 60732 | Up-front Payment
SCG-010546 | Commercial/Multifamily Residential | Domestic Hot Water | Gas | Southern California Gas Company | Incentive:Paid | 39895 | 20.19 |  | 1 | 1976 |  | 1976 |  | 2018-01-11 08:10 | 2018-06-01 | EVOLUTION ENERGY SOLUTIONS L L C | Retrofit | Inglewood | Los Angeles | 90301 | Host Customer is System Owner | [7 empty] | 532.35 | 40.95 |  | Drainback | Drainback (Water) | Solar Storage and Auxiliary Tanks are separate |  | 1 | 1 | 1040 | Z08 | 26 | Units | Apartments/Condos | TRB-40 | 13 | 1 | 1000 | 1 | 115 | 1 | 399000 | TRUE | 140 | 140 |  | SunEarth - SETR A503 TTR U + VFS 10-200 |  | SunEarth - SETR A503 TTR U + VFS 10-200 | Inglewood | FALSE | 20.19 |  | 2018-01-08 |  | 2018-01-11 | 2018-06-01 | 2019-05-08 | 2019-05-20 | 1984 | 39895 | Up-front Payment
SCG-010547 | Commercial/Multifamily Residential | Domestic Hot Water | Gas | Southern California Gas Company | Incentive:Paid | 39895 | 20.19 |  | 1 | 1976 |  | 1976 |  | 2018-01-11 08:15 | 2018-06-01 | EVOLUTION ENERGY SOLUTIONS L L C | Retrofit | Inglewood | Los Angeles | 90302 | Host Customer is System Owner | [7 empty] | 532.35 | 40.95 |  | Drainback | Drainback (Water) | Solar Storage and Auxiliary Tanks are separate |  | 1 | 1 | 1040 | Z08 | 26 | Units | Apartments/Condos | TRB-40 | 13 | 1 | 1000 | 1 | 115 | 1 | 375000 | TRUE | 140 | 140 |  | SunEarth - SETR A503 TTR U + VFS 10-200 |  | SunEarth - SETR A503 TTR U + VFS 10-200 | Inglewood | FALSE | 20.19 |  | 2018-01-08 |  | 2018-01-11 | 2018-06-01 | 2019-06-26 | 2019-06-27 | 1928 | 39895 | Up-front Payment
SCG-010548 | Single Family Residential - Disadvantaged Community | Domestic Hot Water | Gas | Southern California Gas Company | Incentive:Paid | 2642 | 29.85 |  | 1 | 118 |  | 88 |  | 2019-03-08 12:36 | 2019-03-26 | INTELLIGENT GREEN SOLUTIONS CA | Retrofit | Orange Cove | Fresno | 93646 | Host Customer is System Owner | 5 |  | 30004236 | SunMaxx Solar LLC | ThermoPower | VTS30-HP-G | Indirect Thermosyphon (IT) | 47.9 |  | VTS-HP30 | Automatic Drainback |  | Solar Storage and Auxiliary Tanks are separate | 79 | 1 | 0.75 | 65 | Z13 | [18 empty] | City of Orange Cove | FALSE | 52.88 |  | 2011-06-01: 2018-01-08; 2011-08-03: 2019-03-08; 2011-09-20: 2019-03-26 | 2039 | 6240 | Up-front Payment
SCG-010549 | Commercial/Multifamily Residential | Domestic Hot Water | Gas | Southern California Gas Company | Incentive:Paid | 28831 | 20.19 |  | 1 | 1428 |  | 1428 |  | 2018-05-18 09:08 | 2018-06-29 | INTELLIGENT GREEN SOLUTIONS CA | Retrofit | Reedley | Fresno | 93654 | Lease | [7 empty] | 707.76 | 29.49 |  | Glycol | Steam Back | Solar Storage and Auxiliary Tanks are separate |  | 1 | 1 | 1344 | Z13 |  |  | Other | 10002034 | 24 | 1 | 700 | 1 | 300 | 3 | 199000 | FALSE | 160 | 140 |  | SunMaxx Solar - SmartMaxx-EMETER1000 |  | SunMaxx Solar - SmartMaxx-EMETER1000 | City of Reedley | FALSE | 64.43 |  | 2018-01-09 |  | 2018-05-18 | 2018-06-29 | 2018-07-03 | 2018-08-09 | 2262 | 92009 | Up-front Payment
SCG-010551 | Multifamily Residential - Disadvantaged Community | Domestic Hot Water | Gas | Southern California Gas Company | Incentive:Paid | 33233 | 20.19 |  | 1 | 1646 |  | 1646 |  | 2018-01-31 14:16 | 2018-06-01 | ALL VALLEY SOLAR INC | Retrofit | Los Angeles | Los Angeles | 90057 | Host Customer is System Owner | [7 empty] | 440 | 40 |  | Drainback | Drainback (Water) | Solar Storage and Auxiliary Tanks are separate |  | 1 | 1 | 1120 | Z09 | 28 | Units | Apartments/Condos | 2009058C | 11 | 2 | 592 | 1 | 119 | 1 | 300000 | TRUE | 135 | 140 |  |  |  |  | LADBS | FALSE | 21.38 |  | 2018-01-09 |  | 2018-01-31 | 2018-06-01 | 2018-06-08 | 2018-06-22 | 2313 | 35191 | Up-front Payment
PGE-010552 | Commercial Pools | Pool Heating | Gas | Pacific Gas and Electric | Incentive:Paid | 11303 | 5 |  | 1 | 2368 |  | 2368 |  | 2018-03-23 10:22 | 2018-04-16 | AZTEC SOLAR INC | Retrofit | Rancho Cordova | Sacramento | 95670 | Host Customer is System Owner | [7 empty] | 1207.5 | 48.3 |  | Manual Drainback | Steam Back |  |  | 1 | 1 |  | Z12 |  |  |  | 10001884 | 25 | 1 | [5 empty] | FALSE |  |  |  | Badger - Badger 380 |  | Badger - Badger 380 | State of California | FALSE | 9.55 |  | 2018-03-01 | 2018-03-27 | 2018-03-23 | 2018-04-16 | 2018-04-23 | 2018-10-17 | 2192 | 22605 | Up-front Payment
SCG-010554 | Commercial/Multifamily Residential | Domestic Hot Water | Gas | Southern California Gas Company | Incentive:Paid | 109793 | 20.19 |  | 1 | 5438 |  | 5438 |  | 2018-01-17 15:33 | 2018-06-01 | EVOLUTION ENERGY SOLUTIONS L L C | Retrofit | Los Angeles | Los Angeles | 90006 | Host Customer is System Owner | [7 empty] | 1474.2 | 40.95 |  | Drainback | Drainback (Water) | Solar Storage and Auxiliary Tanks are separate |  | 1 | 1 | 2888 | Z09 | 76 | Units | Apartments/Condos | TRB-40 | 36 | 1 | 3400 | 1 | 120 | 1 | 650000 | TRUE | 140 | 140 |  | SunEarth - SETR A503 TTR U + VFS 10-200 |  | SunEarth - SETR A503 TTR U + VFS 10-200 | Los Angeles | FALSE | 20.19 |  | 2018-01-09 |  | 2018-01-17 | 2018-06-01 | 2018-12-20 | 2019-01-10 | 2112 | 109793 | Up-front Payment
SCG-010556 | Commercial/Multifamily Residential | Domestic Hot Water | Gas | Southern California Gas Company | Incentive:Paid | 63417 | 20.19 |  | 1 | 3141 |  | 3141 |  | 2018-01-17 15:34 | 2018-06-01 | EVOLUTION ENERGY SOLUTIONS L L C | Retrofit | Los Angeles | Los Angeles | 90004 | Host Customer is System Owner | [7 empty] | 819 | 40.95 |  | Drainback |  | Solar Storage and Auxiliary Tanks are separate |  | 1 | 1 | 1880 | Z09 | 47 | Units | Apartments/Condos | TRB-40 | 20 | 1 | 1500 | 1 | 115 | 1 | 399000 | TRUE | 140 | 140 |  | SunEarth - SETR A503 TTR U + VFS 10-200 |  | SunEarth - SETR A503 TTR U + VFS 10-200 | Los Angeles | FALSE | 20.19 |  | 2018-01-09 |  | 2018-01-17 | 2018-06-01 | 2019-02-13 | 2019-03-06 | 2056 | 63417 | Up-front Payment
SCG-010557 | Commercial/Multifamily Residential | Domestic Hot Water | Gas | Southern California Gas Company | Incentive:Paid | 42197 | 20.19 |  | 1 | 2090 |  | 2090 |  | 2018-01-17 15:36 | 2018-06-01 | EVOLUTION ENERGY SOLUTIONS L L C | Retrofit | Los Angeles | Los Angeles | 90057 | Host Customer is System Owner | [7 empty] | 573.3 | 40.95 |  | Drainback | Drainback (Water) | Solar Storage and Auxiliary Tanks are separate |  | 1 | 1 | 1160 | Z09 | 29 | Units | Apartments/Condos | TRB-40 | 14 | 1 | 1000 | 1 | 119 | 1 | 334000 | TRUE | 140 | 140 |  | SunEarth - SETR A503 TTR U + VFS 10-200 |  | SunEarth - SETR A503 TTR U + VFS 10-200 | Los Angeles | FALSE | 20.19 |  | 2018-01-09 |  | 2018-01-17 | 2018-06-01 | 2019-05-16 | 2019-05-29 | 1971 | 42197 | Up-front Payment
SCG-010558 | Low Income Single Family Residential | Domestic Hot Water | Gas | Southern California Gas Company | Incentive:Paid | 4487 | 36.9 |  | 1 | 128 |  | 122 |  | 2018-01-13 10:55 | 2018-02-14 | TITANIUM POWER INC | Retrofit | Canoga Park | Los Angeles | 91303 | Host Customer is System Owner | 7 |  | 30004079 | GREENoneTEC Solarindustrie GmbH | Solpal Plus | Solpal Plus L-GT | Direct Integral Collector Storage (DI) | 25.66 |  | Solpal Plus L |  |  | Solar Storage with Tankless Auxiliary Water Heater | 51 | 1 | 0.95 | 85 | Z09 | [18 empty] | Los Angeles | FALSE | 35.62 |  | 2011-06-01: 2018-01-09; 2011-08-03: 2018-01-13; 2011-09-20: 2018-02-14 | 2440 | 4559 | Up-front Payment
SCG-010559 | Low Income Single Family Residential | Domestic Hot Water | Gas | Southern California Gas Company | Incentive:Paid | 4723 | 36.9 |  | 1 | 128 |  | 128 |  | 2018-01-13 10:58 | 2018-02-14 | TITANIUM POWER INC | Retrofit | Canoga Park | Los Angeles | 91303 | Host Customer is System Owner | 4 |  | 30004079 | GREENoneTEC Solarindustrie GmbH | Solpal Plus | Solpal Plus L-GT | Direct Integral Collector Storage (DI) | 25.66 |  | Solpal Plus L |  |  | Solar Storage with Tankless Auxiliary Water Heater | 51 | 1 | 1 | 55 | Z09 | [18 empty] | Los Angeles | FALSE | 37.18 |  | 2011-06-01: 2018-01-09; 2011-08-03: 2018-01-13; 2011-09-20: 2018-02-14 | 2440 | 4759 | Up-front Payment
SCG-010560 | Low Income Single Family Residential | Domestic Hot Water | Gas | Southern California Gas Company | Incentive:Paid | 4723 | 36.9 |  | 1 | 128 |  | 128 |  | 2018-01-22 13:15 | 2018-02-27 | TITANIUM POWER INC | Retrofit | Canoga Park | Los Angeles | 91303 | Host Customer is System Owner | 4 |  | 30004079 | GREENoneTEC Solarindustrie GmbH | Solpal Plus | Solpal Plus L-GT | Direct Integral Collector Storage (DI) | 25.66 |  | Solpal Plus L |  |  | Solar Storage with Tankless Auxiliary Water Heater | 51 | 1 | 1 | 55 | Z09 | [18 empty] | Los Angeles | FALSE | 37.18 |  | 2011-06-01: 2018-01-09; 2011-08-03: 2018-01-22; 2011-09-20: 2018-02-27 | 2430 | 4759 | Up-front Payment
SCG-010561 | Commercial/Multifamily Residential | Domestic Hot Water | Gas | Southern California Gas Company | Incentive:Paid | 43348 | 20.19 |  | 1 | 2147 |  | 2147 |  | 2018-01-17 15:31 | 2018-06-01 | EVOLUTION ENERGY SOLUTIONS L L C | Retrofit | Los Angeles | Los Angeles | 90004 | Host Customer is System Owner | [7 empty] | 573.3 | 40.95 |  | Drainback | Drainback (Water) | Solar Storage and Auxiliary Tanks are separate |  | 1 | 1 | 1200 | Z09 | 30 | Units | Apartments/Condos | TRB-40 | 14 | 1 | 1100 | 1 | 100 | 1 | 270000 | TRUE | 140 | 140 |  | SunEarth - SETR A503 TTR U + VFS 10-200 |  | SunEarth - SETR A503 TTR U + VFS 10-200 | Los Angeles | FALSE | 20.19 |  | 2018-01-09 |  | 2018-01-17 | 2018-06-01 | 2018-09-11 | 2018-09-11 | 2217 | 43348 | Up-front Payment
SCG-010562 | Low Income Single Family Residential | Domestic Hot Water | Gas | Southern California Gas Company | Incentive:Paid | 4723 | 36.9 |  | 1 | 128 |  | 128 |  | 2018-01-15 10:25 | 2018-02-23 | TITANIUM POWER INC | Retrofit | Pacoima | Los Angeles | 91331 | Host Customer is System Owner | 4 |  | 30004079 | GREENoneTEC Solarindustrie GmbH | Solpal Plus | Solpal Plus L-GT | Direct Integral Collector Storage (DI) | 25.66 |  | Solpal Plus L |  |  | Solar Storage with Tankless Auxiliary Water Heater | 51 | 1 | 1 | 55 | Z09 | [18 empty] | Los Angeles | FALSE | 37.18 |  | 2011-06-01: 2018-01-09; 2011-08-03: 2018-01-15; 2011-09-20: 2018-02-23 | 2427 | 4759 | Up-front Payment
SCG-010563 | Low Income Single Family Residential | Domestic Hot Water | Gas | Southern California Gas Company | Incentive:Canceled | 4723 | 36.9 |  | 1 | 128 |  | 128 |  |  |  | TITANIUM POWER INC | Retrofit | Pacoima | Los Angeles | 91331 | Host Customer is System Owner | 7 |  | 30004079 | GREENoneTEC Solarindustrie GmbH | Solpal Plus | Solpal Plus L-GT | Direct Integral Collector Storage (DI) | 25.66 |  | Solpal Plus L |  |  | Solar Storage with Tankless Auxiliary Water Heater | 51 | 1 | 1 | 85 | Z09 | [18 empty] | Los Angeles | FALSE | 37.18 |  | 2011-06-01: 2018-01-09 | 2482 | 4759 | Up-front Payment
SCG-010564 | Low Income Single Family Residential | Domestic Hot Water | Gas | Southern California Gas Company | Incentive:Paid | 4723 | 36.9 |  | 1 | 128 |  | 128 |  | 2018-01-22 13:38 | 2018-02-27 | TITANIUM POWER INC | Retrofit | Pacoima | Los Angeles | 91331 | Host Customer is System Owner | 7 |  | 30004079 | GREENoneTEC Solarindustrie GmbH | Solpal Plus | Solpal Plus L-GT | Direct Integral Collector Storage (DI) | 25.66 |  | Solpal Plus L |  |  | Solar Storage with Tankless Auxiliary Water Heater | 51 | 1 | 1 | 85 | Z09 | [18 empty] | Los Angeles | FALSE | 37.18 |  | 2011-06-01: 2018-01-09; 2011-08-03: 2018-01-22; 2011-09-20: 2018-02-27 | 2430 | 4759 | Up-front Payment
SCG-010565 | Commercial/Multifamily Residential | Domestic Hot Water | Gas | Southern California Gas Company | Incentive:Paid | 42318 | 20.19 |  | 1 | 2096 |  | 2096 |  | 2018-01-17 15:37 | 2018-06-01 | EVOLUTION ENERGY SOLUTIONS L L C | Retrofit | Los Angeles | Los Angeles | 90017 | Host Customer is System Owner | [7 empty] | 573.3 | 40.95 |  | Drainback | Drainback (Water) | Solar Storage and Auxiliary Tanks are separate |  | 1 | 1 | 1200 | Z09 | 30 | Units | Apartments/Condos | TRB-40 | 14 | 1 | 1000 | 1 | 115 | 1 | 299000 | TRUE | 140 | 140 |  | SunEarth - SETR A503 TTR U + VFS 10-200 |  | SunEarth - SETR A503 TTR U + VFS 10-200 | Los Angeles | FALSE | 20.19 |  | 2018-01-09 |  | 2018-01-17 | 2018-06-01 | 2019-02-05 | 2019-02-19 | 2074 | 42318 | Up-front Payment
SCG-010566 | Low Income Single Family Residential | Domestic Hot Water | Gas | Southern California Gas Company | Incentive:Paid | 4723 | 36.9 |  | 1 | 128 |  | 128 |  | 2018-01-15 10:34 | 2018-02-23 | TITANIUM POWER INC | Retrofit | Pacoima | Los Angeles | 91331 | Host Customer is System Owner | 5 |  | 30004079 | GREENoneTEC Solarindustrie GmbH | Solpal Plus | Solpal Plus L-GT | Direct Integral Collector Storage (DI) | 25.66 |  | Solpal Plus L |  |  | Solar Storage with Tankless Auxiliary Water Heater | 51 | 1 | 1 | 65 | Z09 | [18 empty] | Los Angeles | FALSE | 37.18 |  | 2011-06-01: 2018-01-09; 2011-08-03: 2018-01-15; 2011-09-20: 2018-02-23 | 2427 | 4759 | Up-front Payment
SCG-010567 | Commercial/Multifamily Residential | Domestic Hot Water | Gas | Southern California Gas Company | Incentive:Paid | 42904 | 20.19 |  | 1 | 2125 |  | 2125 |  | 2018-01-17 15:29 | 2018-06-01 | EVOLUTION ENERGY SOLUTIONS L L C | Retrofit | Los Angeles | Los Angeles | 90017 | Host Customer is System Owner | [7 empty] | 573.3 | 40.95 |  | Drainback | Drainback (Water) | Solar Storage and Auxiliary Tanks are separate |  | 1 | 1 | 1200 | Z09 | 30 | Units | Apartments/Condos | TRB-40 | 14 | 1 | 1000 | 1 | 200 | 2 | 355000 | TRUE | 140 | 140 |  | SunEarth - SETR A503 TTR U + VFS 10-200 |  | SunEarth - SETR A503 TTR U + VFS 10-200 | Los Angeles | FALSE | 20.19 |  | 2018-01-09 |  | 2018-01-17 | 2018-06-01 | 2019-02-04 | 2019-02-19 | 2074 | 42904 | Up-front Payment
SCG-010568 | Commercial/Multifamily Residential | Domestic Hot Water | Gas | Southern California Gas Company | Incentive:Paid | 49506 | 20.19 |  | 1 | 2452 |  | 2452 |  | 2018-01-17 15:46 | 2018-06-01 | EVOLUTION ENERGY SOLUTIONS L L C | Retrofit | Los Angeles | Los Angeles | 90006 | Host Customer is System Owner | [7 empty] | 655.2 | 40.95 |  | Drainback | Drainback (Water) | Solar Storage and Auxiliary Tanks are separate |  | 1 | 1 | 1440 | Z09 | 36 | Units | Apartments/Condos | TRB-40 | 16 | 1 | 1100 | 1 | 219 | 2 | 270000 | TRUE | 140 | 140 |  | SunEarth - SETR A503 TTR U + VFS 10-200 |  | SunEarth - SETR A503 TTR U + VFS 10-200 | Los Angeles | FALSE | 20.19 |  | 2018-01-09 |  | 2018-01-17 | 2018-06-01 | 2018-09-24 | 2018-10-04 | 2209 | 49506 | Up-front Payment
SCG-010569 | Commercial/Multifamily Residential | Domestic Hot Water | Gas | Southern California Gas Company | Incentive:Canceled | 49930 | 20.19 |  | 1 | 2473 |  | 2473 |  | 2018-01-17 15:45 | 2018-06-01 |  | Retrofit | Los Angeles | Los Angeles | 90027 | Host Customer is System Owner | [7 empty] | 655.2 | 40.95 |  | Drainback | Drainback (Water) | Solar Storage and Auxiliary Tanks are separate |  | 1 | 1 | 1440 | Z09 | 36 | Units | Apartments/Condos | TRB-40 | 16 | 1 | 1200 | 1 | 98 | 1 | 399999 | TRUE | 140 | 140 |  | SunEarth - SETR A503 TTR U + VFS 10-200 |  | SunEarth - SETR A503 TTR U + VFS 10-200 |  | FALSE | 20.19 |  | 2011-06-01: 2018-01-09; 2011-06-23: 2018-01-17; 2011-07-01: 2018-06-01 | 2339 | 49930 | Up-front Payment
SCG-010570 | Commercial/Multifamily Residential | Domestic Hot Water | Gas | Southern California Gas Company | Incentive:Paid | 62791 | 20.19 |  | 1 | 3110 |  | 3110 |  | 2018-01-17 15:43 | 2018-06-01 | EVOLUTION ENERGY SOLUTIONS L L C | Retrofit | Los Angeles | Los Angeles | 90020 | Host Customer is System Owner | [7 empty] | 819 | 40.95 |  | Drainback | Drainback (Water) | Solar Storage and Auxiliary Tanks are separate |  | 1 | 1 | 1800 | Z09 | 45 | Units | Apartments/Condos | TRB-40 | 20 | 1 | 1500 | 1 | 200 | 2 | 500000 | TRUE | 140 | 140 |  | SunEarth - SETR A503 TTR U + VFS 10-200 |  | SunEarth - SETR A503 TTR U + VFS 10-200 | Los Angeles | FALSE | 20.19 |  | 2018-01-09 |  | 2018-01-17 | 2018-06-01 | 2018-12-20 | 2018-12-21 | 2130 | 62791 | Up-front Payment
SCG-010571 | Commercial/Multifamily Residential | Domestic Hot Water | Gas | Southern California Gas Company | Incentive:Paid | 43832 | 20.19 |  | 1 | 2171 |  | 2171 |  | 2018-01-17 15:42 | 2018-06-01 | EVOLUTION ENERGY SOLUTIONS L L C | Retrofit | Los Angeles | Los Angeles | 90004 | Host Customer is System Owner | [7 empty] | 573.3 | 40.95 |  | Drainback | Drainback (Water) | Solar Storage and Auxiliary Tanks are separate |  | 1 | 1 | 1240 | Z09 | 31 | Units | Apartments/Condos | TRB-40 | 14 | 1 | 1100 | 1 | 119 | 1 | 334000 | TRUE | 140 | 140 |  | SunEarth - SETR A503 TTR U + VFS 10-200 |  | SunEarth - SETR A503 TTR U + VFS 10-200 | Los Angeles | FALSE | 20.19 |  | 2018-01-09 |  | 2018-01-17 | 2018-06-01 | 2018-09-17 | 2018-09-17 | 2229 | 43832 | Up-front Payment
SCG-010572 | Commercial/Multifamily Residential | Domestic Hot Water | Gas | Southern California Gas Company | Incentive:Paid | 50616 | 20.19 |  | 1 | 2507 |  | 2507 |  | 2018-01-17 15:40 | 2018-06-01 | EVOLUTION ENERGY SOLUTIONS L L C | Retrofit | Los Angeles | Los Angeles | 90005 | Host Customer is System Owner | [7 empty] | 655.2 | 40.95 |  | Drainback | Drainback (Water) | Solar Storage and Auxiliary Tanks are separate |  | 1 | 1 | 1440 | Z09 | 36 | Units | Apartments/Condos | TRB-40 | 16 | 1 | 1300 | 1 | 230 | 2 | 299000 | TRUE | 140 | 140 |  | SunEarth - SETR A503 TTR U + VFS 10-200 |  | SunEarth - SETR A503 TTR U + VFS 10-200 | Los Angeles | FALSE | 20.19 |  | 2018-01-09 |  | 2018-01-17 | 2018-06-01 | 2018-12-06 | 2018-12-10 | 2145 | 50616 | Up-front Payment
SCG-010573 | Commercial/Multifamily Residential | Domestic Hot Water | Gas | Southern California Gas Company | Incentive:Paid | 91340 | 20.19 |  | 1 | 4524 |  | 4524 |  | 2018-01-17 15:39 | 2018-06-01 | EVOLUTION ENERGY SOLUTIONS L L C | Retrofit | Los Angeles | Los Angeles | 90057 | Host Customer is System Owner | [7 empty] | 1310.4 | 40.95 |  | Drainback | Drainback (Water) | Solar Storage and Auxiliary Tanks are separate |  | 1 | 1 | 2242 | Z09 | 59 | Units | Apartments/Condos | TRB-40 | 32 | 1 | 2800 | 1 | 115 | 1 | 650000 | TRUE | 140 | 140 |  | SunEarth - SETR A503 TTR U + VFS 10-200 |  | SunEarth - SETR A503 TTR U + VFS 10-200 | Los Angeles | FALSE | 20.19 |  | 2018-01-09 |  | 2018-01-17 | 2018-06-01 | 2019-03-21 | 2019-03-22 | 2042 | 91340 | Up-front Payment
PGE-010574 | Low Income Multifamily Residential | Domestic Hot Water | Gas | Pacific Gas and Electric | Incentive:Canceled | 111209 | 24.89 |  | 1 | 4468 |  | 4468 |  | 2018-01-30 11:17 | 2018-03-28 | ADROIT ENERGY INC | Retrofit | FREMONT | Alameda | 94538 | Host Customer is System Owner | [7 empty] | 1596.4 | 39.91 |  | Glycol | Pressure Stagnation Protection (PSP) | Solar Storage and Auxiliary Tanks are separate |  | 1 | 1 | 3800 | Z03 | 100 | Units | Apartments/Condos | 2009061E | 40 | 1 | 2480 | 1 | 400 | 2 | 798000 | TRUE | 140 | 130 | [5 empty] | FALSE | 33.56 |  | 2018-01-09 | 2018-02-01 | 2018-01-30 | 2018-03-28 |  |  | 2404 | 149955 | Up-front Payment
SCG-010576 | Commercial/Multifamily Residential | Domestic Hot Water | Gas | Southern California Gas Company | Reservation:Canceled | 57844 | 20.19 |  | 1 | 2865 |  | 2865 |  | 2018-01-17 15:38 |  | EVOLUTION ENERGY SOLUTIONS L L C | Retrofit | Los Angeles | Los Angeles | 90005 | Host Customer is System Owner | [7 empty] | 778.05 | 40.95 |  | Drainback | Drainback (Water) | Solar Storage and Auxiliary Tanks are separate |  | 1 | 1 | 1560 | Z09 | 39 | Units | Apartments/Condos | TRB-40 | 19 | 1 | 1500 | 1 | 115 | 1 | 399000 | TRUE | 140 | 140 |  | SunEarth - SETR A503 TTR U + VFS 10-200 |  | SunEarth - SETR A503 TTR U + VFS 10-200 |  | FALSE | 20.19 |  | 2011-06-01: 2018-01-10; 2011-06-21: 2018-06-06 | 2335 | 57844 | Up-front Payment
SCG-010577 | Single Family Residential - Disadvantaged Community | Domestic Hot Water | Gas | Southern California Gas Company | Incentive:Paid | 2642 | 29.85 |  | 1 | 118 |  | 88 |  | 2018-06-25 06:20 | 2018-07-09 | INTELLIGENT GREEN SOLUTIONS CA | Retrofit | Orange Cove | Fresno | 93646 | Owner/Tenant | 5 |  | 30004236 | SunMaxx Solar LLC | ThermoPower | VTS30-HP-G | Indirect Thermosyphon (IT) | 47.9 |  | ThermoPower-VTS-HP30 | Automatic Drainback |  | Solar Storage and Auxiliary Tanks are separate | 79 | 1 | 0.75 | 65 | Z13 | [18 empty] | City of Orange Cove | FALSE | 52.88 |  | 2011-06-01: 2018-01-10; 2011-08-03: 2018-06-25; 2011-09-20: 2018-07-09 | 2286 | 6240 | Up-front Payment
SCG-010578 | Low Income Single Family Residential | Domestic Hot Water | Gas | Southern California Gas Company | Incentive:Paid | 4723 | 36.9 |  | 1 | 128 |  | 128 |  | 2018-01-15 10:39 | 2018-08-16 | TITANIUM POWER INC | Retrofit | Pacoima | Los Angeles | 91331 | Host Customer is System Owner | 5 |  | 30004079 | GREENoneTEC Solarindustrie GmbH | Solpal Plus | Solpal Plus L-GT | Direct Integral Collector Storage (DI) | 25.66 |  | Solpal Plus L |  |  | Solar Storage with Tankless Auxiliary Water Heater | 51 | 1 | 1 | 65 | Z09 | [18 empty] | Los Angeles | FALSE | 37.18 |  | 2011-06-01: 2018-01-10; 2011-08-03: 2018-01-15; 2011-09-20: 2018-08-16 | 2245 | 4759 | Up-front Payment
SCG-010580 | Commercial/Multifamily Residential | Domestic Hot Water | Gas | Southern California Gas Company | Incentive:Paid | 42783 | 20.19 |  | 1 | 2119 |  | 2119 |  | 2018-01-17 15:26 | 2018-06-01 | EVOLUTION ENERGY SOLUTIONS L L C | Retrofit | Los Angeles | Los Angeles | 90006 | Host Customer is System Owner | [7 empty] | 573.3 | 40.95 |  | Drainback | Drainback (Water) | Solar Storage and Auxiliary Tanks are separate |  | 1 | 1 | 1200 | Z09 | 30 | Units | Apartments/Condos | TRB-40 | 14 | 1 | 1000 | 1 | 175 | 2 | 155000 | TRUE | 140 | 140 |  | SunEarth - SETR A503 TTR U + VFS 10-200 |  | SunEarth - SETR A503 TTR U + VFS 10-200 | Los Angeles | FALSE | 20.19 |  | 2018-01-10 |  | 2018-01-17 | 2018-06-01 | 2018-10-29 | 2018-10-29 | 2187 | 42783 | Up-front Payment
SCG-010581 | Low Income Single Family Residential | Domestic Hot Water | Gas | Southern California Gas Company | Incentive:Paid | 4723 | 36.9 |  | 1 | 128 |  | 128 |  | 2018-01-15 12:30 | 2018-02-21 | TITANIUM POWER INC | Retrofit | Pacoima | Los Angeles | 91331 | Host Customer is System Owner | 4 |  | 30004079 | GREENoneTEC Solarindustrie GmbH | Solpal Plus | Solpal Plus L-GT | Direct Integral Collector Storage (DI) | 25.66 |  | Solpal Plus L |  |  | Solar Storage with Tankless Auxiliary Water Heater | 51 | 1 | 1 | 55 | Z09 | [18 empty] | Los Angeles | FALSE | 37.18 |  | 2011-06-01: 2018-01-10; 2011-08-03: 2018-01-15; 2011-09-20: 2018-02-21 | 2434 | 4759 | Up-front Payment
SCG-010582 | Low Income Single Family Residential | Domestic Hot Water | Gas | Southern California Gas Company | Incentive:Canceled | 4723 | 36.9 |  | 1 | 128 |  | 128 |  | 2018-01-15 12:29 |  | TITANIUM POWER INC | Retrofit | Pacoima | Los Angeles | 91331 | Host Customer is System Owner | 5 |  | 30004079 | GREENoneTEC Solarindustrie GmbH | Solpal Plus | Solpal Plus L-GT | Direct Integral Collector Storage (DI) | 25.66 |  | Solpal Plus L |  |  | Solar Storage with Tankless Auxiliary Water Heater | 51 | 1 | 1 | 65 | Z09 | [18 empty] | Los Angeles | FALSE | 37.18 |  | 2011-06-01: 2018-01-10; 2011-06-21: 2018-07-24; 2011-08-03: 2018-01-15 | 2287 | 4759 | Up-front Payment
SCG-010583 | Low Income Single Family Residential | Domestic Hot Water | Gas | Southern California Gas Company | Incentive:Canceled | 4723 | 36.9 |  | 1 | 128 |  | 128 |  | 2018-01-22 13:11 |  | TITANIUM POWER INC | Retrofit | Pacoima | Los Angeles | 91331 | Host Customer is System Owner | 6 |  | 30004079 | GREENoneTEC Solarindustrie GmbH | Solpal Plus | Solpal Plus L-GT | Direct Integral Collector Storage (DI) | 25.66 |  | Solpal Plus L |  |  | Solar Storage with Tankless Auxiliary Water Heater | 51 | 1 | 1 | 75 | Z09 | [18 empty] | Los Angeles | FALSE | 37.18 |  | 2011-06-01: 2018-01-10; 2011-06-21: 2018-07-25; 2011-08-03: 2018-01-22 | 2286 | 4759 | Up-front Payment
SCG-010584 | Low Income Single Family Residential | Domestic Hot Water | Gas | Southern California Gas Company | Incentive:Paid | 4723 | 36.9 |  | 1 | 128 |  | 128 |  | 2018-01-15 12:27 | 2018-02-21 | TITANIUM POWER INC | Retrofit | Pacoima | Los Angeles | 91331 | Host Customer is System Owner | 4 |  | 30004079 | GREENoneTEC Solarindustrie GmbH | Solpal Plus | Solpal Plus L-GT | Direct Integral Collector Storage (DI) | 25.66 |  | Solpal Plus L |  |  | Solar Storage with Tankless Auxiliary Water Heater | 51 | 1 | 1 | 55 | Z09 | [18 empty] | Los Angeles | FALSE | 37.18 |  | 2011-06-01: 2018-01-10; 2011-08-03: 2018-01-15; 2011-09-20: 2018-02-21 | 2434 | 4759 | Up-front Payment
SCG-010585 | Low Income Single Family Residential | Domestic Hot Water | Gas | Southern California Gas Company | Incentive:Paid | 4723 | 36.9 |  | 1 | 128 |  | 128 |  | 2018-01-15 11:18 | 2018-02-21 | TITANIUM POWER INC | Retrofit | Pacoima | Los Angeles | 91331 | Host Customer is System Owner | 8 |  | 30004079 | GREENoneTEC Solarindustrie GmbH | Solpal Plus | Solpal Plus L-GT | Direct Integral Collector Storage (DI) | 25.66 |  | Solpal Plus L |  |  | Solar Storage with Tankless Auxiliary Water Heater | 51 | 1 | 1 | 95 | Z09 | [18 empty] | Los Angeles | FALSE | 37.18 |  | 2011-06-01: 2018-01-10; 2011-08-03: 2018-01-15; 2011-09-20: 2018-02-21 | 2433 | 4759 | Up-front Payment
SCG-010586 | Low Income Single Family Residential | Domestic Hot Water | Gas | Southern California Gas Company | Incentive:Paid | 4723 | 36.9 |  | 1 | 128 |  | 128 |  | 2018-01-15 11:21 | 2018-02-21 | TITANIUM POWER INC | Retrofit | Pacoima | Los Angeles | 91331 | Host Customer is System Owner | 5 |  | 30004079 | GREENoneTEC Solarindustrie GmbH | Solpal Plus | Solpal Plus L-GT | Direct Integral Collector Storage (DI) | 25.66 |  | Solpal Plus L |  |  | Solar Storage with Tankless Auxiliary Water Heater | 51 | 1 | 1 | 65 | Z09 | [18 empty] | Los Angeles | FALSE | 37.18 |  | 2011-06-01: 2018-01-10; 2011-08-03: 2018-01-15; 2011-09-20: 2018-02-21 | 2434 | 4759 | Up-front Payment
SCG-010587 | Low Income Single Family Residential | Domestic Hot Water | Gas | Southern California Gas Company | Incentive:Paid | 4723 | 36.9 |  | 1 | 128 |  | 128 |  | 2018-01-15 11:24 | 2018-03-26 | TITANIUM POWER INC | Retrofit | Pacoima | Los Angeles | 91331 | Host Customer is System Owner | 4 |  | 30004079 | GREENoneTEC Solarindustrie GmbH | Solpal Plus | Solpal Plus L-GT | Direct Integral Collector Storage (DI) | 25.66 |  | Solpal Plus L |  |  | Solar Storage with Tankless Auxiliary Water Heater | 51 | 1 | 1 | 55 | Z09 | [18 empty] | Los Angeles | FALSE | 37.18 |  | 2011-06-01: 2018-01-10; 2011-08-03: 2018-01-15; 2011-09-20: 2018-03-26 | 2399 | 4759 | Up-front Payment
SCG-010588 | Low Income Single Family Residential | Domestic Hot Water | Gas | Southern California Gas Company | Incentive:Paid | 4487 | 36.9 |  | 1 | 128 |  | 122 |  | 2018-01-15 12:26 | 2018-02-21 | TITANIUM POWER INC | Retrofit | Pacoima | Los Angeles | 91331 | Host Customer is System Owner | 8 |  | 30004079 | GREENoneTEC Solarindustrie GmbH | Solpal Plus | Solpal Plus L-GT | Direct Integral Collector Storage (DI) | 25.66 |  | Solpal Plus L |  |  | Solar Storage with Tankless Auxiliary Water Heater | 51 | 1 | 0.95 | 95 | Z09 | [18 empty] | Los Angeles | FALSE | 35.62 |  | 2011-06-01: 2018-01-10; 2011-08-03: 2018-01-15; 2011-09-20: 2018-02-21 | 2434 | 4559 | Up-front Payment
SCG-010589 | Low Income Single Family Residential | Domestic Hot Water | Gas | Southern California Gas Company | Incentive:Paid | 4723 | 36.9 |  | 1 | 128 |  | 128 |  | 2018-01-19 09:42 | 2018-02-26 | TITANIUM POWER INC | Retrofit | Pacoima | Los Angeles | 91331 | Host Customer is System Owner | 6 |  | 30004079 | GREENoneTEC Solarindustrie GmbH | Solpal Plus | Solpal Plus L-GT | Direct Integral Collector Storage (DI) | 25.66 |  | Solpal Plus L |  |  | Solar Storage with Tankless Auxiliary Water Heater | 51 | 1 | 1 | 75 | Z09 | [18 empty] | Los Angeles | FALSE | 37.18 |  | 2011-06-01: 2018-01-10; 2011-08-03: 2018-01-19; 2011-09-20: 2018-02-26 | 2430 | 4759 | Up-front Payment
SCG-010590 | Low Income Single Family Residential | Domestic Hot Water | Gas | Southern California Gas Company | Incentive:Paid | 4723 | 36.9 |  | 1 | 128 |  | 128 |  | 2018-01-15 11:38 | 2018-02-21 | TITANIUM POWER INC | Retrofit | Pacoima | Los Angeles | 91331 | Host Customer is System Owner | 4 |  | 30004079 | GREENoneTEC Solarindustrie GmbH | Solpal Plus | Solpal Plus L-GT | Direct Integral Collector Storage (DI) | 25.66 |  | Solpal Plus L |  |  | Solar Storage with Tankless Auxiliary Water Heater | 51 | 1 | 1 | 55 | Z09 | [18 empty] | Los Angeles | FALSE | 37.18 |  | 2011-06-01: 2018-01-10; 2011-08-03: 2018-01-15; 2011-09-20: 2018-02-21 | 2434 | 4759 | Up-front Payment
SCG-010591 | Low Income Single Family Residential | Domestic Hot Water | Gas | Southern California Gas Company | Incentive:Paid | 4723 | 36.9 |  | 1 | 128 |  | 128 |  | 2018-01-22 13:21 | 2018-06-18 | TITANIUM POWER INC | Retrofit | Pacoima | Los Angeles | 91331 | Host Customer is System Owner | 6 |  | 30004079 | GREENoneTEC Solarindustrie GmbH | Solpal Plus | Solpal Plus L-GT | Direct Integral Collector Storage (DI) | 25.66 |  | Solpal Plus L |  |  | Solar Storage with Tankless Auxiliary Water Heater | 51 | 1 | 1 | 75 | Z09 | [18 empty] | Los An | FALSE | 37.18 |  | 2011-06-01: 2018-01-10; 2011-08-03: 2018-01-22; 2011-09-20: 2018-06-18 | 2314 | 4759 | Up-front Payment
SCG-010592 | Low Income Single Family Residential | Domestic Hot Water | Gas | Southern California Gas Company | Incentive:Paid | 4723 | 36.9 |  | 1 | 128 |  | 128 |  | 2018-01-15 11:41 | 2018-03-26 | TITANIUM POWER INC | Retrofit | Pacoima | Los Angeles | 91331 | Host Customer is System Owner | 7 |  | 30004079 | GREENoneTEC Solarindustrie GmbH | Solpal Plus | Solpal Plus L-GT | Direct Integral Collector Storage (DI) | 25.66 |  | Solpal Plus L |  |  | Solar Storage with Tankless Auxiliary Water Heater | 51 | 1 | 1 | 85 | Z09 | [18 empty] | Los Angeles | FALSE | 37.18 |  | 2011-06-01: 2018-01-11; 2011-08-03: 2018-01-15; 2011-09-20: 2018-03-26 | 2399 | 4759 | Up-front Payment
SCG-010593 | Low Income Single Family Residential | Domestic Hot Water | Gas | Southern California Gas Company | Incentive:Canceled | 4723 | 36.9 |  | 1 | 128 |  | 128 |  | 2018-01-15 12:07 |  | TITANIUM POWER INC | Retrofit | Pacoima | Los Angeles | 91331 | Host Customer is System Owner | 8 |  | 30004079 | GREENoneTEC Solarindustrie GmbH | Solpal Plus | Solpal Plus L-GT | Direct Integral Collector Storage (DI) | 25.66 |  | Solpal Plus L |  |  | Solar Storage with Tankless Auxiliary Water Heater | 51 | 1 | 1 | 95 | Z09 | [18 empty] | Los Angeles | FALSE | 37.18 |  | 2011-06-01: 2018-01-11; 2011-06-21: 2018-02-07; 2011-08-03: 2018-01-15 | 2354 | 4759 | Up-front Payment
SCG-010594 | Low Income Single Family Residential | Domestic Hot Water | Gas | Southern California Gas Company | Incentive:Canceled | 4723 | 36.9 |  | 1 | 128 |  | 128 |  | 2018-01-22 13:24 |  | TITANIUM POWER INC | Retrofit | Pacoima | Los Angeles | 91331 | Host Customer is System Owner | 6 |  | 30004079 | GREENoneTEC Solarindustrie GmbH | Solpal Plus | Solpal Plus L-GT | Direct Integral Collector Storage (DI) | 25.66 |  | Solpal Plus L |  |  | Solar Storage with Tankless Auxiliary Water Heater | 51 | 1 | 1 | 75 | Z09 | [18 empty] | Los Angeles | FALSE | 37.18 |  | 2011-06-01: 2018-01-11; 2011-06-21: 2018-07-25; 2011-08-03: 2018-01-22 | 2286 | 4759 | Up-front Payment
SCG-010595 | Low Income Single Family Residential | Domestic Hot Water | Gas | Southern California Gas Company | Incentive:Paid | 4723 | 36.9 |  | 1 | 128 |  | 128 |  | 2018-01-15 12:17 | 2018-05-11 | TITANIUM POWER INC | Retrofit | Canoga Park | Los Angeles | 91303 | Host Customer is System Owner | 4 |  | 30004079 | GREENoneTEC Solarindustrie GmbH | Solpal Plus | Solpal Plus L-GT | Direct Integral Collector Storage (DI) | 25.66 |  | Solpal Plus L |  |  | Solar Storage with Tankless Auxiliary Water Heater | 51 | 1 | 1 | 55 | Z09 | [18 empty] | Los Angeles | FALSE | 37.18 |  | 2018-01-11 | 2018-02-07 |  |  | 2018-01-15 | 2018-05-11 | 2347 | 4759 | Up-front Payment
SCG-010596 | Low Income Single Family Residential | Domestic Hot Water | Gas | Southern California Gas Company | Incentive:Paid | 4723 | 36.9 |  | 1 | 128 |  | 128 |  | 2018-01-15 12:22 | 2018-02-16 | TITANIUM POWER INC | Retrofit | Canoga Park | Los Angeles | 91303 | Host Customer is System Owner | 5 |  | 30004079 | GREENoneTEC Solarindustrie GmbH | Solpal Plus | Solpal Plus L-GT | Direct Integral Collector Storage (DI) | 25.66 |  | Solpal Plus L |  |  | Solar Storage with Tankless Auxiliary Water Heater | 51 | 1 | 1 | 65 | Z09 | [18 empty] | Los Angeles | FALSE | 37.18 |  | 2011-06-01: 2018-01-11; 2011-08-03: 2018-01-15; 2011-09-20: 2018-02-16 | 2434 | 4759 | Up-front Payment
SCG-010597 | Low Income Single Family Residential | Domestic Hot Water | Gas | Southern California Gas Company | Incentive:Paid | 4723 | 36.9 |  | 1 | 128 |  | 128 |  | 2018-01-15 12:25 | 2018-02-16 | TITANIUM POWER INC | Retrofit | Canoga Park | Los Angeles | 91303 | Host Customer is System Owner | 4 |  | 30004079 | GREENoneTEC Solarindustrie GmbH | Solpal Plus | Solpal Plus L-GT | Direct Integral Collector Storage (DI) | 25.66 |  | Solpal Plus L |  |  | Solar Storage with Tankless Auxiliary Water Heater | 51 | 1 | 1 | 55 | Z09 | [18 empty] | Los Angeles | FALSE | 37.18 |  | 2011-06-01: 2018-01-11; 2011-08-03: 2018-01-15; 2011-09-20: 2018-02-16 | 2434 | 4759 | Up-front Payment
SCG-010598 | Low Income Single Family Residential | Domestic Hot Water | Gas | Southern California Gas Company | Incentive:Paid | 4723 | 36.9 |  | 1 | 128 |  | 128 |  | 2018-01-18 14:56 | 2018-02-26 | TITANIUM POWER INC | Retrofit | Canoga Park | Los Angeles | 91303 | Host Customer is System Owner | 5 |  | 30004079 | GREENoneTEC Solarindustrie GmbH | Solpal Plus | Solpal Plus L-GT | Direct Integral Collector Storage (DI) | 25.66 |  | Solpal Plus L |  |  | Solar Storage with Tankless Auxiliary Water Heater | 51 | 1 | 1 | 65 | Z09 | [18 empty] | Los Anglees | FALSE | 37.18 |  | 2011-06-01: 2018-01-11; 2011-08-03: 2018-01-18; 2011-09-20: 2018-02-26 | 2430 | 4759 | Up-front Payment
SCG-010599 | Commercial/Multifamily Residential | Domestic Hot Water | Gas | Southern California Gas Company | Incentive:Paid | 36746 | 20.19 |  | 1 | 1820 |  | 1820 |  | 2018-01-19 09:10 | 2018-06-01 | ALL VALLEY SOLAR INC | Retrofit | Hollywood | Los Angeles | 90028 | Host Customer is System Owner | [7 empty] | 450.45 | 40.95 |  | Drainback |  | Solar Storage and Auxiliary Tanks are separate |  | 1 | 1 | 1200 | Z09 | 30 | Units | Apartments/Condos | TRB-40 | 11 | 2 | 750 | 6 | 219 | 2 | 199000 | TRUE | 135 | 140 |  |  |  |  | LADBS | FALSE | 26.99 |  | 2018-01-11 |  | 2018-01-19 | 2018-06-01 | 2018-06-04 | 2018-06-22 | 2312 | 49120 | Up-front Payment
SCG-010600 | Low Income Single Family Residential | Domestic Hot Water | Gas | Southern California Gas Company | Incentive:Paid | 4723 | 36.9 |  | 1 | 128 |  | 128 |  | 2018-01-13 10:10 | 2018-02-14 | TITANIUM POWER INC | Retrofit | PACOIMA | Los Angeles | 91331 | Host Customer is System Owner | 4 |  | 30004079 | GREENoneTEC Solarindustrie GmbH | Solpal Plus | Solpal Plus L-GT | Direct Integral Collector Storage (DI) | 25.66 |  | Solpal Plus L |  |  | Solar Storage with Tankless Auxiliary Water Heater | 51 | 1 | 1 | 55 | Z09 | [18 empty] | Los Angeles | FALSE | 37.18 |  | 2011-06-01: 2018-01-11; 2011-08-03: 2018-01-13; 2011-09-20: 2018-02-14 | 2440 | 4759 | Up-front Payment
SCG-010601 | Single Family Residential | Domestic Hot Water | Gas | Southern California Gas Company | Incentive:Paid | 3821 | 29.85 |  | 1 | 128 |  | 128 |  | 2018-01-22 14:50 | 2018-01-31 | TITANIUM POWER INC | Retrofit | Sun Valley | Los Angeles | 91352 | Host Customer is System Owner | 4 |  | 30004079 | GREENoneTEC Solarindustrie GmbH | Solpal Plus | Solpal Plus L-GT | Direct Integral Collector Storage (DI) | 25.66 |  | Solpal Plus L |  |  | Solar Storage with Tankless Auxiliary Water Heater | 51 | 1 | 1 | 55 | Z09 | [18 empty] | Los Angeles | FALSE | 30.15 |  | 2011-06-01: 2018-01-11; 2011-08-03: 2018-01-22; 2011-09-20: 2018-01-31 | 2458 | 3859 | Up-front Payment
SCG-010602 | Single Family Residential - Disadvantaged Community | Domestic Hot Water | Gas | Southern California Gas Company | Incentive:Paid | 2642 | 29.85 |  | 1 | 118 |  | 88 |  | 2018-06-25 06:29 | 2018-08-14 | INTELLIGENT GREEN SOLUTIONS CA | Retrofit | Orange Cove | Fresno | 93646 | Owner/Tenant | 3 |  | 30004236 | SunMaxx Solar LLC | ThermoPower | VTS30-HP-G | Indirect Thermosyphon (IT) | 47.9 |  | ThermoPower-VTS-HP30 | Automatic Drainback |  | Solar Storage and Auxiliary Tanks are separate | 79 | 1 | 0.75 | 45 | Z13 | [18 empty] | City of Orange Cove | FALSE | 52.88 |  | 2011-06-01: 2018-01-11; 2011-08-03: 2018-06-25; 2011-09-20: 2018-08-14 | 2252 | 6240 | Up-front Payment
SCG-010603 | Low Income Multifamily Residential | Domestic Hot Water | Gas | Southern California Gas Company | Incentive:Paid | 95378 | 24.89 |  | 1 | 3832 |  | 3832 |  | 2018-01-23 13:28 | 2018-03-01 | DOCTOR PIPER INC | Retrofit | North Hills | Los Angeles | 91343 | Lease | [7 empty] | 1285.44 | 40.17 |  | Glycol | Steam Back | Solar Storage and Auxiliary Tanks are separate |  | 1 | 1 | 2888 | Z09 | 76 | Units | Apartments/Condos | 2010115A | 32 | 1 | 2800 | 1 | 400 | 2 | 1000000 | TRUE | 125 | 125 |  | SunEarth - SETR0603mcU + VFS 10-200 |  | SunEarth - SETR0603mcU + VFS 10-200 | Los Angeles department of building and safety | FALSE | 55.06 |  | 2018-01-17 |  | 2018-01-23 | 2018-03-01 | 2018-04-25 | 2018-05-29 | 2339 | 211000 | Up-front Payment
SCG-010604 | Low Income Single Family Residential | Domestic Hot Water | Gas | Southern California Gas Company | Incentive:Paid | 4723 | 36.9 |  | 1 | 128 |  | 128 |  | 2018-01-13 10:06 | 2018-03-12 | TITANIUM POWER INC | Retrofit | Pacoima | Los Angeles | 91331 | Host Customer is System Owner | 8 |  | 30004079 | GREENoneTEC Solarindustrie GmbH | Solpal Plus | Solpal Plus L-GT | Direct Integral Collector Storage (DI) | 25.66 |  | Solpal Plus L |  |  | Solar Storage with Tankless Auxiliary Water Heater | 51 | 1 | 1 | 95 | Z09 | [18 empty] | Los Angeles | FALSE | 37.18 |  | 2011-06-01: 2018-01-11; 2011-08-03: 2018-01-13; 2011-09-20: 2018-03-12 | 2418 | 4759 | Up-front Payment
SCG-010605 | Single Family Residential - Disadvantaged Community | Domestic Hot Water | Gas | Southern California Gas Company | Incentive:Paid | 2642 | 29.85 |  | 1 | 118 |  | 88 |  | 2018-06-25 06:54 | 2018-08-14 | INTELLIGENT GREEN SOLUTIONS CA | Retrofit | Orange Cove | Fresno | 93646 | Owner/Tenant | 4 |  | 30004236 | SunMaxx Solar LLC | ThermoPower | VTS30-HP-G | Indirect Thermosyphon (IT) | 47.9 |  | ThermoPower-VTS-HP30 | Automatic Drainback |  | Solar Storage and Auxiliary Tanks are separate | 79 | 1 | 0.75 | 55 | Z13 | [18 empty] | City of Orange Cove | FALSE | 52.88 |  | 2011-06-01: 2018-01-11; 2011-08-03: 2018-06-25; 2011-09-20: 2018-08-14 | 2255 | 6240 | Up-front Payment
SCG-010606 | Low Income Single Family Residential | Domestic Hot Water | Gas | Southern California Gas Company | Incentive:Paid | 4723 | 36.9 |  | 1 | 128 |  | 128 |  | 2018-01-13 09:42 | 2018-03-12 | TITANIUM POWER INC | Retrofit | Pacoima | Los Angeles | 91331 | Host Customer is System Owner | 5 |  | 30004079 | GREENoneTEC Solarindustrie GmbH | Solpal Plus | Solpal Plus L-GT | Direct Integral Collector Storage (DI) | 25.66 |  | Solpal Plus L |  |  | Solar Storage with Tankless Auxiliary Water Heater | 51 | 1 | 1 | 65 | Z09 | [18 empty] | Los Angeles | FALSE | 37.18 |  | 2011-06-01: 2018-01-11; 2011-08-03: 2018-01-13; 2011-09-20: 2018-03-12 | 2418 | 4759 | Up-front Payment
SCG-010607 | Low Income Single Family Residential | Domestic Hot Water | Gas | Southern California Gas Company | Incentive:Paid | 4723 | 36.9 |  | 1 | 128 |  | 128 |  | 2018-01-15 12:56 | 2018-02-16 | TITANIUM POWER INC | Retrofit | Pacoima | Los Angeles | 91331 | Host Customer is System Owner | 5 |  | 30004079 | GREENoneTEC Solarindustrie GmbH | Solpal Plus | Solpal Plus L-GT | Direct Integral Collector Storage (DI) | 25.66 |  | Solpal Plus L |  |  | Solar Storage with Tankless Auxiliary Water Heater | 51 | 1 | 1 | 65 | Z09 | [18 empty] | Los Angeles | FALSE | 37.18 |  | 2011-06-01: 2018-01-11; 2011-08-03: 2018-01-15; 2011-09-20: 2018-02-16 | 2434 | 4759 | Up-front Payment
SCG-010608 | Low Income Single Family Residential | Domestic Hot Water | Gas | Southern California Gas Company | Incentive:Paid | 4723 | 36.9 |  | 1 | 128 |  | 128 |  | 2018-01-15 12:52 | 2018-02-16 | TITANIUM POWER INC | Retrofit | Pacoima | Los Angeles | 91331 | Host Customer is System Owner | 5 |  | 30004079 | GREENoneTEC Solarindustrie GmbH | Solpal Plus | Solpal Plus L-GT | Direct Integral Collector Storage (DI) | 25.66 |  | Solpal Plus L |  |  | Solar Storage with Tankless Auxiliary Water Heater | 51 | 1 | 1 | 65 | Z09 | [18 empty] | Los Angeles | FALSE | 37.18 |  | 2011-06-01: 2018-01-11; 2011-08-03: 2018-01-15; 2011-09-20: 2018-02-16 | 2434 | 4759 | Up-front Payment
SCG-010609 | Low Income Multifamily Residential | Domestic Hot Water | Gas | Southern California Gas Company | Incentive:Paid | 73251 | 24.89 |  | 1 | 2943 |  | 2943 |  | 2018-01-23 13:27 | 2018-03-01 | DOCTOR PIPER INC | Retrofit | North HIlls | Los Angeles | 91343 | Lease | [7 empty] | 883.74 | 40.17 |  | Glycol | Advanced Controller with a Vacation or Holiday Mode | Solar Storage and Auxiliary Tanks are separate |  | 1 | 1 | 1862 | Z09 | 49 | Units | Apartments/Condos | 2010115A | 22 | 1 | 1050 | 6 | 230 | 2 | 1000000 | TRUE | 135 | 135 |  | SunEarth - SETR0603mcU + VFS 10-200 |  | SunEarth - SETR0603mcU + VFS 10-200 | los angels department of building and safety | FALSE | 46.64 |  | 2018-01-17 |  | 2018-01-23 | 2018-03-01 | 2018-06-12 | 2018-07-18 | 2291 | 137250 | Up-front Payment
SCG-010610 | Low Income Multifamily Residential | Domestic Hot Water | Gas | Southern California Gas Company | Incentive:Paid | 45150 | 24.89 |  | 1 | 1814 |  | 1814 |  | 2018-01-23 13:26 | 2018-03-01 | DOCTOR PIPER INC | Retrofit | North Hills | Los Angeles | 91343 | Lease | [7 empty] | 602.55 | 40.17 |  | Glycol | Steam Back | Solar Storage and Auxiliary Tanks are separate |  | 1 | 1 | 1240 | Z09 | 31 | Units | Apartments/Condos | 2010115A | 15 | 1 | 1200 | 1 | 200 | 1 | 5000000 | TRUE | 125 | 125 |  | SunEarth - SETR0603mcU + VFS 10-200 |  | SunEarth - SETR0603mcU + VFS 10-200 | City of Los Angeles | FALSE | 50 |  | 2018-01-17 |  | 2018-01-23 | 2018-03-01 | 2019-03-21 | 2019-04-01 | 2026 | 90700 | Up-front Payment
SCG-010611 | Low Income Multifamily Residential | Domestic Hot Water | Gas | Southern California Gas Company | Incentive:Paid | 50477 | 24.89 |  | 1 | 2028 |  | 2028 |  | 2018-01-23 13:25 | 2018-03-01 | DOCTOR PIPER INC | Retrofit | Van Nuys | Los Angeles | 91401 | Lease | [7 empty] | 642.72 | 40.17 |  | Glycol | Steam Back | Solar Storage and Auxiliary Tanks are separate |  | 1 | 1 | 1440 | Z09 | 36 | Units | Apartments/Condos | 2010115A | 16 | 1 | 1400 | 1 | 200 | 1 | 500 | TRUE | 125 | 125 |  | SunEarth - SETR0603mcU + VFS 10-200 |  | SunEarth - SETR0603mcU + VFS 10-200 | City of Los Angeles | FALSE | 50 |  | 2018-01-17 |  | 2018-01-23 | 2018-03-01 | 2018-09-24 | 2018-10-04 | 2190 | 101400 | Up-front Payment
SCG-010612 | Low Income Multifamily Residential | Domestic Hot Water | Gas | Southern California Gas Company | Incentive:Paid | 74670 | 24.89 |  | 1 | 3000 |  | 3000 |  | 2018-01-23 13:24 | 2018-03-01 | DOCTOR PIPER INC | Retrofit | Los Angeles | Los Angeles | 90028 | Lease | [7 empty] | 964.08 | 40.17 |  | Glycol | Steam Back | Solar Storage and Auxiliary Tanks are separate |  | 1 | 1 | 2090 | Z09 | 55 | Units | Apartments/Condos | 2010115A | 24 | 1 | 2100 | 1 | 175 | 1 | 500000 | TRUE | 125 | 125 |  | SunEarth - SETR0603mcU + VFS 10-200 |  | SunEarth - SETR0603mcU + VFS 10-200 | City of Los Angeles | FALSE | 49.77 |  | 2018-01-17 |  | 2018-01-23 | 2018-03-01 | 2020-02-06 | 2020-02-18 | 1691 | 149300 | Up-front Payment
SCG-010613 | Low Income Multifamily Residential | Domestic Hot Water | Gas | Southern California Gas Company | Incentive:Paid | 88236 | 24.89 |  | 1 | 3545 |  | 3545 |  | 2018-01-23 13:23 | 2018-03-01 | DOCTOR PIPER INC | Retrofit | Anaheim | Orange | 92806 | Lease | [7 empty] | 1205.1 | 40.17 |  | Glycol | Steam Back | Solar Storage and Auxiliary Tanks are separate |  | 1 | 1 | 2280 | Z08 | 60 | Units | Apartments/Condos | 2010115A | 30 | 1 | 2200 | 1 | 300 | 1 | 800000 | TRUE | 125 | 125 |  | SunEarth - SETR0603mcU + VFS 10-200 |  | SunEarth - SETR0603mcU + VFS 10-200 | City of Anaheim | FALSE | 50 |  | 2018-01-17 |  | 2018-01-23 | 2018-03-01 | 2020-03-18 | 2020-03-19 | 1676 | 177250 | Up-front Payment
SCG-010614 | Low Income Multifamily Residential | Domestic Hot Water | Gas | Southern California Gas Company | Incentive:Paid | 69269 | 24.89 |  | 1 | 2783 |  | 2783 |  | 2018-01-23 13:22 | 2018-03-01 | DOCTOR PIPER INC | Retrofit | Los Angeles | Los Angeles | 90005 | Lease | [7 empty] | 883.74 | 40.17 |  | Glycol | Steam Back | Solar Storage and Auxiliary Tanks are separate |  | 1 | 1 | 1920 | Z09 | 48 | Units | Apartments/Condos | 2010115A | 22 | 1 | 2000 | 1 | 400 | 1 | 1000000 | TRUE | 125 | 125 |  | SunEarth - SETR0603mcU + VFS 10-200 |  | SunEarth - SETR0603mcU + VFS 10-200 | County of LA | FALSE | 50 |  | 2018-01-17 |  | 2018-01-23 | 2018-03-01 | 2019-01-02 | 2019-01-15 | 2103 | 139150 | Up-front Payment
SCG-010615 | Low Income Multifamily Residential | Domestic Hot Water | Gas | Southern California Gas Company | Incentive:Paid | 34597 | 24.89 |  | 1 | 1390 |  | 1390 |  | 2018-01-29 18:43 | 2018-03-02 | DOCTOR PIPER INC | Retrofit | Los Angeles | Los Angeles | 90005 | Lease | [7 empty] | 482.04 | 40.17 |  | Glycol | Steam Back | Solar Storage and Auxiliary Tanks are separate |  | 1 | 1 | 920 | Z09 | 23 | Units | Apartments/Condos | 2010115A | 12 | 1 | 1000 | 1 | 400 | 1 | 1000000 | TRUE | 135 | 135 |  | SunEarth - SETR0603mcU + VFS 10-200 |  | SunEarth - SETR0603mcU + VFS 10-200 | City of Los Angeles Department of Building and Safety | FALSE | 50.25 |  | 2018-01-29 |  | 2018-01-29 | 2018-03-02 | 2019-06-21 | 2019-06-24 | 1950 | 69850 | Up-front Payment
SCG-010616 | Single Family Residential - Disadvantaged Community | Domestic Hot Water | Gas | Southern California Gas Company | Incentive:Canceled | 2642 | 29.85 |  | 1 | 118 |  | 88 |  | 2018-06-25 08:32 |  | INTELLIGENT GREEN SOLUTIONS CA | Retrofit | Orange Cove | Fresno | 93646 | Owner/Tenant | 4 |  | 30004236 | SunMaxx Solar LLC | ThermoPower | VTS30-HP-G | Indirect Thermosyphon (IT) | 47.9 |  | ThermoPower-VTS-HP30 | Automatic Drainback |  | Solar Storage and Auxiliary Tanks are separate | 79 | 1 | 0.75 | 55 | Z13 | [18 empty] | City of Orange Cove | FALSE | 52.88 |  | 2011-06-01: 2018-01-12; 2011-06-21: 2018-07-12; 2011-08-03: 2018-06-25 | 2278 | 6240 | Up-front Payment
SCG-010617 | Single Family Residential - Disadvantaged Community | Domestic Hot Water | Gas | Southern California Gas Company | Incentive:Paid | 2642 | 29.85 |  | 1 | 118 |  | 88 |  | 2018-07-03 07:22 | 2018-08-28 | INTELLIGENT GREEN SOLUTIONS CA | Retrofit | Orange Cove | Fresno | 93646 | Owner/Tenant | 3 |  | 30004236 | SunMaxx Solar LLC | ThermoPower | VTS30-HP-G | Indirect Thermosyphon (IT) | 47.9 |  | ThermoPower-VTS-HP30 | Automatic Drainback |  | Solar Storage and Auxiliary Tanks are separate | 79 | 1 | 0.75 | 45 | Z13 | [18 empty] | City of Orange Cove | FALSE | 52.88 |  | 2011-06-01: 2018-01-12; 2011-08-03: 2018-07-03; 2011-09-20: 2018-08-28 | 2249 | 6240 | Up-front Payment
SCG-010618 | Single Family Residential - Disadvantaged Community | Domestic Hot Water | Gas | Southern California Gas Company | Incentive:Paid | 2994 | 29.85 |  | 1 | 118 |  | 100 |  | 2018-08-15 03:38 | 2018-09-24 | INTELLIGENT GREEN SOLUTIONS CA | Retrofit | Orange Cove | Fresno | 93646 | Host Customer is System Owner | 2 |  | 30004236 | SunMaxx Solar LLC | ThermoPower | VTS30-HP-G | Indirect Thermosyphon (IT) | 47.9 |  | ThermoPower-VTS-HP30 | Automatic Drainback | Drainback (Water) | Solar Storage and Auxiliary Tanks are separate | 79 | 1 | 0.85 | 35 | Z13 | [18 empty] | City of Orange Cove | FALSE | 52.88 |  | 2011-06-01: 2018-01-12; 2011-08-03: 2018-08-15; 2011-09-20: 2018-09-24 | 2221 | 6240 | Up-front Payment
SCG-010619 | Single Family Residential - Disadvantaged Community | Domestic Hot Water | Gas | Southern California Gas Company | Incentive:Canceled | 2994 | 29.85 |  | 1 | 118 |  | 100 |  | 2018-06-25 08:50 |  | INTELLIGENT GREEN SOLUTIONS CA | Retrofit | Orange Cove | Fresno | 93646 | Host Customer is System Owner | 3 |  | 30004236 | SunMaxx Solar LLC | ThermoPower | VTS30-HP-G | Indirect Thermosyphon (IT) | 47.9 |  | ThermoPower-VTS-HP30 | Automatic Drainback | Drainback (Water) | Solar Storage and Auxiliary Tanks are separate | 79 | 1 | 0.85 | 45 | Z13 | [18 empty] | City of Orange Cove | FALSE | 52.88 |  | 2011-06-01: 2018-01-12; 2011-06-21: 2018-07-12; 2011-08-03: 2018-06-25 | 2278 | 6240 | Up-front Payment
SCG-010620 | Single Family Residential - Disadvantaged Community | Domestic Hot Water | Gas | Southern California Gas Company | Incentive:Canceled | 2994 | 29.85 |  | 1 | 118 |  | 100 |  | 2018-06-25 09:10 |  | INTELLIGENT GREEN SOLUTIONS CA | Retrofit | Orange Cove | Fresno | 93646 | Host Customer is System Owner | 4 |  | 30004236 | SunMaxx Solar LLC | ThermoPower | VTS30-HP-G | Indirect Thermosyphon (IT) | 47.9 |  | ThermoPower-VTS-HP30 | Automatic Drainback |  | Solar Storage and Auxiliary Tanks are separate | 79 | 1 | 0.85 | 55 | Z13 | [18 empty] | City of Orange Cove | FALSE | 52.88 |  | 2011-06-01: 2018-01-12; 2011-06-21: 2018-07-12; 2011-08-03: 2018-06-25 | 2278 | 6240 | Up-front Payment
SCG-010621 | Low Income Single Family Residential | Domestic Hot Water | Gas | Southern California Gas Company | Incentive:Paid | 4723 | 36.9 |  | 1 | 128 |  | 128 |  | 2018-01-15 12:36 | 2018-05-08 | TITANIUM POWER INC | Retrofit | Pacoima | Los Angeles | 91331 | Host Customer is System Owner | 7 |  | 30004079 | GREENoneTEC Solarindustrie GmbH | Solpal Plus | Solpal Plus L-GT | Direct Integral Collector Storage (DI) | 25.66 |  | Solpal Plus L |  |  | Solar Storage with Tankless Auxiliary Water Heater | 51 | 1 | 1 | 85 | Z09 | [18 empty] | Los Angeles | FALSE | 37.18 |  | 2018-01-12 | 2018-02-07 |  |  | 2018-01-15 | 2018-05-08 | 2357 | 4759 | Up-front Payment
SCG-010622 | Low Income Single Family Residential | Domestic Hot Water | Gas | Southern California Gas Company | Incentive:Paid | 4723 | 36.9 |  | 1 | 128 |  | 128 |  | 2018-01-15 12:35 | 2018-02-16 | TITANIUM POWER INC | Retrofit | Pacoima | Los Angeles | 91331 | Host Customer is System Owner | 4 |  | 30004079 | GREENoneTEC Solarindustrie GmbH | Solpal Plus | Solpal Plus L-GT | Direct Integral Collector Storage (DI) | 25.66 |  | Solpal Plus L |  |  | Solar Storage with Tankless Auxiliary Water Heater | 51 | 1 | 1 | 55 | Z09 | [18 empty] | Los Angeles | FALSE | 37.18 |  | 2011-06-01: 2018-01-12; 2011-08-03: 2018-01-15; 2011-09-20: 2018-02-16 | 2434 | 4759 | Up-front Payment
SCG-010623 | Low Income Single Family Residential | Domestic Hot Water | Gas | Southern California Gas Company | Incentive:Paid | 4487 | 36.9 |  | 1 | 128 |  | 122 |  | 2018-01-15 12:39 | 2018-02-16 | TITANIUM POWER INC | Retrofit | Pacoima | Los Angeles | 91331 | Host Customer is System Owner | 4 |  | 30004079 | GREENoneTEC Solarindustrie GmbH | Solpal Plus | Solpal Plus L-GT | Direct Integral Collector Storage (DI) | 25.66 |  | Solpal Plus L |  |  | Solar Storage with Tankless Auxiliary Water Heater | 51 | 1 | 0.95 | 55 | Z09 | [18 empty] | Los Angeles | FALSE | 35.62 |  | 2011-06-01: 2018-01-12; 2011-08-03: 2018-01-15; 2011-09-20: 2018-02-16 | 2434 | 4559 | Up-front Payment
SCG-010624 | Low Income Single Family Residential | Domestic Hot Water | Gas | Southern California Gas Company | Incentive:Paid | 4723 | 36.9 |  | 1 | 128 |  | 128 |  | 2018-01-15 12:49 | 2018-03-19 | TITANIUM POWER INC | Retrofit | Pacoima | Los Angeles | 91331 | Host Customer is System Owner | 5 |  | 30004079 | GREENoneTEC Solarindustrie GmbH | Solpal Plus | Solpal Plus L-GT | Direct Integral Collector Storage (DI) | 25.66 |  | Solpal Plus L |  |  | Solar Storage with Tankless Auxiliary Water Heater | 51 | 1 | 1 | 65 | Z09 | [18 empty] | Los Angeles | FALSE | 37.18 |  | 2011-06-01: 2018-01-12; 2011-08-03: 2018-01-15; 2011-09-20: 2018-03-19 | 2410 | 4759 | Up-front Payment
SCG-010625 | Low Income Single Family Residential | Domestic Hot Water | Gas | Southern California Gas Company | Incentive:Paid | 4723 | 36.9 |  | 1 | 128 |  | 128 |  | 2018-01-15 12:48 | 2018-02-16 | TITANIUM POWER INC | Retrofit | Pacoima | Los Angeles | 91331 | Host Customer is System Owner | 10 |  | 30004079 | GREENoneTEC Solarindustrie GmbH | Solpal Plus | Solpal Plus L-GT | Direct Integral Collector Storage (DI) | 25.66 |  | Solpal Plus L |  |  | Solar Storage with Tankless Auxiliary Water Heater | 51 | 1 | 1 | 115 | Z09 | [18 empty] | Los Angeles | FALSE | 37.18 |  | 2011-06-01: 2018-01-12; 2011-08-03: 2018-01-15; 2011-09-20: 2018-02-16 | 2434 | 4759 | Up-front Payment
SCG-010626 | Low Income Single Family Residential | Domestic Hot Water | Gas | Southern California Gas Company | Incentive:Canceled | 4723 | 36.9 |  | 1 | 128 |  | 128 |  | 2018-01-30 12:41 |  | TITANIUM POWER INC | Retrofit | Pacoima | Los Angeles | 91331 | Owner/Tenant | 5 |  | 30004079 | GREENoneTEC Solarindustrie GmbH | Solpal Plus | Solpal Plus L-GT | Direct Integral Collector Storage (DI) | 25.66 |  | Solpal Plus L |  |  | Solar Storage with Tankless Auxiliary Water Heater | 51 | 1 | 1 | 65 | Z09 | [18 empty] | Los Angeles | FALSE | 37.18 |  | 2011-06-01: 2018-01-12; 2011-06-21: 2018-07-24; 2011-08-03: 2018-01-30 | 2287 | 4759 | Up-front Payment
SCG-010627 | Single Family Residential - Disadvantaged Community | Domestic Hot Water | Gas | Southern California Gas Company | Incentive:Paid | 3522 | 29.85 |  | 1 | 118 |  | 118 |  | 2018-06-25 09:19 | 2018-08-14 | INTELLIGENT GREEN SOLUTIONS CA | Retrofit | Orange Cove | Fresno | 93646 | Owner/Tenant | 4 |  | 30004236 | SunMaxx Solar LLC | ThermoPower | VTS30-HP-G | Indirect Thermosyphon (IT) | 47.9 |  | ThermoPower-VTS-HP30 | Automatic Drainback |  | Solar Storage and Auxiliary Tanks are separate | 79 | 1 | 1 | 55 | Z13 | [18 empty] | City of Orange Cove | FALSE | 52.88 |  | 2011-06-01: 2018-01-12; 2011-08-03: 2018-06-25; 2011-09-20: 2018-08-14 | 2255 | 6240 | Up-front Payment
SCG-010628 | Low Income Single Family Residential | Domestic Hot Water | Gas | Southern California Gas Company | Incentive:Paid | 4723 | 36.9 |  | 1 | 128 |  | 128 |  | 2018-01-15 12:43 | 2018-03-19 | TITANIUM POWER INC | Retrofit | Pacoima | Los Angeles | 91331 | Host Customer is System Owner | 5 |  | 30004079 | GREENoneTEC Solarindustrie GmbH | Solpal Plus | Solpal Plus L-GT | Direct Integral Collector Storage (DI) | 25.66 |  | Solpal Plus L |  |  | Solar Storage with Tankless Auxiliary Water Heater | 51 | 1 | 1 | 65 | Z09 | [18 empty] | Los Angeles | FALSE | 37.18 |  | 2011-06-01: 2018-01-12; 2011-08-03: 2018-01-15; 2011-09-20: 2018-03-19 | 2410 | 4759 | Up-front Payment
SCG-010629 | Low Income Single Family Residential | Domestic Hot Water | Gas | Southern California Gas Company | Incentive:Paid | 4723 | 36.9 |  | 1 | 128 |  | 128 |  | 2018-01-15 12:41 | 2018-02-05 | TITANIUM POWER INC | Retrofit | Pacoima | Los Angeles | 91331 | Host Customer is System Owner | 5 |  | 30004079 | GREENoneTEC Solarindustrie GmbH | Solpal Plus | Solpal Plus L-GT | Direct Integral Collector Storage (DI) | 25.66 |  | Solpal Plus L |  |  | Solar Storage with Tankless Auxiliary Water Heater | 51 | 1 | 1 | 65 | Z09 | [18 empty] | Los Angeles | FALSE | 37.18 |  | 2011-06-01: 2018-01-12; 2011-08-03: 2018-01-15; 2011-09-20: 2018-02-05 | 2452 | 4759 | Up-front Payment
SCG-010630 | Single Family Residential - Disadvantaged Community | Domestic Hot Water | Gas | Southern California Gas Company | Incentive:Canceled | 3522 | 29.85 |  | 1 | 118 |  | 118 |  | 2018-06-25 10:22 |  | INTELLIGENT GREEN SOLUTIONS CA | Retrofit | Orange Cove | Fresno | 93646 | Owner/Tenant | 3 |  | 30004236 | SunMaxx Solar LLC | ThermoPower | VTS30-HP-G | Indirect Thermosyphon (IT) | 47.9 |  | ThermoPower-VTS-HP30 | Automatic Drainback |  | Solar Storage and Auxiliary Tanks are separate | 79 | 1 | 1 | 45 | Z13 | [18 empty] | City of Orange Cove | FALSE | 52.88 |  | 2011-06-01: 2018-01-12; 2011-06-21: 2018-07-12; 2011-08-03: 2018-06-25 | 2278 | 6240 | Up-front Payment
SCG-010631 | Single Family Residential - Disadvantaged Community | Domestic Hot Water | Gas | Southern California Gas Company | Incentive:Paid | 3522 | 29.85 |  | 1 | 118 |  | 118 |  | 2018-06-25 12:40 | 2018-08-13 | INTELLIGENT GREEN SOLUTIONS CA | Retrofit | Orange Cove | Fresno | 93646 | Owner/Tenant | 4 |  | 30004236 | SunMaxx Solar LLC | ThermoPower | VTS30-HP-G | Indirect Thermosyphon (IT) | 47.9 |  | ThermoPower-VTS-HP30 | Automatic Drainback |  | Solar Storage and Auxiliary Tanks are separate | 79 | 1 | 1 | 55 | Z13 | [18 empty] | City of Orange Cove | FALSE | 52.88 |  | 2011-06-01: 2018-01-12; 2011-08-03: 2018-06-25; 2011-09-20: 2018-08-13 | 2256 | 6240 | Up-front Payment
SCG-010632 | Single Family Residential - Disadvantaged Community | Domestic Hot Water | Gas | Southern California Gas Company | Incentive:Paid | 3522 | 29.85 |  | 1 | 118 |  | 118 |  | 2018-06-25 13:44 | 2018-08-14 | INTELLIGENT GREEN SOLUTIONS CA | Retrofit | Orange Cove | Fresno | 93646 | Host Customer is System Owner | 4 |  | 30004236 | SunMaxx Solar LLC | ThermoPower | VTS30-HP-G | Indirect Thermosyphon (IT) | 47.9 |  | ThermoPower-VTS-HP30 | Automatic Drainback |  | Solar Storage and Auxiliary Tanks are separate | 79 | 1 | 1 | 55 | Z13 | [18 empty] | City of Orange Cove | FALSE | 52.88 |  | 2011-06-01: 2018-01-12; 2011-08-03: 2018-06-25; 2011-09-20: 2018-08-14 | 2259 | 6240 | Up-front Payment
SCG-010633 | Single Family Residential - Disadvantaged Community | Domestic Hot Water | Gas | Southern California Gas Company | Incentive:Canceled | 3346 | 29.85 |  | 1 | 118 |  | 112 |  | 2018-07-05 02:56 |  | INTELLIGENT GREEN SOLUTIONS CA | Retrofit | Orange Cove | Fresno | 93646 | Owner/Tenant | 4 |  | 30004236 | SunMaxx Solar LLC | ThermoPower | VTS30-HP-G | Indirect Thermosyphon (IT) | 47.9 |  | ThermoPower-VTS-HP30 | Automatic Drainback |  | Solar Storage and Auxiliary Tanks are separate | 79 | 1 | 0.95 | 55 | Z13 | [18 empty] | City of Orange Cove | FALSE | 52.88 |  | 2011-06-01: 2018-01-12; 2011-06-21: 2018-07-12; 2011-08-03: 2018-07-05 | 2278 | 6240 | Up-front Payment
SCG-010634 | Single Family Residential - Disadvantaged Community | Domestic Hot Water | Gas | Southern California Gas Company | Incentive:Paid | 3522 | 29.85 |  | 1 | 118 |  | 118 |  | 2018-06-25 10:30 | 2018-08-13 | INTELLIGENT GREEN SOLUTIONS CA | Retrofit | Orange Cove | Fresno | 93646 | Owner/Tenant | 3 |  | 30004236 | SunMaxx Solar LLC | ThermoPower | VTS30-HP-G | Indirect Thermosyphon (IT) | 47.9 |  | ThermoPower-VTS-HP30 | Automatic Drainback |  | Solar Storage and Auxiliary Tanks are separate | 79 | 1 | 1 | 45 | Z13 | [18 empty] | City of Orange Cove | FALSE | 52.88 |  | 2011-06-01: 2018-01-12; 2011-08-03: 2018-06-25; 2011-09-20: 2018-08-13 | 2256 | 6240 | Up-front Payment
SCG-010635 | Single Family Residential - Disadvantaged Community | Domestic Hot Water | Gas | Southern California Gas Company | Incentive:Paid | 3522 | 29.85 |  | 1 | 118 |  | 118 |  | 2018-06-25 14:10 | 2018-08-14 | INTELLIGENT GREEN SOLUTIONS CA | Retrofit | Orange Cove | Fresno | 93646 | Host Customer is System Owner | 4 |  | 30004236 | SunMaxx Solar LLC | ThermoPower | VTS30-HP-G | Indirect Thermosyphon (IT) | 47.9 |  | ThermoPower-VTS-HP30 | Automatic Drainback |  | Solar Storage and Auxiliary Tanks are separate | 79 | 1 | 1 | 55 | Z13 | [18 empty] | City of Orange Cove | FALSE | 52.88 |  | 2011-06-01: 2018-01-12; 2011-08-03: 2018-06-25; 2011-09-20: 2018-08-14 | 2259 | 6240 | Up-front Payment
SCG-010636 | Single Family Residential - Disadvantaged Community | Domestic Hot Water | Gas | Southern California Gas Company | Incentive:Paid | 2642 | 29.85 |  | 1 | 118 |  | 88 |  | 2018-06-25 14:25 | 2018-09-26 | INTELLIGENT GREEN SOLUTIONS CA | Retrofit | Orange Cove | Fresno | 93646 | Host Customer is System Owner | 3 |  | 30004236 | SunMaxx Solar LLC | ThermoPower | VTS30-HP-G | Indirect Thermosyphon (IT) | 47.9 |  | ThermoPower-VTS-HP30 | Automatic Drainback |  | Solar Storage and Auxiliary Tanks are separate | 79 | 1 | 0.75 | 45 | Z13 | [18 empty] | City of Orange Cove | FALSE | 52.88 |  | 2011-06-01: 2018-01-12; 2011-08-03: 2018-06-25; 2011-09-20: 2018-09-26 | 2215 | 6240 | Up-front Payment
SCG-010637 | Commercial Pools | Pool Heating | Gas | Southern California Gas Company | Incentive:Paid | 5375 | 5 |  | 1 | 1323 |  | 1323 |  | 2018-03-02 10:43 | 2018-03-02 | REVCO SOLAR ENGINEERING INC | Retrofit | Whittier | Los Angeles | 90603 | Host Customer is System Owner | [7 empty] | 640 | 40 |  | Drainback |  |  |  | 1 | 1 |  | Z09 |  |  |  | 10001773 | 16 | 1 | [5 empty] | FALSE |  |  |  | SETR A503 TTR U + VFS 20-400 |  | SETR A503 TTR U + VFS 20-400 | City of Whittier | FALSE | 8.13 |  | 2018-01-12 |  | 2018-03-02 | 2018-03-02 | 2018-04-27 | 2018-05-01 | 2335 | 10750 | Up-front Payment
SCG-010638 | Single Family Residential | Domestic Hot Water | Gas | Southern California Gas Company | Incentive:Paid | 1528 | 29.85 |  | 1 | 64 |  | 51 |  | 2018-03-13 13:29 | 2018-03-16 | SUNTREK INDUSTRIES INC | Retrofit | Placentia | Los Angeles | 92870 | Host Customer is System Owner | 4 |  | 30003825 | SunEarth, Inc. | CopperHeart | CP-40G | Direct Integral Collector Storage (DI) | 24.96 |  | CP-40 |  |  | Solar Storage and Auxiliary Tanks are separate | 40 | 1 | 0.8 | 55 | Z08 | [18 empty] | Placentia | FALSE | 179.69 |  | 2011-06-01: 2018-01-12; 2011-08-03: 2018-03-13; 2011-09-20: 2018-03-16 | 2410 | 11500 | Up-front Payment
PGE-010639 | Multifamily Residential - Disadvantaged Community | Domestic Hot Water | Gas | Pacific Gas and Electric | Reservation:Canceled | 24692 | 20.19 |  | 1 | 1223 |  | 1223 |  | 2018-07-03 07:38 |  | INTELLIGENT GREEN SOLUTIONS CA | Retrofit | Merced | Merced | 95341 | Lease | [7 empty] | 589.8 | 29.49 |  | Glycol | Steam Back | Solar Storage and Auxiliary Tanks are separate |  | 1 | 1 | 1120 | Z13 |  |  | Other | 10002034 | 20 | 1 | 600 | 1 | 100 | 1 | 250000 | FALSE | 160 | 140 | [5 empty] | FALSE | 62.69 |  | 2011-06-01: 2018-01-15; 2011-06-21: 2018-07-13; 2011-06-23: 2018-07-03 | 2257 | 76674 | Up-front Payment
PGE-010640 | Multifamily Residential - Disadvantaged Community | Domestic Hot Water | Gas | Pacific Gas and Electric | Reservation:Canceled | 24733 | 20.19 |  | 1 | 1225 |  | 1225 |  | 2018-06-29 11:39 |  | INTELLIGENT GREEN SOLUTIONS CA | Retrofit | Merced | Merced | 95341 | Lease | [7 empty] | 589.8 | 29.49 |  | Glycol | Steam Back | Solar Storage and Auxiliary Tanks are separate |  | 1 | 1 | 1120 | Z13 |  |  | Other | 10002034 | 20 | 1 | 600 | 1 | 92 | 2 | 199900 | FALSE | 160 | 140 | [5 empty] | FALSE | 62.59 |  | 2011-06-01: 2018-01-15; 2011-06-21: 2018-07-13; 2011-06-23: 2018-06-29 | 2257 | 76674 | Up-front Payment
SCG-010645 | Low Income Single Family Residential | Domestic Hot Water | Gas | Southern California Gas Company | Incentive:Paid | 4723 | 36.9 |  | 1 | 128 |  | 128 |  | 2018-01-17 14:02 | 2018-03-26 | TITANIUM POWER INC | Retrofit | Sun Valley | Los Angeles | 91352 | Host Customer is System Owner | 7 |  | 30004079 | GREENoneTEC Solarindustrie GmbH | Solpal Plus | Solpal Plus L-GT | Direct Integral Collector Storage (DI) | 25.66 |  | Solpal Plus L |  |  | Solar Storage with Tankless Auxiliary Water Heater | 51 | 1 | 1 | 85 | Z09 | [18 empty] | Los Angeles | FALSE | 37.18 |  | 2011-06-01: 2018-01-15; 2011-08-03: 2018-01-17; 2011-09-20: 2018-03-26 | 2399 | 4759 | Up-front Payment
SCG-010646 | Low Income Single Family Residential | Domestic Hot Water | Gas | Southern California Gas Company | Incentive:Paid | 4723 | 36.9 |  | 1 | 128 |  | 128 |  | 2018-01-17 13:56 | 2018-05-11 | TITANIUM POWER INC | Retrofit | North Hollywood | Los Angeles | 91605 | Host Customer is System Owner | 5 |  | 30004079 | GREENoneTEC Solarindustrie GmbH | Solpal Plus | Solpal Plus L-GT | Direct Integral Collector Storage (DI) | 25.66 |  | Solpal Plus L |  |  | Solar Storage with Tankless Auxiliary Water Heater | 51 | 1 | 1 | 65 | Z09 | [18 empty] | Los Angeles | FALSE | 37.18 |  | 2011-06-01: 2018-01-15; 2011-08-03: 2018-01-17; 2011-09-20: 2018-05-11 | 2347 | 4759 | Up-front Payment
SCG-010647 | Low Income Single Family Residential | Domestic Hot Water | Gas | Southern California Gas Company | Incentive:Paid | 4723 | 36.9 |  | 1 | 128 |  | 128 |  | 2018-01-30 12:24 | 2018-03-01 | TITANIUM POWER INC | Retrofit | North Hollywood | Los Angeles | 91605 | Host Customer is System Owner | 5 |  | 30004079 | GREENoneTEC Solarindustrie GmbH | Solpal Plus | Solpal Plus L-GT | Direct Integral Collector Storage (DI) | 25.66 |  | Solpal Plus L |  |  | Solar Storage with Tankless Auxiliary Water Heater | 51 | 1 | 1 | 65 | Z09 | [18 empty] | Los Angeles | FALSE | 37.18 |  | 2011-06-01: 2018-01-15; 2011-08-03: 2018-01-30; 2011-09-20: 2018-03-01 | 2423 | 4759 | Up-front Payment
SCG-010648 | Low Income Single Family Residential | Domestic Hot Water | Gas | Southern California Gas Company | Incentive:Canceled | 4723 | 36.9 |  | 1 | 128 |  | 128 |  | 2018-01-30 12:59 |  | TITANIUM POWER INC | Retrofit | Sun Valley | Los Angeles | 91352 | Host Customer is System Owner | 5 |  | 30004079 | GREENoneTEC Solarindustrie GmbH | Solpal Plus | Solpal Plus L-GT | Direct Integral Collector Storage (DI) | 25.66 |  | Solpal Plus L |  |  | Solar Storage with Tankless Auxiliary Water Heater | 51 | 1 | 1 | 65 | Z09 | [18 empty] | Los Angeles | FALSE | 37.18 |  | 2011-06-01: 2018-01-15; 2011-06-21: 2018-07-24; 2011-08-03: 2018-01-30 | 2287 | 4759 | Up-front Payment
SCG-010649 | Low Income Single Family Residential | Domestic Hot Water | Gas | Southern California Gas Company | Incentive:Paid | 4723 | 36.9 |  | 1 | 128 |  | 128 |  | 2018-02-09 15:24 | 2018-03-22 | TITANIUM POWER INC | Retrofit | Sun Valley | Los Angeles | 91352 | Owner/Tenant | 9 |  | 30004079 | GREENoneTEC Solarindustrie GmbH | Solpal Plus | Solpal Plus L-GT | Direct Integral Collector Storage (DI) | 25.66 |  | Solpal Plus L |  |  | Solar Storage with Tankless Auxiliary Water Heater | 51 | 1 | 1 | 105 | Z09 | [18 empty] | Los Angeles | FALSE | 37.18 |  | 2011-06-01: 2018-01-15; 2011-08-03: 2018-02-09; 2011-09-20: 2018-03-22 | 2399 | 4759 | Up-front Payment
SCG-010650 | Low Income Single Family Residential | Domestic Hot Water | Gas | Southern California Gas Company | Incentive:Paid | 4723 | 36.9 |  | 1 | 128 |  | 128 |  | 2018-01-30 12:29 | 2018-03-21 | TITANIUM POWER INC | Retrofit | Pacoima | Los Angeles | 91331 | Host Customer is System Owner | 6 |  | 30004079 | GREENoneTEC Solarindustrie GmbH | Solpal Plus | Solpal Plus L-GT | Direct Integral Collector Storage (DI) | 25.66 |  | Solpal Plus L |  |  | Solar Storage with Tankless Auxiliary Water Heater | 51 | 1 | 1 | 75 | Z09 | [18 empty] | Los Angeles | FALSE | 37.18 |  | 2011-06-01: 2018-01-15; 2011-08-03: 2018-01-30; 2011-09-20: 2018-03-21 | 2399 | 4759 | Up-front Payment
SCG-010651 | Low Income Single Family Residential | Domestic Hot Water | Gas | Southern California Gas Company | Incentive:Paid | 4723 | 36.9 |  | 1 | 128 |  | 128 |  | 2018-01-17 14:20 | 2018-02-26 | TITANIUM POWER INC | Retrofit | Pacoima | Los Angeles | 91331 | Host Customer is System Owner | 7 |  | 30004079 | GREENoneTEC Solarindustrie GmbH | Solpal Plus | Solpal Plus L-GT | Direct Integral Collector Storage (DI) | 25.66 |  | Solpal Plus L |  |  | Solar Storage with Tankless Auxiliary Water Heater | 51 | 1 | 1 | 85 | Z09 | [18 empty] | Los Angeles | FALSE | 37.18 |  | 2011-06-01: 2018-01-15; 2011-08-03: 2018-01-17; 2011-09-20: 2018-02-26 | 2430 | 4759 | Up-front Payment
SCG-010652 | Low Income Single Family Residential | Domestic Hot Water | Gas | Southern California Gas Company | Incentive:Paid | 4723 | 36.9 |  | 1 | 128 |  | 128 |  | 2018-01-30 12:26 | 2018-09-12 | TITANIUM POWER INC | Retrofit | Pacoima | Los Angeles | 91402 | Host Customer is System Owner | 4 |  | 30004079 | GREENoneTEC Solarindustrie GmbH | Solpal Plus | Solpal Plus L-GT | Direct Integral Collector Storage (DI) | 25.66 |  | Solpal Plus L |  |  | Solar Storage with Tankless Auxiliary Water Heater | 51 | 1 | 1 | 55 | Z09 | [18 empty] | Los Angeles | FALSE | 37.18 |  | 2011-06-01: 2018-01-15; 2011-08-03: 2018-01-30; 2011-09-20: 2018-09-12 | 2234 | 4759 | Up-front Payment
SCG-010653 | Low Income Single Family Residential | Domestic Hot Water | Gas | Southern California Gas Company | Incentive:Paid | 4723 | 36.9 |  | 1 | 128 |  | 128 |  | 2018-01-22 13:37 | 2018-02-27 | TITANIUM POWER INC | Retrofit | North Hills | Los Angeles | 91343 | Host Customer is System Owner | 5 |  | 30004079 | GREENoneTEC Solarindustrie GmbH | Solpal Plus | Solpal Plus L-GT | Direct Integral Collector Storage (DI) | 25.66 |  | Solpal Plus L |  |  | Solar Storage with Tankless Auxiliary Water Heater | 51 | 1 | 1 | 65 | Z09 | [18 empty] | Los Angeles | FALSE | 37.18 |  | 2011-06-01: 2018-01-15; 2011-08-03: 2018-01-22; 2011-09-20: 2018-02-27 | 2430 | 4759 | Up-front Payment
SCG-010654 | Low Income Single Family Residential | Domestic Hot Water | Gas | Southern California Gas Company | Incentive:Paid | 4487 | 36.9 |  | 1 | 128 |  | 122 |  | 2018-01-30 12:55 | 2018-05-04 | TITANIUM POWER INC | Retrofit | Sun Valley | Los Angeles | 91352 | Host Customer is System Owner | 7 |  | 30004079 | GREENoneTEC Solarindustrie GmbH | Solpal Plus | Solpal Plus L-GT | Direct Integral Collector Storage (DI) | 25.66 |  | Solpal Plus L |  |  | Solar Storage with Tankless Auxiliary Water Heater | 51 | 1 | 0.95 | 85 | Z09 | [18 empty] | Los Angeles | FALSE | 35.62 |  | 2011-06-01: 2018-01-15; 2011-08-03: 2018-01-30; 2011-09-20: 2018-05-04 | 2360 | 4559 | Up-front Payment
SCG-010655 | Low Income Single Family Residential | Domestic Hot Water | Gas | Southern California Gas Company | Incentive:Paid | 4723 | 36.9 |  | 1 | 128 |  | 128 |  | 2018-01-18 13:02 | 2018-02-26 | TITANIUM POWER INC | Retrofit | North Hills | Los Angeles | 91343 | Host Customer is System Owner | 4 |  | 30004079 | GREENoneTEC Solarindustrie GmbH | Solpal Plus | Solpal Plus L-GT | Direct Integral Collector Storage (DI) | 25.66 |  | Solpal Plus L |  |  | Solar Storage with Tankless Auxiliary Water Heater | 51 | 1 | 1 | 55 | Z09 | [18 empty] | Los Angeles | FALSE | 37.18 |  | 2011-06-01: 2018-01-15; 2011-08-03: 2018-01-18; 2011-09-20: 2018-02-26 | 2427 | 4759 | Up-front Payment
SCG-010656 | Low Income Single Family Residential | Domestic Hot Water | Gas | Southern California Gas Company | Incentive:Paid | 4723 | 36.9 |  | 1 | 128 |  | 128 |  | 2018-01-17 14:23 | 2018-08-16 | TITANIUM POWER INC | Retrofit | Van Nuys | Los Angeles | 91405 | Host Customer is System Owner | 5 |  | 30004079 | GREENoneTEC Solarindustrie GmbH | Solpal Plus | Solpal Plus L-GT | Direct Integral Collector Storage (DI) | 25.66 |  | Solpal Plus L |  |  | Solar Storage with Tankless Auxiliary Water Heater | 51 | 1 | 1 | 65 | Z09 | [18 empty] | Los Angeles | FALSE | 37.18 |  | 2011-06-01: 2018-01-15; 2011-08-03: 2018-01-17; 2011-09-20: 2018-08-16 | 2245 | 4759 | Up-front Payment
SCG-010657 | Low Income Single Family Residential | Domestic Hot Water | Gas | Southern California Gas Company | Incentive:Paid | 4723 | 36.9 |  | 1 | 128 |  | 128 |  | 2018-01-17 14:25 | 2018-02-26 | TITANIUM POWER INC | Retrofit | Van Nuys | Los Angeles | 91405 | Host Customer is System Owner | 7 |  | 30004079 | GREENoneTEC Solarindustrie GmbH | Solpal Plus | Solpal Plus L-GT | Direct Integral Collector Storage (DI) | 25.66 |  | Solpal Plus L |  |  | Solar Storage with Tankless Auxiliary Water Heater | 51 | 1 | 1 | 85 | Z09 | [18 empty] | Los Angeles | FALSE | 37.18 |  | 2011-06-01: 2018-01-15; 2011-08-03: 2018-01-17; 2011-09-20: 2018-02-26 | 2427 | 4759 | Up-front Payment
SCG-010658 | Low Income Single Family Residential | Domestic Hot Water | Gas | Southern California Gas Company | Incentive:Paid | 4723 | 36.9 |  | 1 | 128 |  | 128 |  | 2018-01-31 12:10 | 2018-03-02 | TITANIUM POWER INC | Retrofit | San Fernando | Los Angeles | 91342 | Host Customer is System Owner | 4 |  | 30004079 | GREENoneTEC Solarindustrie GmbH | Solpal Plus | Solpal Plus L-GT | Direct Integral Collector Storage (DI) | 25.66 |  | Solpal Plus L |  |  | Solar Storage with Tankless Auxiliary Water Heater | 51 | 1 | 1 | 55 | Z09 | [18 empty] | Los Angeles | FALSE | 37.18 |  | 2011-06-01: 2018-01-15; 2011-08-03: 2018-01-31; 2011-09-20: 2018-03-02 | 2423 | 4759 | Up-front Payment
PGE-010659 | Multifamily Residential - Disadvantaged Community | Domestic Hot Water | Gas | Pacific Gas and Electric | Incentive:Paid | 102545 | 20.19 |  | 1 | 5079 |  | 5079 |  | 2018-02-05 07:28 | 2018-06-27 | INTELLIGENT GREEN SOLUTIONS CA | Retrofit | Madera | Madera | 93636 | Lease | [7 empty] | 1769.4 | 29.49 |  | Glycol | Steam Back | Solar Storage with Tankless Auxiliary Water Heater |  | 1 | 1 | 4201 | Z13 |  |  | Other | 10002034 | 60 | 1 | 8000 | 2 | 0 | 0 | 1699999 | FALSE | 190 | 180 |  | SunMaxx Solar - SmartMaxx-EMETER1000 |  | SunMaxx Solar - SmartMaxx-EMETER1000 | Madera County | FALSE | 45.29 |  | 2018-01-15 | 2018-02-15 | 2018-02-05 | 2018-06-27 | 2018-09-21 | 2018-12-07 | 2133 | 230022 | Up-front Payment
SCG-010660 | Low Income Single Family Residential | Domestic Hot Water | Gas | Southern California Gas Company | Incentive:Paid | 4723 | 36.9 |  | 1 | 128 |  | 128 |  | 2018-01-30 12:57 | 2018-03-21 | TITANIUM POWER INC | Retrofit | Pacoima | Los Angeles | 91331 | Host Customer is System Owner | 8 |  | 30004079 | GREENoneTEC Solarindustrie GmbH | Solpal Plus | Solpal Plus L-GT | Direct Integral Collector Storage (DI) | 25.66 |  | Solpal Plus L |  |  | Solar Storage with Tankless Auxiliary Water Heater | 51 | 1 | 1 | 95 | Z09 | [18 empty] | Los Angeles | FALSE | 37.18 |  | 2011-06-01: 2018-01-15; 2011-08-03: 2018-01-30; 2011-09-20: 2018-03-21 | 2402 | 4759 | Up-front Payment
SCG-010661 | Single Family Residential - Disadvantaged Community | Domestic Hot Water | Gas | Southern California Gas Company | Incentive:Paid | 3522 | 29.85 |  | 1 | 118 |  | 118 |  | 2018-10-29 14:28 | 2018-10-31 | INTELLIGENT GREEN SOLUTIONS CA | Retrofit | Orange Cove | Fresno | 93646 | Host Customer is System Owner | 5 |  | 30004236 | SunMaxx Solar LLC | ThermoPower | VTS30-HP-G | Indirect Thermosyphon (IT) | 47.9 |  | ThermoPower-VTS-HP30 | Automatic Drainback |  | Solar Storage and Auxiliary Tanks are separate | 79 | 1 | 1 | 65 | Z13 | [18 empty] | City of Orange Cove | FALSE | 52.88 |  | 2011-06-01: 2018-01-16; 2011-08-03: 2018-10-29; 2011-09-20: 2018-10-31 | 2185 | 6240 | Up-front Payment
SCG-010662 | Single Family Residential - Disadvantaged Community | Domestic Hot Water | Gas | Southern California Gas Company | Incentive:Paid | 2642 | 29.85 |  | 1 | 118 |  | 88 |  | 2018-06-14 11:41 | 2018-06-18 | INTELLIGENT GREEN SOLUTIONS CA | Retrofit | Parlier | Fresno | 93648 | Host Customer is System Owner | 4 |  | 30004236 | SunMaxx Solar LLC | ThermoPower | VTS30-HP-G | Indirect Thermosyphon (IT) | 47.9 |  | ThermoPower-VTS-HP30 | Automatic Drainback |  | Solar Storage and Auxiliary Tanks are separate | 79 | 1 | 0.75 | 55 | Z13 | [18 empty] | City of Parlier | FALSE | 52.88 |  | 2011-06-01: 2018-01-16; 2011-08-03: 2018-06-14; 2011-09-20: 2018-06-18 | 2315 | 6240 | Up-front Payment
SCG-010663 | Commercial/Multifamily Residential | Domestic Hot Water | Gas | Southern California Gas Company | Incentive:Paid | 49950 | 20.19 |  | 1 | 2474 |  | 2474 |  | 2018-01-16 15:57 | 2018-06-01 | EVOLUTION ENERGY SOLUTIONS L L C | Retrofit | Inglewood | Los Angeles | 90302 | Host Customer is System Owner | [7 empty] | 655.2 | 40.95 |  | Drainback | Drainback (Water) | Solar Storage and Auxiliary Tanks are separate |  | 1 | 1 | 1320 | Z08 | 33 | Units | Apartments/Condos | TRB-40 | 16 | 1 | 1300 | 1 | 200 | 2 | 398000 | TRUE | 140 | 140 |  | SunEarth - SETR A503 TTR U + VFS 10-200 |  | SunEarth - SETR A503 TTR U + VFS 10-200 | Inglewood | FALSE | 20.19 |  | 2018-01-16 |  | 2018-01-16 | 2018-06-01 | 2019-07-23 | 2019-07-23 | 1919 | 49950 | Up-front Payment
SCG-010664 | Low Income Multifamily Residential | Domestic Hot Water | Gas | Southern California Gas Company | Incentive:Paid | 93810 | 24.89 |  | 1 | 3769 |  | 3769 |  | 2018-01-23 13:21 | 2018-03-09 | DOCTOR PIPER INC | Retrofit | North Hills | Los Angeles | 91343 | Lease | [7 empty] | 1285.44 | 40.17 |  | Glycol | Steam Back | Solar Storage and Auxiliary Tanks are separate |  | 1 | 1 | 2774 | Z09 | 73 | Units | Apartments/Condos | 2010115A | 32 | 1 | 2700 | 1 | 400 | 2 | 1000000 | TRUE | 125 | 125 |  | SunEarth - SETR0603mcU + VFS 10-200 |  | SunEarth - SETR0603mcU + VFS 10-200 | City of Los Angeles Department of Building and Safety | FALSE | 53.99 |  | 2018-01-17 |  | 2018-01-23 | 2018-03-09 | 2018-04-13 | 2018-05-02 | 2364 | 203500 | Up-front Payment
PGE-010666 | Low Income Single Family Residential | Domestic Hot Water | Gas | Pacific Gas and Electric | Incentive:Paid | 4518 | 36.9 |  | 1 | 147 |  | 122 |  | 2018-04-24 11:18 | 2018-09-06 | COMMUNITY RESOURCE PROJECT INC | Retrofit | Citrus Heights | Sacramento | 95621 | Host Customer is System Owner | 4 |  | 2010017C | Alternate Energy Technologies | EAGLESUN | DBS-G2-80-64 | Indirect Forced Circulation (IF) | 65.34 |  | MSC-32 | Automatic Drainback |  | Solar Storage and Auxiliary Tanks are separate | 80 | 0.98 | 0.85 | 55 | Z12 | [18 empty] | City of Citrus Heights | FALSE | 42.35 |  | 2018-01-16 | 2018-05-01 |  |  | 2018-04-24 | 2018-09-06 | 2220 | 6225.86 | Up-front Payment
SCG-010667 | Commercial/Multifamily Residential | Domestic Hot Water | Gas | Southern California Gas Company | Incentive:Paid | 300161 | 20.19 |  | 1 | 15017 |  | 14867 |  | 2018-02-05 11:42 | 2018-06-01 | ALAN BENBOW PLUMBING AND ELECTRIC | Retrofit | Los Angeles CA | Los Angeles | 90016 | Lease | [7 empty] | 3840 | 40 |  | Drainback | Drainback (Water) | Solar Storage with Tankless Auxiliary Water Heater |  | 0.99 | 1 | 36000 | Z08 | 18000 | Pounds of Laundry | Coin-op Laundries | 2011093A | 96 | 1 | 3000 | 2 | 80 | 1 | 1000000 | TRUE | 140 | 140 |  | Heliodyne - Delta-T Pro Ethernet |  | Heliodyne - Delta-T Pro Ethernet | Los Angeles | FALSE | 31.6 |  | 2018-01-22 |  | 2018-02-05 | 2018-06-01 | 2019-03-28 | 2019-04-09 | 2024 | 474500 | Up-front Payment
SCG-010668 | Single Family Residential - Disadvantaged Community | Domestic Hot Water | Gas | Southern California Gas Company | Incentive:Paid | 1954 | 29.85 |  | 1 | 77 |  | 65 |  | 2019-03-13 06:10 | 2019-03-26 | INTELLIGENT GREEN SOLUTIONS CA | Retrofit | Orange Cove | Fresno | 93646 | Host Customer is System Owner | 5 |  | 30004234 | SunMaxx Solar LLC | ThermoPower | VTS15-HP-G | Indirect Thermosyphon (IT) | 24.46 |  | ThermoPower-VTS-HP15 | Automatic Drainback |  | Solar Storage and Auxiliary Tanks are separate | 39.5 | 1 | 0.85 | 65 | Z13 | [18 empty] | City of Orange Cove | FALSE | 81.04 |  | 2011-06-01: 2018-01-17; 2011-08-03: 2019-03-13; 2011-09-20: 2019-03-26 | 2039 | 6240 | Up-front Payment
SCG-010669 | Single Family Residential | Domestic Hot Water | Gas | Southern California Gas Company | Incentive:Paid | 1724 | 29.85 |  | 1 | 77 |  | 58 |  | 2019-06-24 09:39 | 2019-08-05 | INTELLIGENT GREEN SOLUTIONS CA | Retrofit | Orange Cove | Fresno | 93646 | Host Customer is System Owner | 4 |  | 30004234 | SunMaxx Solar LLC | ThermoPower | VTS15-HP-G | Indirect Thermosyphon (IT) | 24.46 |  | ThermoPower-VTS-HP15 | Automatic Drainback |  | Solar Storage and Auxiliary Tanks are separate | 39.5 | 1 | 0.75 | 55 | Z13 | [18 empty] | City of Orange Cove | FALSE | 81.04 |  | 2011-06-01: 2018-01-17; 2011-08-03: 2019-06-24; 2011-09-20: 2019-08-05 | 1900 | 6240 | Up-front Payment
SCG-010673 | Low Income Single Family Residential | Domestic Hot Water | Gas | Southern California Gas Company | Incentive:Paid | 4723 | 36.9 |  | 1 | 128 |  | 128 |  | 2018-01-22 14:35 | 2018-02-27 | TITANIUM POWER INC | Retrofit | Canoga Park | Los Angeles | 91303 | Host Customer is System Owner | 4 |  | 30004079 | GREENoneTEC Solarindustrie GmbH | Solpal Plus | Solpal Plus L-GT | Direct Integral Collector Storage (DI) | 25.66 |  | Solpal Plus L |  |  | Solar Storage with Tankless Auxiliary Water Heater | 51 | 1 | 1 | 55 | Z09 | [18 empty] | Los Angeles | FALSE | 37.18 |  | 2011-06-01: 2018-01-17; 2011-08-03: 2018-01-22; 2011-09-20: 2018-02-27 | 2430 | 4759 | Up-front Payment
SCG-010674 | Low Income Single Family Residential | Domestic Hot Water | Gas | Southern California Gas Company | Incentive:Canceled | 4723 | 36.9 |  | 1 | 128 |  | 128 |  | 2018-01-30 12:44 |  | TITANIUM POWER INC | Retrofit | Pacoima | Los Angeles | 91331 | Host Customer is System Owner | 4 |  | 30004079 | GREENoneTEC Solarindustrie GmbH | Solpal Plus | Solpal Plus L-GT | Direct Integral Collector Storage (DI) | 25.66 |  | Solpal Plus L |  |  | Solar Storage with Tankless Auxiliary Water Heater | 51 | 1 | 1 | 55 | Z09 | [18 empty] | Los Angeles | FALSE | 37.18 |  | 2011-06-01: 2018-01-17; 2011-06-21: 2018-07-24; 2011-08-03: 2018-01-30 | 2287 | 4759 | Up-front Payment
SCG-010675 | Low Income Single Family Residential | Domestic Hot Water | Gas | Southern California Gas Company | Incentive:Canceled | 4723 | 36.9 |  | 1 | 128 |  | 128 |  | 2018-01-30 12:47 |  | TITANIUM POWER INC | Retrofit | Pacoima | Los Angeles | 91331 | Host Customer is System Owner | 4 |  | 30004079 | GREENoneTEC Solarindustrie GmbH | Solpal Plus | Solpal Plus L-GT | Direct Integral Collector Storage (DI) | 25.66 |  | Solpal Plus L |  |  | Solar Storage with Tankless Auxiliary Water Heater | 51 | 1 | 1 | 55 | Z09 | [18 empty] | Los Angeles | FALSE | 37.18 |  | 2011-06-01: 2018-01-17; 2011-06-21: 2018-07-24; 2011-08-03: 2018-01-30 | 2286 | 4759 | Up-front Payment
SCG-010676 | Low Income Multifamily Residential | Domestic Hot Water | Gas | Southern California Gas Company | Incentive:Paid | 74695 | 24.89 |  | 1 | 3001 |  | 3001 |  | 2018-05-04 12:17 | 2018-05-08 | CALIFORNIA SOLAR INTEGRATORS INC | New Construction | Los Angeles | Los Angeles | 90004 | Host Customer is System Owner | [7 empty] | 696.15 | 40.95 |  | Glycol | Steam Back | Solar Storage with Tankless Auxiliary Water Heater |  | 1 | 1 | 2812 | Z09 | 74 | Units | Apartments/Condos | TRB-40 | 17 | 1 | 1240 | 1 | 0 | 0 | 500000 | TRUE | 120 | 140 |  | SunEarth - SETRA503 TTR U + Series 200 |  | SunEarth - SETRA503 TTR U + Series 200 | City of Los Angeles | FALSE | 74.79 |  | 2018-02-08 |  | 2018-05-04 | 2018-05-08 | 2020-12-02 | 2020-12-11 | 1381 | 224451 | Up-front Payment
SCG-010677 | Low Income Multifamily Residential | Domestic Hot Water | Gas | Southern California Gas Company | Incentive:Paid | 48959 | 24.89 |  | 1 | 1967 |  | 1967 |  | 2018-05-04 12:19 | 2018-05-08 | CALIFORNIA SOLAR INTEGRATORS INC | New Construction | Los Angeles | Los Angeles | 90004 | Host Customer is System Owner | [7 empty] | 450.45 | 40.95 |  | Glycol | Steam Back | Solar Storage with Tankless Auxiliary Water Heater |  | 1 | 1 | 1920 | Z09 | 48 | Units | Apartments/Condos | TRB-40 | 11 | 1 | 900 | 1 | 0 | 0 | 500000 | TRUE | 120 | 140 |  |  |  |  | City of Los Angeles | FALSE | 73.84 |  | 2018-02-08 |  | 2018-05-04 | 2018-05-08 | 2020-12-02 | 2020-12-11 | 1381 | 145234 | Up-front Payment
SCG-010678 | Low Income Single Family Residential | Domestic Hot Water | Gas | Southern California Gas Company | Incentive:Paid | 5166 | 36.9 |  | 1 | 140 |  | 140 |  | 2018-01-25 13:24 | 2018-04-02 | TITANIUM POWER INC | Retrofit | San Fernando | Los Angeles | 91342 | Owner/Tenant | 8 |  | 2011141B | Heliodyne, Inc. | HELIOPAK | HPAK 016 1 410 G 80 ACD Z | Indirect Forced Circulation (IF) | 40.17 |  | 410 001 | Glycol | Advanced Controller with a Vacation or Holiday Mode | Solar Storage and Auxiliary Tanks are separate | 80 | 1 | 1 | 95 | Z09 | [18 empty] | Los Angeles | FALSE | 37.41 |  | 2011-06-01: 2018-01-17; 2011-08-03: 2018-01-25; 2011-09-20: 2018-04-02 | 2395 | 5238 | Up-front Payment
SCG-010679 | Low Income Single Family Residential | Domestic Hot Water | Gas | Southern California Gas Company | Incentive:Paid | 4723 | 36.9 |  | 1 | 128 |  | 128 |  | 2018-01-22 14:34 | 2018-06-18 | TITANIUM POWER INC | Retrofit | Pacoima | Los Angeles | 91331 | Host Customer is System Owner | 10 |  | 30004079 | GREENoneTEC Solarindustrie GmbH | Solpal Plus | Solpal Plus L-GT | Direct Integral Collector Storage (DI) | 25.66 |  | Solpal Plus L |  |  | Solar Storage with Tankless Auxiliary Water Heater | 51 | 1 | 1 | 115 | Z09 | [18 empty] | Los Angeles | FALSE | 37.18 |  | 2011-06-01: 2018-01-17; 2011-08-03: 2018-01-22; 2011-09-20: 2018-06-18 | 2314 | 4759 | Up-front Payment
SCG-010680 | Low Income Single Family Residential | Domestic Hot Water | Gas | Southern California Gas Company | Incentive:Canceled | 4723 | 36.9 |  | 1 | 128 |  | 128 |  |  |  | TITANIUM POWER INC | Retrofit | Panorama City | Los Angeles | 91402 | Host Customer is System Owner | 5 |  | 30004079 | GREENoneTEC Solarindustrie GmbH | Solpal Plus | Solpal Plus L-GT | Direct Integral Collector Storage (DI) | 25.66 |  | Solpal Plus L |  |  | Solar Storage with Tankless Auxiliary Water Heater | 51 | 1 | 1 | 65 | Z09 | [18 empty] | Los Angeles | FALSE | 37.18 |  | 2011-06-01: 2018-01-17 | 2475 | 4759 | Up-front Payment
SCG-010681 | Low Income Single Family Residential | Domestic Hot Water | Gas | Southern California Gas Company | Incentive:Paid | 4723 | 36.9 |  | 1 | 128 |  | 128 |  | 2018-01-22 14:33 | 2018-05-11 | TITANIUM POWER INC | Retrofit | Panorama City | Los Angeles | 91402 | Host Customer is System Owner | 5 |  | 30004079 | GREENoneTEC Solarindustrie GmbH | Solpal Plus | Solpal Plus L-GT | Direct Integral Collector Storage (DI) | 25.66 |  | Solpal Plus L |  |  | Solar Storage with Tankless Auxiliary Water Heater | 51 | 1 | 1 | 65 | Z09 | [18 empty] | Los Angeles | FALSE | 37.18 |  | 2011-06-01: 2018-01-17; 2011-08-03: 2018-01-22; 2011-09-20: 2018-05-11 | 2348 | 4759 | Up-front Payment
SCG-010682 | Low Income Single Family Residential | Domestic Hot Water | Gas | Southern California Gas Company | Incentive:Paid | 4723 | 36.9 |  | 1 | 128 |  | 128 |  | 2018-01-19 09:21 | 2018-02-26 | TITANIUM POWER INC | Retrofit | Panorama City | Los Angeles | 91402 | Host Customer is System Owner | 6 |  | 30004079 | GREENoneTEC Solarindustrie GmbH | Solpal Plus | Solpal Plus L-GT | Direct Integral Collector Storage (DI) | 25.66 |  | Solpal Plus L |  |  | Solar Storage with Tankless Auxiliary Water Heater | 51 | 1 | 1 | 75 | Z09 | [18 empty] | Los Angeles | FALSE | 37.18 |  | 2011-06-01: 2018-01-17; 2011-08-03: 2018-01-19; 2011-09-20: 2018-02-26 | 2430 | 4759 | Up-front Payment
SCG-010683 | Low Income Single Family Residential | Domestic Hot Water | Gas | Southern California Gas Company | Incentive:Paid | 4723 | 36.9 |  | 1 | 128 |  | 128 |  | 2018-01-22 14:31 | 2018-08-16 | TITANIUM POWER INC | Retrofit | Pacoima | Los Angeles | 91331 | Host Customer is System Owner | 8 |  | 30004079 | GREENoneTEC Solarindustrie GmbH | Solpal Plus | Solpal Plus L-GT | Direct Integral Collector Storage (DI) | 25.66 |  | Solpal Plus L |  |  | Solar Storage with Tankless Auxiliary Water Heater | 51 | 1 | 1 | 95 | Z09 | [18 empty] | Los Angeles | FALSE | 37.18 |  | 2011-06-01: 2018-01-17; 2011-08-03: 2018-01-22; 2011-09-20: 2018-08-16 | 2259 | 4759 | Up-front Payment
SCG-010684 | Low Income Single Family Residential | Domestic Hot Water | Gas | Southern California Gas Company | Incentive:Paid | 4723 | 36.9 |  | 1 | 128 |  | 128 |  | 2018-02-01 14:12 | 2018-04-17 | TITANIUM POWER INC | Retrofit | Pacoima | Los Angeles | 91331 | Host Customer is System Owner | 5 |  | 30004079 | GREENoneTEC Solarindustrie GmbH | Solpal Plus | Solpal Plus L-GT | Direct Integral Collector Storage (DI) | 25.66 |  | Solpal Plus L |  |  | Solar Storage with Tankless Auxiliary Water Heater | 51 | 1 | 1 | 65 | Z09 | [18 empty] | Los Angeles | FALSE | 37.18 |  | 2011-06-01: 2018-01-17; 2011-08-03: 2018-02-01; 2011-09-20: 2018-04-17 | 2376 | 4759 | Up-front Payment
SCG-010685 | Low Income Single Family Residential | Domestic Hot Water | Gas | Southern California Gas Company | Incentive:Paid | 4723 | 36.9 |  | 1 | 128 |  | 128 |  | 2018-01-19 08:39 | 2018-03-26 | TITANIUM POWER INC | Retrofit | Panorama City | Los Angeles | 91402 | Owner/Tenant | 5 |  | 30004079 | GREENoneTEC Solarindustrie GmbH | Solpal Plus | Solpal Plus L-GT | Direct Integral Collector Storage (DI) | 25.66 |  | Solpal Plus L |  |  | Solar Storage with Tankless Auxiliary Water Heater | 51 | 1 | 1 | 65 | Z09 | [18 empty] | Los Angeles | FALSE | 37.18 |  | 2011-06-01: 2018-01-17; 2011-08-03: 2018-01-19; 2011-09-20: 2018-03-26 | 2399 | 4759 | Up-front Payment
SCG-010687 | Low Income Single Family Residential | Domestic Hot Water | Gas | Southern California Gas Company | Incentive:Paid | 4723 | 36.9 |  | 1 | 128 |  | 128 |  | 2018-01-19 09:31 | 2018-03-26 | TITANIUM POWER INC | Retrofit | North Hills | Los Angeles | 91343 | Owner/Tenant | 6 |  | 30004079 | GREENoneTEC Solarindustrie GmbH | Solpal Plus | Solpal Plus L-GT | Direct Integral Collector Storage (DI) | 25.66 |  | Solpal Plus L |  |  | Solar Storage with Tankless Auxiliary Water Heater | 51 | 1 | 1 | 75 | Z09 | [18 empty] | Los Angeles | FALSE | 37.18 |  | 2011-06-01: 2018-01-17; 2011-08-03: 2018-01-19; 2011-09-20: 2018-03-26 | 2399 | 4759 | Up-front Payment
SCG-010688 | Commercial/Multifamily Residential | Domestic Hot Water | Gas | Southern California Gas Company | Incentive:Paid | 30568 | 20.19 |  | 1 | 1514 |  | 1514 |  | 2018-01-18 15:27 | 2018-06-01 | EVOLUTION ENERGY SOLUTIONS L L C | Retrofit | Glendale | Los Angeles | 91206 | Host Customer is System Owner | [7 empty] | 450.45 | 40.95 |  | Drainback | Drainback (Water) | Solar Storage and Auxiliary Tanks are separate |  | 1 | 1 | 756 | Z09 | 18 | Units | Apartments/Condos | TRB-40 | 11 | 1 | 800 | 1 | 193 | 2 | 399000 | TRUE | 140 | 140 |  |  |  |  | Glendale | FALSE | 20.19 |  | 2018-01-17 |  | 2018-01-18 | 2018-06-01 | 2019-05-14 | 2019-05-15 | 1989 | 30568 | Up-front Payment
SCG-010689 | Low Income Single Family Residential | Domestic Hot Water | Gas | Southern California Gas Company | Incentive:Paid | 4723 | 36.9 |  | 1 | 128 |  | 128 |  | 2018-01-22 14:36 | 2018-08-20 | TITANIUM POWER INC | Retrofit | Arleta | Los Angeles | 91331 | Host Customer is System Owner | 7 |  | 30004079 | GREENoneTEC Solarindustrie GmbH | Solpal Plus | Solpal Plus L-GT | Direct Integral Collector Storage (DI) | 25.66 |  | Solpal Plus L |  |  | Solar Storage with Tankless Auxiliary Water Heater | 51 | 1 | 1 | 85 | Z09 | [18 empty] | Los Angeles | FALSE | 37.18 |  | 2011-06-01: 2018-01-17; 2011-08-03: 2018-01-22; 2011-09-20: 2018-08-20 | 2255 | 4759 | Up-front Payment
SCG-010690 | Low Income Single Family Residential | Domestic Hot Water | Gas | Southern California Gas Company | Incentive:Paid | 4723 | 36.9 |  | 1 | 128 |  | 128 |  | 2018-02-01 14:08 | 2018-06-27 | TITANIUM POWER INC | Retrofit | Pacoima | Los Angeles | 91331 | Host Customer is System Owner | 4 |  | 30004079 | GREENoneTEC Solarindustrie GmbH | Solpal Plus | Solpal Plus L-GT | Direct Integral Collector Storage (DI) | 25.66 |  | Solpal Plus L |  |  | Solar Storage with Tankless Auxiliary Water Heater | 51 | 1 | 1 | 55 | Z09 | [18 empty] | Los Angeles | FALSE | 37.18 |  | 2011-06-01: 2018-01-17; 2011-08-03: 2018-02-01; 2011-09-20: 2018-06-27 | 2297 | 4759 | Up-front Payment
SCG-010691 | Low Income Single Family Residential | Domestic Hot Water | Gas | Southern California Gas Company | Incentive:Paid | 4723 | 36.9 |  | 1 | 128 |  | 128 |  | 2018-01-22 13:39 | 2018-08-16 | TITANIUM POWER INC | Retrofit | Canoga Park | Los Angeles | 91303 | Host Customer is System Owner | 4 |  | 30004079 | GREENoneTEC Solarindustrie GmbH | Solpal Plus | Solpal Plus L-GT | Direct Integral Collector Storage (DI) | 25.66 |  | Solpal Plus L |  |  | Solar Storage with Tankless Auxiliary Water Heater | 51 | 1 | 1 | 55 | Z09 | [18 empty] | Los Angeles | FALSE | 37.18 |  | 2011-06-01: 2018-01-17; 2011-08-03: 2018-01-22; 2011-09-20: 2018-08-16 | 2245 | 4759 | Up-front Payment
SCG-010692 | Low Income Single Family Residential | Domestic Hot Water | Gas | Southern California Gas Company | Incentive:Paid | 4723 | 36.9 |  | 1 | 128 |  | 128 |  | 2018-01-22 13:41 | 2018-08-16 | TITANIUM POWER INC | Retrofit | Canoga Park | Los Angeles | 91303 | Host Customer is System Owner | 5 |  | 30004079 | GREENoneTEC Solarindustrie GmbH | Solpal Plus | Solpal Plus L-GT | Direct Integral Collector Storage (DI) | 25.66 |  | Solpal Plus L |  |  | Solar Storage with Tankless Auxiliary Water Heater | 51 | 1 | 1 | 65 | Z09 | [18 empty] | Los Angeles | FALSE | 37.18 |  | 2011-06-01: 2018-01-17; 2011-08-03: 2018-01-22; 2011-09-20: 2018-08-16 | 2245 | 4759 | Up-front Payment
SCG-010694 | Low Income Single Family Residential | Domestic Hot Water | Gas | Southern California Gas Company | Incentive:Paid | 4723 | 36.9 |  | 1 | 128 |  | 128 |  | 2018-01-30 12:38 | 2018-05-21 | TITANIUM POWER INC | Retrofit | Pacoima | Los Angeles | 91331 | Host Customer is System Owner | 4 |  | 30004079 | GREENoneTEC Solarindustrie GmbH | Solpal Plus | Solpal Plus L-GT | Direct Integral Collector Storage (DI) | 25.66 |  | Solpal Plus L |  |  | Solar Storage with Tankless Auxiliary Water Heater | 51 | 1 | 1 | 55 | Z09 | [18 empty] | Los Angeles | FALSE | 37.18 |  | 2011-06-01: 2018-01-18; 2011-08-03: 2018-01-30; 2011-09-20: 2018-05-21 | 2342 | 4759 | Up-front Payment
SDG-010695 | Commercial/Multifamily Residential | Domestic Hot Water | Gas | San Diego Gas and Electric | Incentive:Paid | 44216 | 20.19 |  | 1 | 2190 |  | 2190 |  | 2018-03-02 13:31 | 2018-03-09 | ARNOLD SOLAR INC | New Construction | Escondido | San Diego | 92026 | Host Customer is System Owner | [7 empty] | 627.48 | 52.29 |  | Drainback |  | Solar Storage with Tankless Auxiliary Water Heater |  | 1 | 1 | 2508 | Z10 | 66 | Units | Apartments/Condos | 10001893 | 12 | 4 | 1200 | 1 | 0 | 0 | 1250000 | TRUE | 140 | 140 |  | Amatis Controls - AM-JOULE |  | Amatis Controls - AM-JOULE | Escondido, CA | FALSE | 35.34 |  | 2018-02-27 | 2018-03-05 | 2018-03-02 | 2018-03-09 | 2019-06-17 | 2019-08-13 | 1851 | 77384 | Up-front Payment
SCG-010702 | Single Family Residential - Disadvantaged Community | Domestic Hot Water | Gas | Southern California Gas Company | Incentive:Paid | 2994 | 29.85 |  | 1 | 118 |  | 100 |  | 2018-06-14 03:20 | 2018-10-22 | INTELLIGENT GREEN SOLUTIONS CA | Retrofit | Orange Cove | Fresno | 93646 | Host Customer is System Owner | 4 |  | 30004236 | SunMaxx Solar LLC | ThermoPower | VTS30-HP-G | Indirect Thermosyphon (IT) | 47.9 |  | ThermoPower-VTS-HP30 | Automatic Drainback |  | Solar Storage and Auxiliary Tanks are separate | 79 | 1 | 0.85 | 55 | Z13 | [18 empty] | City of Orange Cove | FALSE | 52.88 |  | 2011-06-01: 2018-01-18; 2011-08-03: 2018-06-14; 2011-09-20: 2018-10-22 | 2194 | 6240 | Up-front Payment
SCG-010703 | Single Family Residential - Disadvantaged Community | Domestic Hot Water | Gas | Southern California Gas Company | Incentive:Paid | 2994 | 29.85 |  | 1 | 118 |  | 100 |  | 2018-06-08 07:08 | 2018-12-05 | INTELLIGENT GREEN SOLUTIONS CA | Retrofit | Orange Cove | Fresno | 93646 | Owner/Tenant | 3 |  | 30004236 | SunMaxx Solar LLC | ThermoPower | VTS30-HP-G | Indirect Thermosyphon (IT) | 47.9 |  | ThermoPower-VTS-HP30 | Automatic Drainback |  | Solar Storage and Auxiliary Tanks are separate | 79 | 1 | 0.85 | 45 | Z13 | [11 empty] | FALSE | [6 empty] | City of Orange Cove | FALSE | 52.88 |  | 2011-06-01: 2018-01-18; 2011-08-03: 2018-06-08; 2011-09-20: 2018-12-05 | 2148 | 6240 | Up-front Payment
SCG-010704 | Single Family Residential - Disadvantaged Community | Domestic Hot Water | Gas | Southern California Gas Company | Incentive:Paid | 2994 | 29.85 |  | 1 | 118 |  | 100 |  | 2018-06-14 02:59 | 2018-09-04 | INTELLIGENT GREEN SOLUTIONS CA | Retrofit | Orange Cove | Fresno | 93646 | Owner/Tenant | 4 |  | 30004236 | SunMaxx Solar LLC | ThermoPower | VTS30-HP-G | Indirect Thermosyphon (IT) | 47.9 |  | ThermoPower-VTS-HP30 | Automatic Drainback |  | Solar Storage and Auxiliary Tanks are separate | 79 | 1 | 0.85 | 55 | Z13 | [18 empty] | City of Orange Cove | FALSE | 52.88 |  | 2011-06-01: 2018-01-18; 2011-08-03: 2018-06-14; 2011-09-20: 2018-09-04 | 2242 | 6240 | Up-front Payment
SCG-010705 | Single Family Residential - Disadvantaged Community | Domestic Hot Water | Gas | Southern California Gas Company | Incentive:Paid | 2642 | 29.85 |  | 1 | 118 |  | 88 |  | 2018-06-14 03:34 | 2018-08-13 | INTELLIGENT GREEN SOLUTIONS CA | Retrofit | Orange Cove | Fresno | 93646 | Owner/Tenant | 4 |  | 30004236 | SunMaxx Solar LLC | ThermoPower | VTS30-HP-G | Indirect Thermosyphon (IT) | 47.9 |  | ThermoPower-VTS-HP30 | Automatic Drainback |  | Solar Storage and Auxiliary Tanks are separate | 79 | 1 | 0.75 | 55 | Z13 | [18 empty] | City of Orange Cove | FALSE | 52.88 |  | 2011-06-01: 2018-01-18; 2011-08-03: 2018-06-14; 2011-09-20: 2018-08-13 | 2256 | 6240 | Up-front Payment
PGE-010707 | Single Family Residential - Disadvantaged Community | Domestic Hot Water | Gas | Pacific Gas and Electric | Incentive:Paid | 3522 | 29.85 |  | 1 | 118 |  | 118 |  | 2018-03-02 16:38 | 2018-04-30 | INTELLIGENT GREEN SOLUTIONS CA | Retrofit | BAKERSFIELD | Kern | 93306 | Host Customer is System Owner | 5 |  | 30004236 | SunMaxx Solar LLC | ThermoPower | VTS30-HP-G | Indirect Thermosyphon (IT) | 47.9 |  | ThermoPower-VTS-HP30 | Automatic Drainback |  | Solar Storage and Auxiliary Tanks are separate | 79 | 1 | 1 | 65 | Z13 | [18 empty] | County Of Kern | FALSE | 52.88 |  | 2018-01-19 | 2018-03-08 |  |  | 2018-03-02 | 2018-04-30 | 2349 | 6240 | Up-front Payment
SCG-010708 | Low Income Single Family Residential | Domestic Hot Water | Gas | Southern California Gas Company | Incentive:Paid | 4723 | 36.9 |  | 1 | 128 |  | 128 |  | 2018-01-31 12:14 | 2018-04-13 | TITANIUM POWER INC | Retrofit | San Fernando | Los Angeles | 91342 | Owner/Tenant | 4 |  | 30004079 | GREENoneTEC Solarindustrie GmbH | Solpal Plus | Solpal Plus L-GT | Direct Integral Collector Storage (DI) | 25.66 |  | Solpal Plus L |  |  | Solar Storage with Tankless Auxiliary Water Heater | 51 | 1 | 1 | 55 | Z09 | [18 empty] | Los Angeles | FALSE | 37.18 |  | 2011-06-01: 2018-01-19; 2011-08-03: 2018-01-31; 2011-09-20: 2018-04-13 | 2355 | 4759 | Up-front Payment
SCG-010709 | Low Income Single Family Residential | Domestic Hot Water | Gas | Southern California Gas Company | Incentive:Canceled | 4723 | 36.9 |  | 1 | 128 |  | 128 |  | 2018-01-23 11:57 |  | TITANIUM POWER INC | Retrofit | San Fernando | Los Angeles | 91342 | Host Customer is System Owner | 4 |  | 30004079 | GREENoneTEC Solarindustrie GmbH | Solpal Plus | Solpal Plus L-GT | Direct Integral Collector Storage (DI) | 25.66 |  | Solpal Plus L |  |  | Solar Storage with Tankless Auxiliary Water Heater | 51 | 1 | 1 | 55 | Z09 | [18 empty] | Los Angeles | FALSE | 37.18 |  | 2011-06-01: 2018-01-19; 2011-06-21: 2018-07-25; 2011-08-03: 2018-01-23 | 2286 | 4759 | Up-front Payment
SCG-010710 | Low Income Single Family Residential | Domestic Hot Water | Gas | Southern California Gas Company | Incentive:Paid | 4723 | 36.9 |  | 1 | 128 |  | 128 |  | 2018-01-23 11:55 | 2018-02-27 | TITANIUM POWER INC | Retrofit | San Fernando | Los Angeles | 91340 | Host Customer is System Owner | 4 |  | 30004079 | GREENoneTEC Solarindustrie GmbH | Solpal Plus | Solpal Plus L-GT | Direct Integral Collector Storage (DI) | 25.66 |  | Solpal Plus L |  |  | Solar Storage with Tankless Auxiliary Water Heater | 51 | 1 | 1 | 55 | Z09 | [18 empty] | Los Angeles | FALSE | 37.18 |  | 2011-06-01: 2018-01-19; 2011-08-03: 2018-01-23; 2011-09-20: 2018-02-27 | 2430 | 4759 | Up-front Payment
SCG-010712 | Low Income Single Family Residential | Domestic Hot Water | Gas | Southern California Gas Company | Incentive:Paid | 4723 | 36.9 |  | 1 | 128 |  | 128 |  | 2018-01-22 14:40 | 2018-03-01 | TITANIUM POWER INC | Retrofit | San Fernando | Los Angeles | 91342 | Host Customer is System Owner | 5 |  | 30004079 | GREENoneTEC Solarindustrie GmbH | Solpal Plus | Solpal Plus L-GT | Direct Integral Collector Storage (DI) | 25.66 |  | Solpal Plus L |  |  | Solar Storage with Tankless Auxiliary Water Heater | 51 | 1 | 1 | 65 | Z09 | [18 empty] | Los Angeles | FALSE | 37.18 |  | 2011-06-01: 2018-01-19; 2011-08-03: 2018-01-22; 2011-09-20: 2018-03-01 | 2423 | 4759 | Up-front Payment
SCG-010713 | Low Income Single Family Residential | Domestic Hot Water | Gas | Southern California Gas Company | Incentive:Paid | 4723 | 36.9 |  | 1 | 128 |  | 128 |  | 2018-01-22 14:44 | 2018-02-26 | TITANIUM POWER INC | Retrofit | San Fernando | Los Angeles | 91342 | Host Customer is System Owner | 4 |  | 30004079 | GREENoneTEC Solarindustrie GmbH | Solpal Plus | Solpal Plus L-GT | Direct Integral Collector Storage (DI) | 25.66 |  | Solpal Plus L |  |  | Solar Storage with Tankless Auxiliary Water Heater | 51 | 1 | 1 | 55 | Z09 | [18 empty] | Los Angeles | FALSE | 37.18 |  | 2011-06-01: 2018-01-19; 2011-08-03: 2018-01-22; 2011-09-20: 2018-02-26 | 2430 | 4759 | Up-front Payment
SCG-010714 | Low Income Single Family Residential | Domestic Hot Water | Gas | Southern California Gas Company | Incentive:Paid | 4723 | 36.9 |  | 1 | 128 |  | 128 |  | 2018-01-22 14:47 | 2018-02-26 | TITANIUM POWER INC | Retrofit | San Fernando | Los Angeles | 91342 | Host Customer is System Owner | 6 |  | 30004079 | GREENoneTEC Solarindustrie GmbH | Solpal Plus | Solpal Plus L-GT | Direct Integral Collector Storage (DI) | 25.66 |  | Solpal Plus L |  |  | Solar Storage with Tankless Auxiliary Water Heater | 51 | 1 | 1 | 75 | Z09 | [18 empty] | Los Angeles | FALSE | 37.18 |  | 2011-06-01: 2018-01-19; 2011-08-03: 2018-01-22; 2011-09-20: 2018-02-26 | 2430 | 4759 | Up-front Payment
PGE-010715 | Low Income Multifamily Residential | Domestic Hot Water | Gas | Pacific Gas and Electric | Incentive:Paid | 55679 | 24.89 |  | 1 | 2237 |  | 2237 |  | 2018-02-12 09:03 | 2018-03-01 | SUN LIGHT & POWER | New Construction | Pleasanton | Alameda | 94566 | Host Customer is System Owner | [7 empty] | 642.72 | 40.17 |  | Glycol | Pressure Stagnation Protection (PSP) | Solar Storage and Auxiliary Tanks are separate |  | 1 | 1 | 2052 | Z12 | 54 | Units | Apartments/Condos | 2010115A | 16 | 2 | 960 | 1 | 354 | 3 | 11999700 | TRUE | 140 | 120 |  | Heliodyne - Delta-T Pro Ethernet |  | Heliodyne - Delta-T Pro Ethernet | City of Pleasanton | FALSE | 35.05 |  | 2018-02-08 | 2018-02-15 | 2018-02-12 | 2018-03-01 | 2019-06-19 | 2019-07-24 | 1892 | 78399 | Up-front Payment
SCG-010716 | Low Income Single Family Residential | Domestic Hot Water | Gas | Southern California Gas Company | Incentive:Paid | 4723 | 36.9 |  | 1 | 128 |  | 128 |  | 2018-01-30 12:51 | 2018-04-02 | TITANIUM POWER INC | Retrofit | San Fernando | Los Angeles | 91342 | Host Customer is System Owner | 6 |  | 30004079 | GREENoneTEC Solarindustrie GmbH | Solpal Plus | Solpal Plus L-GT | Direct Integral Collector Storage (DI) | 25.66 |  | Solpal Plus L |  |  | Solar Storage with Tankless Auxiliary Water Heater | 51 | 1 | 1 | 75 | Z09 | [18 empty] | Los Angeles | FALSE | 37.18 |  | 2011-06-01: 2018-01-19; 2011-08-03: 2018-01-30; 2011-09-20: 2018-04-02 | 2386 | 4759 | Up-front Payment
SCG-010717 | Low Income Single Family Residential | Domestic Hot Water | Gas | Southern California Gas Company | Incentive:Paid | 4723 | 36.9 |  | 1 | 128 |  | 128 |  | 2018-01-23 11:51 | 2018-02-27 | TITANIUM POWER INC | Retrofit | San Fernando | Los Angeles | 91340 | Host Customer is System Owner | 6 |  | 30004079 | GREENoneTEC Solarindustrie GmbH | Solpal Plus | Solpal Plus L-GT | Direct Integral Collector Storage (DI) | 25.66 |  | Solpal Plus L |  |  | Solar Storage with Tankless Auxiliary Water Heater | 51 | 1 | 1 | 75 | Z09 | [18 empty] | Los Angeles | FALSE | 37.18 |  | 2011-06-01: 2018-01-19; 2011-08-03: 2018-01-23; 2011-09-20: 2018-02-27 | 2430 | 4759 | Up-front Payment
SCG-010718 | Low Income Single Family Residential | Domestic Hot Water | Gas | Southern California Gas Company | Incentive:Paid | 4723 | 36.9 |  | 1 | 128 |  | 128 |  | 2018-01-25 13:47 | 2018-03-01 | TITANIUM POWER INC | Retrofit | Sun Valley | Los Angeles | 91352 | Host Customer is System Owner | 5 |  | 30004079 | GREENoneTEC Solarindustrie GmbH | Solpal Plus | Solpal Plus L-GT | Direct Integral Collector Storage (DI) | 25.66 |  | Solpal Plus L |  |  | Solar Storage with Tankless Auxiliary Water Heater | 51 | 1 | 1 | 65 | Z09 | [18 empty] | Los Angeles | FALSE | 37.18 |  | 2011-06-01: 2018-01-22; 2011-08-03: 2018-01-25; 2011-09-20: 2018-03-01 | 2423 | 4759 | Up-front Payment
SCG-010719 | Low Income Single Family Residential | Domestic Hot Water | Gas | Southern California Gas Company | Incentive:Paid | 4723 | 36.9 |  | 1 | 128 |  | 128 |  | 2018-01-30 12:20 | 2018-03-01 | TITANIUM POWER INC | Retrofit | Sun Valley | Los Angeles | 91352 | Host Customer is System Owner | 4 |  | 30004079 | GREENoneTEC Solarindustrie GmbH | Solpal Plus | Solpal Plus L-GT | Direct Integral Collector Storage (DI) | 25.66 |  | Solpal Plus L |  |  | Solar Storage with Tankless Auxiliary Water Heater | 51 | 1 | 1 | 55 | Z09 | [18 empty] | Los Angeles | FALSE | 37.18 |  | 2011-06-01: 2018-01-22; 2011-08-03: 2018-01-30; 2011-09-20: 2018-03-01 | 2423 | 4759 | Up-front Payment
SCG-010720 | Low Income Single Family Residential | Domestic Hot Water | Gas | Southern California Gas Company | Incentive:Paid | 4723 | 36.9 |  | 1 | 128 |  | 128 |  | 2018-01-24 13:47 | 2018-02-05 | TITANIUM POWER INC | Retrofit | Panorama City | Los Angeles | 91402 | Host Customer is System Owner | 5 |  | 30004079 | GREENoneTEC Solarindustrie GmbH | Solpal Plus | Solpal Plus L-GT | Direct Integral Collector Storage (DI) | 25.66 |  | Solpal Plus L |  |  | Solar Storage with Tankless Auxiliary Water Heater | 51 | 1 | 1 | 65 | Z09 | [18 empty] | Los Angeles | FALSE | 37.18 |  | 2011-06-01: 2018-01-22; 2011-08-03: 2018-01-24; 2011-09-20: 2018-02-05 | 2452 | 4759 | Up-front Payment
SCG-010721 | Low Income Single Family Residential | Domestic Hot Water | Gas | Southern California Gas Company | Incentive:Paid | 4723 | 36.9 |  | 1 | 128 |  | 128 |  | 2018-01-30 12:31 | 2018-03-21 | TITANIUM POWER INC | Retrofit | Arleta | Los Angeles | 91331 | Host Customer is System Owner | 5 |  | 30004079 | GREENoneTEC Solarindustrie GmbH | Solpal Plus | Solpal Plus L-GT | Direct Integral Collector Storage (DI) | 25.66 |  | Solpal Plus L |  |  | Solar Storage with Tankless Auxiliary Water Heater | 51 | 1 | 1 | 65 | Z09 | [18 empty] | Los Angeles | FALSE | 37.18 |  | 2011-06-01: 2018-01-22; 2011-08-03: 2018-01-30; 2011-09-20: 2018-03-21 | 2402 | 4759 | Up-front Payment
SCG-010722 | Low Income Single Family Residential | Domestic Hot Water | Gas | Southern California Gas Company | Incentive:Paid | 4723 | 36.9 |  | 1 | 128 |  | 128 |  | 2018-01-30 12:34 | 2018-05-07 | TITANIUM POWER INC | Retrofit | Pacoima | Los Angeles | 91331 | Host Customer is System Owner | 5 |  | 30004079 | GREENoneTEC Solarindustrie GmbH | Solpal Plus | Solpal Plus L-GT | Direct Integral Collector Storage (DI) | 25.66 |  | Solpal Plus L |  |  | Solar Storage with Tankless Auxiliary Water Heater | 51 | 1 | 1 | 65 | Z09 | [18 empty] | Los Angeles | FALSE | 37.18 |  | 2011-06-01: 2018-01-22; 2011-08-03: 2018-01-30; 2011-09-20: 2018-05-07 | 2360 | 4759 | Up-front Payment
SCG-010723 | Low Income Single Family Residential | Domestic Hot Water | Gas | Southern California Gas Company | Incentive:Paid | 4723 | 36.9 |  | 1 | 128 |  | 128 |  | 2018-01-24 14:19 | 2018-03-01 | TITANIUM POWER INC | Retrofit | Pacoima | Los Angeles | 91331 | Host Customer is System Owner | 5 |  | 30004079 | GREENoneTEC Solarindustrie GmbH | Solpal Plus | Solpal Plus L-GT | Direct Integral Collector Storage (DI) | 25.66 |  | Solpal Plus L |  |  | Solar Storage with Tankless Auxiliary Water Heater | 51 | 1 | 1 | 65 | Z09 | [18 empty] | Los Angeles | FALSE | 37.18 |  | 2011-06-01: 2018-01-22; 2011-08-03: 2018-01-24; 2011-09-20: 2018-03-01 | 2423 | 4759 | Up-front Payment
PGE-010724 | Single Family Residential | Domestic Hot Water | Gas | Pacific Gas and Electric | Incentive:Paid | 3881 | 29.85 |  | 1 | 130 |  | 130 |  | 2018-01-22 10:29 | 2018-04-10 | RADIANT SOLAR TECHNOLOGY INC | Retrofit | UKIAH | Mendocino | 95482 | Host Customer is System Owner | 3 |  | 2011141B | Heliodyne, Inc. | HELIOPAK | HPAK 016 1 410 G 80 ACD Z | Indirect Forced Circulation (IF) | 40.17 |  | 410 001 | Glycol | Advanced Controller with a Thermal Cycling Function | Solar Storage and Auxiliary Tanks are separate | 80 | 1 | 1 | 45 | Z02 | [18 empty] | Ukiah, Mendocino, CA | FALSE | 73.71 |  | 2018-01-22 | 2018-01-25 |  |  | 2018-01-22 | 2018-04-10 | 2367 | 9582.74 | Up-front Payment
PGE-010725 | Single Family Residential | Domestic Hot Water | Gas | Pacific Gas and Electric | Incentive:Paid | 2106 | 29.85 |  | 1 | 72 |  | 71 |  | 2018-02-01 13:19 | 2018-02-07 | SUNTREK INDUSTRIES INC | Retrofit | Mountain View | Contra Costa | 94040 | Host Customer is System Owner | 4 |  | 2012012B | GREENoneTEC Solarindustrie GmbH | SOLPAL (formerly Solcrafte) | SOLPAL L-G | Direct Integral Collector Storage (DI) | 26.11 |  | Solpal L |  |  | Solar Storage and Auxiliary Tanks are separate | 51 | 0.98 | 1 | 55 | Z04 | [18 empty] | Mountain View | FALSE | 104.17 |  | 2018-01-22 | 2018-02-06 |  |  | 2018-02-01 | 2018-02-07 | 2430 | 7500 | Up-front Payment
SCG-010727 | Low Income Single Family Residential | Domestic Hot Water | Gas | Southern California Gas Company | Incentive:Paid | 4723 | 36.9 |  | 1 | 128 |  | 128 |  | 2018-01-24 14:16 | 2018-03-01 | TITANIUM POWER INC | Retrofit | Arleta | Los Angeles | 91331 | Host Customer is System Owner | 5 |  | 30004079 | GREENoneTEC Solarindustrie GmbH | Solpal Plus | Solpal Plus L-GT | Direct Integral Collector Storage (DI) | 25.66 |  | Solpal Plus L |  |  | Solar Storage with Tankless Auxiliary Water Heater | 51 | 1 | 1 | 65 | Z09 | [18 empty] | Los Angeles | FALSE | 37.18 |  | 2011-06-01: 2018-01-22; 2011-08-03: 2018-01-24; 2011-09-20: 2018-03-01 | 2423 | 4759 | Up-front Payment
SCG-010728 | Low Income Single Family Residential | Domestic Hot Water | Gas | Southern California Gas Company | Incentive:Paid | 4487 | 36.9 |  | 1 | 128 |  | 122 |  | 2018-01-25 13:45 | 2018-03-08 | TITANIUM POWER INC | Retrofit | Arleta | Los Angeles | 91331 | Owner/Tenant | 8 |  | 30004079 | GREENoneTEC Solarindustrie GmbH | Solpal Plus | Solpal Plus L-GT | Direct Integral Collector Storage (DI) | 25.66 |  | Solpal Plus L |  |  | Solar Storage with Tankless Auxiliary Water Heater | 51 | 1 | 0.95 | 95 | Z09 | [18 empty] | Los Angeles | FALSE | 35.62 |  | 2011-06-01: 2018-01-22; 2011-08-03: 2018-01-25; 2011-09-20: 2018-03-08 | 2420 | 4559 | Up-front Payment
SCG-010730 | Low Income Single Family Residential | Domestic Hot Water | Gas | Southern California Gas Company | Incentive:Canceled | 4723 | 36.9 |  | 1 | 128 |  | 128 |  | 2018-01-24 14:14 |  | TITANIUM POWER INC | Retrofit | San Fernando | Los Angeles | 91340 | Host Customer is System Owner | 5 |  | 30004079 | GREENoneTEC Solarindustrie GmbH | Solpal Plus | Solpal Plus L-GT | Direct Integral Collector Storage (DI) | 25.66 |  | Solpal Plus L |  |  | Solar Storage with Tankless Auxiliary Water Heater | 51 | 1 | 1 | 65 | Z09 | [18 empty] | Los Angeles | FALSE | 37.18 |  | 2011-06-01: 2018-01-22; 2011-06-21: 2018-07-25; 2011-08-03: 2018-01-24 | 2286 | 4759 | Up-front Payment
SCG-010732 | Low Income Single Family Residential | Domestic Hot Water | Gas | Southern California Gas Company | Incentive:Paid | 4723 | 36.9 |  | 1 | 128 |  | 128 |  | 2018-01-24 14:03 | 2018-03-01 | TITANIUM POWER INC | Retrofit | Arleta | Los Angeles | 91331 | Host Customer is System Owner | 4 |  | 30004079 | GREENoneTEC Solarindustrie GmbH | Solpal Plus | Solpal Plus L-GT | Direct Integral Collector Storage (DI) | 25.66 |  | Solpal Plus L |  |  | Solar Storage with Tankless Auxiliary Water Heater | 51 | 1 | 1 | 55 | Z09 | [18 empty] | Los Angeles | FALSE | 37.18 |  | 2011-06-01: 2018-01-22; 2011-08-03: 2018-01-24; 2011-09-20: 2018-03-01 | 2426 | 4759 | Up-front Payment
SCG-010733 | Low Income Single Family Residential | Domestic Hot Water | Gas | Southern California Gas Company | Incentive:Paid | 4723 | 36.9 |  | 1 | 128 |  | 128 |  | 2018-01-25 14:15 | 2018-05-21 | TITANIUM POWER INC | Retrofit | Arleta | Los Angeles | 91331 | Host Customer is System Owner | 6 |  | 30004079 | GREENoneTEC Solarindustrie GmbH | Solpal Plus | Solpal Plus L-GT | Direct Integral Collector Storage (DI) | 25.66 |  | Solpal Plus L |  |  | Solar Storage with Tankless Auxiliary Water Heater | 51 | 1 | 1 | 75 | Z09 | [18 empty] | Los Angeles | FALSE | 37.18 |  | 2011-06-01: 2018-01-23; 2011-08-03: 2018-01-25; 2011-09-20: 2018-05-21 | 2342 | 4759 | Up-front Payment
SCG-010734 | Low Income Single Family Residential | Domestic Hot Water | Gas | Southern California Gas Company | Incentive:Canceled |  | 36.9 |  | 1 | 0 |  | 0 |  |  |  | TITANIUM POWER INC | Retrofit | Sun Valley | Los Angeles | 91352 | Host Customer is System Owner | 4 | [15 empty] | 55 | [20 empty] | FALSE | 0 |  | 2011-06-01: 2018-01-23 | 2469 |  | Up-front Payment
SCG-010735 | Low Income Single Family Residential | Domestic Hot Water | Gas | Southern California Gas Company | Incentive:Canceled |  | 36.9 |  | 1 | 0 |  | 0 |  |  |  | TITANIUM POWER INC | Retrofit | Sun Valley | Los Angeles | 91352 | Host Customer is System Owner | 4 | [15 empty] | 55 | [20 empty] | FALSE | 0 |  | 2011-06-01: 2018-01-23 | 2469 |  | Up-front Payment
SCG-010736 | Low Income Single Family Residential | Domestic Hot Water | Gas | Southern California Gas Company | Incentive:Paid | 4723 | 36.9 |  | 1 | 128 |  | 128 |  | 2018-01-25 14:16 | 2018-05-22 | TITANIUM POWER INC | Retrofit | Sun Valley | Los Angeles | 91352 | Host Customer is System Owner | 4 |  | 30004079 | GREENoneTEC Solarindustrie GmbH | Solpal Plus | Solpal Plus L-GT | Direct Integral Collector Storage (DI) | 25.66 |  | Solpal Plus L |  |  | Solar Storage with Tankless Auxiliary Water Heater | 51 | 1 | 1 | 55 | Z09 | [18 empty] | Los Angeles | FALSE | 37.18 |  | 2011-06-01: 2018-01-23; 2011-08-03: 2018-01-25; 2011-09-20: 2018-05-22 | 2347 | 4759 | Up-front Payment
SCG-010737 | Low Income Single Family Residential | Domestic Hot Water | Gas | Southern California Gas Company | Incentive:Paid | 4723 | 36.9 |  | 1 | 128 |  | 128 |  | 2018-01-25 13:56 | 2018-04-03 | TITANIUM POWER INC | Retrofit | Pacoima | Los Angeles | 91331 | Host Customer is System Owner | 5 |  | 30004079 | GREENoneTEC Solarindustrie GmbH | Solpal Plus | Solpal Plus L-GT | Direct Integral Collector Storage (DI) | 25.66 |  | Solpal Plus L |  |  | Solar Storage with Tankless Auxiliary Water Heater | 51 | 1 | 1 | 65 | Z09 | [18 empty] | Los Angeles | FALSE | 37.18 |  | 2011-06-01: 2018-01-23; 2011-08-03: 2018-01-25; 2011-09-20: 2018-04-03 | 2395 | 4759 | Up-front Payment
SCG-010738 | Low Income Single Family Residential | Domestic Hot Water | Gas | Southern California Gas Company | Incentive:Paid | 4723 | 36.9 |  | 1 | 128 |  | 128 |  | 2018-01-25 14:05 | 2018-03-01 | TITANIUM POWER INC | Retrofit | Pacoima | Los Angeles | 91331 | Host Customer is System Owner | 8 |  | 30004079 | GREENoneTEC Solarindustrie GmbH | Solpal Plus | Solpal Plus L-GT | Direct Integral Collector Storage (DI) | 25.66 |  | Solpal Plus L |  |  | Solar Storage with Tankless Auxiliary Water Heater | 51 | 1 | 1 | 95 | Z09 | [18 empty] | Los Angeles | FALSE | 37.18 |  | 2011-06-01: 2018-01-23; 2011-08-03: 2018-01-25; 2011-09-20: 2018-03-01 | 2423 | 4759 | Up-front Payment
SCG-010739 | Low Income Single Family Residential | Domestic Hot Water | Gas | Southern California Gas Company | Incentive:Canceled | 4723 | 36.9 |  | 1 | 128 |  | 128 |  | 2018-01-25 14:08 |  | TITANIUM POWER INC | Retrofit | Pacoima | Los Angeles | 91331 | Host Customer is System Owner | 6 |  | 30004079 | GREENoneTEC Solarindustrie GmbH | Solpal Plus | Solpal Plus L-GT | Direct Integral Collector Storage (DI) | 25.66 |  | Solpal Plus L |  |  | Solar Storage with Tankless Auxiliary Water Heater | 51 | 1 | 1 | 75 | Z09 | [18 empty] | Los Angeles | FALSE | 37.18 |  | 2011-06-01: 2018-01-23; 2011-06-21: 2018-07-25; 2011-08-03: 2018-01-25 | 2286 | 4759 | Up-front Payment
SCG-010740 | Low Income Single Family Residential | Domestic Hot Water | Gas | Southern California Gas Company | Incentive:Paid | 4723 | 36.9 |  | 1 | 128 |  | 128 |  | 2018-02-01 14:13 | 2018-04-17 | TITANIUM POWER INC | Retrofit | Arleta | Los Angeles | 91331 | Host Customer is System Owner | 4 |  | 30004079 | GREENoneTEC Solarindustrie GmbH | Solpal Plus | Solpal Plus L-GT | Direct Integral Collector Storage (DI) | 25.66 |  | Solpal Plus L |  |  | Solar Storage with Tankless Auxiliary Water Heater | 51 | 1 | 1 | 55 | Z09 | [18 empty] | Los Angeles | FALSE | 37.18 |  | 2011-06-01: 2018-01-23; 2011-08-03: 2018-02-01; 2011-09-20: 2018-04-17 | 2376 | 4759 | Up-front Payment
SCG-010741 | Low Income Single Family Residential | Domestic Hot Water | Gas | Southern California Gas Company | Incentive:Paid | 4723 | 36.9 |  | 1 | 128 |  | 128 |  | 2018-01-25 14:13 | 2018-04-10 | TITANIUM POWER INC | Retrofit | Arleta | Los Angeles | 91331 | Host Customer is System Owner | 5 |  | 30004079 | GREENoneTEC Solarindustrie GmbH | Solpal Plus | Solpal Plus L-GT | Direct Integral Collector Storage (DI) | 25.66 |  | Solpal Plus L |  |  | Solar Storage with Tankless Auxiliary Water Heater | 51 | 1 | 1 | 65 | Z09 | [18 empty] | Los Angeles | FALSE | 37.18 |  | 2011-06-01: 2018-01-23; 2011-08-03: 2018-01-25; 2011-09-20: 2018-04-10 | 2382 | 4759 | Up-front Payment
SCG-010742 | Low Income Single Family Residential | Domestic Hot Water | Gas | Southern California Gas Company | Incentive:Paid | 4723 | 36.9 |  | 1 | 128 |  | 128 |  | 2018-01-25 14:14 | 2018-04-10 | TITANIUM POWER INC | Retrofit | Arleta | Los Angeles | 91331 | Host Customer is System Owner | 6 |  | 30004079 | GREENoneTEC Solarindustrie GmbH | Solpal Plus | Solpal Plus L-GT | Direct Integral Collector Storage (DI) | 25.66 |  | Solpal Plus L |  |  | Solar Storage with Tankless Auxiliary Water Heater | 51 | 1 | 1 | 75 | Z09 | [18 empty] | Los Angeles | FALSE | 37.18 |  | 2011-06-01: 2018-01-23; 2011-08-03: 2018-01-25; 2011-09-20: 2018-04-10 | 2384 | 4759 | Up-front Payment
SCG-010743 | Low Income Single Family Residential | Domestic Hot Water | Gas | Southern California Gas Company | Incentive:Paid | 4723 | 36.9 |  | 1 | 128 |  | 128 |  | 2018-02-01 14:16 | 2018-04-17 | TITANIUM POWER INC | Retrofit | Pacoima | Los Angeles | 91331 | Host Customer is System Owner | 4 |  | 30004079 | GREENoneTEC Solarindustrie GmbH | Solpal Plus | Solpal Plus L-GT | Direct Integral Collector Storage (DI) | 25.66 |  | Solpal Plus L |  |  | Solar Storage with Tankless Auxiliary Water Heater | 51 | 1 | 1 | 55 | Z09 | [18 empty] | Los Angeles | FALSE | 37.18 |  | 2011-06-01: 2018-01-23; 2011-08-03: 2018-02-01; 2011-09-20: 2018-04-17 | 2376 | 4759 | Up-front Payment
SCG-010744 | Low Income Single Family Residential | Domestic Hot Water | Gas | Southern California Gas Company | Incentive:Paid | 4723 | 36.9 |  | 1 | 128 |  | 128 |  | 2018-01-25 14:17 | 2018-04-10 | TITANIUM POWER INC | Retrofit | Sun Valley | Los Angeles | 91352 | Host Customer is System Owner | 5 |  | 30004079 | GREENoneTEC Solarindustrie GmbH | Solpal Plus | Solpal Plus L-GT | Direct Integral Collector Storage (DI) | 25.66 |  | Solpal Plus L |  |  | Solar Storage with Tankless Auxiliary Water Heater | 51 | 1 | 1 | 65 | Z09 | [18 empty] | Los Angeles | FALSE | 37.18 |  | 2011-06-01: 2018-01-23; 2011-08-03: 2018-01-25; 2011-09-20: 2018-04-10 | 2384 | 4759 | Up-front Payment
SCG-010745 | Low Income Single Family Residential | Domestic Hot Water | Gas | Southern California Gas Company | Incentive:Paid | 4723 | 36.9 |  | 1 | 128 |  | 128 |  | 2018-01-25 14:04 | 2018-05-11 | TITANIUM POWER INC | Retrofit | Sun Valley | Los Angeles | 91352 | Host Customer is System Owner | 8 |  | 30004079 | GREENoneTEC Solarindustrie GmbH | Solpal Plus | Solpal Plus L-GT | Direct Integral Collector Storage (DI) | 25.66 |  | Solpal Plus L |  |  | Solar Storage with Tankless Auxiliary Water Heater | 51 | 1 | 1 | 95 | Z09 | [18 empty] | Los Angeles | FALSE | 37.18 |  | 2011-06-01: 2018-01-23; 2011-08-03: 2018-01-25; 2011-09-20: 2018-05-11 | 2348 | 4759 | Up-front Payment
SCG-010746 | Low Income Single Family Residential | Domestic Hot Water | Gas | Southern California Gas Company | Incentive:Paid | 4723 | 36.9 |  | 1 | 128 |  | 128 |  | 2018-01-25 13:27 | 2018-04-06 | TITANIUM POWER INC | Retrofit | North Hollywood | Los Angeles | 91606 | Host Customer is System Owner | 4 |  | 30004079 | GREENoneTEC Solarindustrie GmbH | Solpal Plus | Solpal Plus L-GT | Direct Integral Collector Storage (DI) | 25.66 |  | Solpal Plus L |  |  | Solar Storage with Tankless Auxiliary Water Heater | 51 | 1 | 1 | 55 | Z09 | [18 empty] | Los Angeles | FALSE | 37.18 |  | 2011-06-01: 2018-01-23; 2011-08-03: 2018-01-25; 2011-09-20: 2018-04-06 | 2389 | 4759 | Up-front Payment
SCG-010747 | Low Income Single Family Residential | Domestic Hot Water | Gas | Southern California Gas Company | Incentive:Paid | 4723 | 36.9 |  | 1 | 128 |  | 128 |  | 2018-01-25 13:40 | 2018-08-20 | TITANIUM POWER INC | Retrofit | Arleta | Los Angeles | 91331 | Owner/Tenant | 7 |  | 30004079 | GREENoneTEC Solarindustrie GmbH | Solpal Plus | Solpal Plus L-GT | Direct Integral Collector Storage (DI) | 25.66 |  | Solpal Plus L |  |  | Solar Storage with Tankless Auxiliary Water Heater | 51 | 1 | 1 | 85 | Z09 | [18 empty] | Los Angeles | FALSE | 37.18 |  | 2011-06-01: 2018-01-23; 2011-08-03: 2018-01-25; 2011-09-20: 2018-08-20 | 2250 | 4759 | Up-front Payment
SCG-010748 | Low Income Multifamily Residential | Domestic Hot Water | Gas | Southern California Gas Company | Incentive:Paid | 160341 | 24.89 |  | 1 | 6442 |  | 6442 |  | 2018-02-01 08:56 | 2018-03-02 | EVOLUTION ENERGY SOLUTIONS L L C | Retrofit | Riverside | Riverside | 92509 | Host Customer is System Owner | [7 empty] | 1638 | 40.95 |  | Drainback | Drainback (Water) | Solar Storage and Auxiliary Tanks are separate |  | 1 | 1 | 3774 | Z10 | 102 | Units | Apartments/Condos | TRB-40 | 40 | 1 | 2800 | 1 | 200 | 2 | 800000 | TRUE | 140 | 140 |  | SunEarth - SETR A503 TTR U + VFS 10-200 |  | SunEarth - SETR A503 TTR U + VFS 10-200 | Jurupa Valley | FALSE | 24.89 |  | 2018-01-31 |  | 2018-02-01 | 2018-03-02 | 2019-02-22 | 2019-03-05 | 2060 | 160341 | Up-front Payment
SCG-010749 | Low Income Multifamily Residential | Domestic Hot Water | Gas | Southern California Gas Company | Incentive:Paid | 43732 | 24.89 |  | 1 | 1757 |  | 1757 |  | 2018-02-05 06:17 | 2018-03-02 | CALIFORNIA SOLAR INTEGRATORS INC | New Construction | La Puente | Los Angeles | 91746 | Host Customer is System Owner | [7 empty] | 450.45 | 40.95 |  | Glycol | Steam Back | Solar Storage and Auxiliary Tanks are separate |  | 1 | 1 | 2052 | Z09 | 54 | Units | Apartments/Condos | TRB-40 | 11 | 1 | 700 | 1 | 390 | 1 | 600000 | TRUE | 120 | 140 |  |  |  |  | County of Los Angeles | FALSE | 53.35 |  | 2018-02-01 |  | 2018-02-05 | 2018-03-02 | 2018-12-20 | 2019-01-15 | 2091 | 93728.16 | Up-front Payment
SDG-010751 | Low Income Multifamily Residential | Domestic Hot Water | Gas | San Diego Gas and Electric | Incentive:Paid | 151132 | 24.89 |  | 1 | 6072 |  | 6072 |  | 2020-07-27 16:41 | 2020-11-09 | EVOLUTION ENERGY SOLUTIONS L L C | Retrofit | San Diego | San Diego | 92115 | Host Customer is System Owner | [7 empty] | 1638 | 40.95 |  | Drainback |  | Solar Storage and Auxiliary Tanks are separate |  | 1 | 1 | 3458 | Z07 | 91 | Units | Apartments/Condos | TRB-40 | 40 | 1 | 3400 | 1 | 460 | 4 | 1056000 | TRUE | 140 | 140 |  | SunEarth - SETR A503 TTR U + VFS 10-200 |  | SunEarth - SETR A503 TTR U + VFS 10-200 | City of San Diego | FALSE | 24.89 |  | 2020-07-24 | 2020-10-02 | 2020-07-27 | 2020-11-09 | 2020-12-07 | 2021-02-09 | 1313 | 151132 | Up-front Payment
SCG-010752 | Single Family Residential | Domestic Hot Water | Gas | Southern California Gas Company | Incentive:Paid | 3791 | 29.85 |  | 1 | 127 |  | 127 |  | 2018-02-20 07:39 | 2018-03-29 | ALL VALLEY SOLAR INC | Retrofit | Santa Clarita | Canyon Country | 91351 | Host Customer is System Owner | 4 |  | 30004015 | SunEarth, Inc. | Cascade 2 | C2-48-80-2G | Indirect Forced Circulation (IF) | 49.48 |  | EC-24 / EC-24-0.75 | Automatic Drainback |  | Solar Storage and Auxiliary Tanks are separate | 80 | 1 | 1 | 55 | Z09 | [18 empty] | City of Santa Clarita | FALSE | 78.35 |  | 2011-06-01: 2018-01-24; 2011-08-03: 2018-02-20; 2011-09-20: 2018-03-29 | 2399 | 9951 | Up-front Payment
SCG-010753 | Commercial/Multifamily Residential | Domestic Hot Water | Gas | Southern California Gas Company | Incentive:Paid | 26065 | 20.19 |  | 1 | 1291 |  | 1291 |  | 2018-05-18 13:05 | 2018-06-19 | INTELLIGENT GREEN SOLUTIONS CA | Retrofit | Visalia | Tulare | 93277 | Lease | [7 empty] | 589.8 | 29.49 |  | Glycol | Steam Back | Solar Storage and Auxiliary Tanks are separate |  | 1 | 1 | 1120 | Z13 |  |  | Other | 10002034 | 20 | 1 | 600 | 1 | 100 | 1 | 270000 | FALSE | 160 | 140 |  | SunMaxx Solar - SmartMaxx-EMETER1000 |  | SunMaxx Solar - SmartMaxx-EMETER1000 | City of Visalia | FALSE | 59.39 |  | 2018-01-24 |  | 2018-05-18 | 2018-06-19 | 2018-08-10 | 2018-08-24 | 2250 | 76674 | Up-front Payment
SCG-010755 | Low Income Single Family Residential | Domestic Hot Water | Gas | Southern California Gas Company | Incentive:Paid | 4723 | 36.9 |  | 1 | 128 |  | 128 |  | 2018-01-29 14:15 | 2018-04-04 | TITANIUM POWER INC | Retrofit | North Hollywood | Los Angeles | 91605 | Host Customer is System Owner | 6 |  | 30004079 | GREENoneTEC Solarindustrie GmbH | Solpal Plus | Solpal Plus L-GT | Direct Integral Collector Storage (DI) | 25.66 |  | Solpal Plus L |  |  | Solar Storage with Tankless Auxiliary Water Heater | 51 | 1 | 1 | 75 | Z09 | [18 empty] | Los Angeles | FALSE | 37.18 |  | 2011-06-01: 2018-01-25; 2011-08-03: 2018-01-29; 2011-09-20: 2018-04-04 | 2395 | 4759 | Up-front Payment
SCG-010756 | Low Income Single Family Residential | Domestic Hot Water | Gas | Southern California Gas Company | Incentive:Paid | 4723 | 36.9 |  | 1 | 128 |  | 128 |  | 2018-01-29 14:19 | 2018-04-11 | TITANIUM POWER INC | Retrofit | Van Nuys | Los Angeles | 91405 | Host Customer is System Owner | 4 |  | 30004079 | GREENoneTEC Solarindustrie GmbH | Solpal Plus | Solpal Plus L-GT | Direct Integral Collector Storage (DI) | 25.66 |  | Solpal Plus L |  |  | Solar Storage with Tankless Auxiliary Water Heater | 51 | 1 | 1 | 55 | Z09 | [18 empty] | Los Angeles | FALSE | 37.18 |  | 2011-06-01: 2018-01-25; 2011-08-03: 2018-01-29; 2011-09-20: 2018-04-11 | 2384 | 4759 | Up-front Payment
SCG-010757 | Low Income Single Family Residential | Domestic Hot Water | Gas | Southern California Gas Company | Incentive:Paid | 4723 | 36.9 |  | 1 | 128 |  | 128 |  | 2018-01-29 14:20 | 2018-05-11 | TITANIUM POWER INC | Retrofit | Van Nuys | Los Angeles | 91405 | Host Customer is System Owner | 6 |  | 30004079 | GREENoneTEC Solarindustrie GmbH | Solpal Plus | Solpal Plus L-GT | Direct Integral Collector Storage (DI) | 25.66 |  | Solpal Plus L |  |  | Solar Storage with Tankless Auxiliary Water Heater | 51 | 1 | 1 | 75 | Z09 | [18 empty] | Los Angeles | FALSE | 37.18 |  | 2011-06-01: 2018-01-25; 2011-08-03: 2018-01-29; 2011-09-20: 2018-05-11 | 2348 | 4759 | Up-front Payment
SCG-010758 | Low Income Single Family Residential | Domestic Hot Water | Gas | Southern California Gas Company | Incentive:Paid | 4723 | 36.9 |  | 1 | 128 |  | 128 |  | 2018-01-29 14:21 | 2018-04-04 | TITANIUM POWER INC | Retrofit | Van Nuys | Los Angeles | 91411 | Host Customer is System Owner | 6 |  | 30004079 | GREENoneTEC Solarindustrie GmbH | Solpal Plus | Solpal Plus L-GT | Direct Integral Collector Storage (DI) | 25.66 |  | Solpal Plus L |  |  | Solar Storage with Tankless Auxiliary Water Heater | 51 | 1 | 1 | 75 | Z09 | [18 empty] | Los Angeles | FALSE | 37.18 |  | 2011-06-01: 2018-01-25; 2011-08-03: 2018-01-29; 2011-09-20: 2018-04-04 | 2395 | 4759 | Up-front Payment
SCG-010759 | Low Income Single Family Residential | Domestic Hot Water | Gas | Southern California Gas Company | Incentive:Paid | 4723 | 36.9 |  | 1 | 128 |  | 128 |  | 2018-02-09 15:21 | 2018-04-19 | TITANIUM POWER INC | Retrofit | Van Nuys | Los Angeles | 91406 | Host Customer is System Owner | 5 |  | 30004079 | GREENoneTEC Solarindustrie GmbH | Solpal Plus | Solpal Plus L-GT | Direct Integral Collector Storage (DI) | 25.66 |  | Solpal Plus L |  |  | Solar Storage with Tankless Auxiliary Water Heater | 51 | 1 | 1 | 65 | Z09 | [18 empty] | Los Angeles | FALSE | 37.18 |  | 2011-06-01: 2018-01-25; 2011-08-03: 2018-02-09; 2011-09-20: 2018-04-19 | 2377 | 4759 | Up-front Payment
SCG-010760 | Low Income Single Family Residential | Domestic Hot Water | Gas | Southern California Gas Company | Incentive:Paid | 4487 | 36.9 |  | 1 | 128 |  | 122 |  | 2018-01-29 15:01 | 2018-04-02 | TITANIUM POWER INC | Retrofit | Van Nuys | Los Angeles | 91406 | Owner/Tenant | 5 |  | 30004079 | GREENoneTEC Solarindustrie GmbH | Solpal Plus | Solpal Plus L-GT | Direct Integral Collector Storage (DI) | 25.66 |  | Solpal Plus L |  |  | Solar Storage with Tankless Auxiliary Water Heater | 51 | 1 | 0.95 | 65 | Z09 | [18 empty] | Los Angeles | FALSE | 35.62 |  | 2011-06-01: 2018-01-25; 2011-08-03: 2018-01-29; 2011-09-20: 2018-04-02 | 2395 | 4559 | Up-front Payment
SCG-010761 | Low Income Single Family Residential | Domestic Hot Water | Gas | Southern California Gas Company | Incentive:Paid | 4723 | 36.9 |  | 1 | 128 |  | 128 |  | 2018-01-29 15:04 | 2018-04-12 | TITANIUM POWER INC | Retrofit | Pacoima | Los Angeles | 91331 | Host Customer is System Owner | 5 |  | 30004079 | GREENoneTEC Solarindustrie GmbH | Solpal Plus | Solpal Plus L-GT | Direct Integral Collector Storage (DI) | 25.66 |  | Solpal Plus L |  |  | Solar Storage with Tankless Auxiliary Water Heater | 51 | 1 | 1 | 65 | Z09 | [18 empty] | Los Angeles | FALSE | 37.18 |  | 2011-06-01: 2018-01-25; 2011-08-03: 2018-01-29; 2011-09-20: 2018-04-12 | 2385 | 4759 | Up-front Payment
SCG-010762 | Low Income Single Family Residential | Domestic Hot Water | Gas | Southern California Gas Company | Incentive:Paid | 4723 | 36.9 |  | 1 | 128 |  | 128 |  | 2018-01-29 15:12 | 2018-06-27 | TITANIUM POWER INC | Retrofit | Pacoima | Los Angeles | 91331 | Host Customer is System Owner | 4 |  | 30004079 | GREENoneTEC Solarindustrie GmbH | Solpal Plus | Solpal Plus L-GT | Direct Integral Collector Storage (DI) | 25.66 |  | Solpal Plus L |  |  | Solar Storage with Tankless Auxiliary Water Heater | 51 | 1 | 1 | 55 | Z09 | [18 empty] | Los Angeles | FALSE | 37.18 |  | 2011-06-01: 2018-01-25; 2011-08-03: 2018-01-29; 2011-09-20: 2018-06-27 | 2299 | 4759 | Up-front Payment
SCG-010763 | Low Income Single Family Residential | Domestic Hot Water | Gas | Southern California Gas Company | Incentive:Paid | 4723 | 36.9 |  | 1 | 128 |  | 128 |  | 2018-01-29 15:16 | 2018-05-21 | TITANIUM POWER INC | Retrofit | Pacoima | Los Angeles | 91331 | Host Customer is System Owner | 4 |  | 30004079 | GREENoneTEC Solarindustrie GmbH | Solpal Plus | Solpal Plus L-GT | Direct Integral Collector Storage (DI) | 25.66 |  | Solpal Plus L |  |  | Solar Storage with Tankless Auxiliary Water Heater | 51 | 1 | 1 | 55 | Z09 | [18 empty] | Los Angeles | FALSE | 37.18 |  | 2011-06-01: 2018-01-25; 2011-08-03: 2018-01-29; 2011-09-20: 2018-05-21 | 2342 | 4759 | Up-front Payment
SCG-010764 | Low Income Single Family Residential | Domestic Hot Water | Gas | Southern California Gas Company | Incentive:Paid | 4723 | 36.9 |  | 1 | 128 |  | 128 |  | 2018-01-29 15:19 | 2018-05-29 | TITANIUM POWER INC | Retrofit | Pacoima | Los Angeles | 91331 | Host Customer is System Owner | 8 |  | 30004079 | GREENoneTEC Solarindustrie GmbH | Solpal Plus | Solpal Plus L-GT | Direct Integral Collector Storage (DI) | 25.66 |  | Solpal Plus L |  |  | Solar Storage with Tankless Auxiliary Water Heater | 51 | 1 | 1 | 95 | Z09 | [18 empty] | Los Angeles | FALSE | 37.18 |  | 2011-06-01: 2018-01-25; 2011-08-03: 2018-01-29; 2011-09-20: 2018-05-29 | 2339 | 4759 | Up-front Payment
SCG-010765 | Low Income Single Family Residential | Domestic Hot Water | Gas | Southern California Gas Company | Incentive:Paid | 4723 | 36.9 |  | 1 | 128 |  | 128 |  | 2018-01-29 15:22 | 2018-04-11 | TITANIUM POWER INC | Retrofit | Pacoima | Los Angeles | 91331 | Host Customer is System Owner | 8 |  | 30004079 | GREENoneTEC Solarindustrie GmbH | Solpal Plus | Solpal Plus L-GT | Direct Integral Collector Storage (DI) | 25.66 |  | Solpal Plus L |  |  | Solar Storage with Tankless Auxiliary Water Heater | 51 | 1 | 1 | 95 | Z09 | [18 empty] | Los Angeles | FALSE | 37.18 |  | 2011-06-01: 2018-01-25; 2011-08-03: 2018-01-29; 2011-09-20: 2018-04-11 | 2385 | 4759 | Up-front Payment
SCG-010766 | Low Income Single Family Residential | Domestic Hot Water | Gas | Southern California Gas Company | Incentive:Paid | 4723 | 36.9 |  | 1 | 128 |  | 128 |  | 2018-01-29 15:25 | 2018-04-04 | TITANIUM POWER INC | Retrofit | Pacoima | Los Angeles | 91331 | Host Customer is System Owner | 5 |  | 30004079 | GREENoneTEC Solarindustrie GmbH | Solpal Plus | Solpal Plus L-GT | Direct Integral Collector Storage (DI) | 25.66 |  | Solpal Plus L |  |  | Solar Storage with Tankless Auxiliary Water Heater | 51 | 1 | 1 | 65 | Z09 | [18 empty] | Los Angeles | FALSE | 37.18 |  | 2011-06-01: 2018-01-25; 2011-08-03: 2018-01-29; 2011-09-20: 2018-04-04 | 2395 | 4759 | Up-front Payment
SCG-010767 | Low Income Single Family Residential | Domestic Hot Water | Gas | Southern California Gas Company | Incentive:Paid | 4723 | 36.9 |  | 1 | 128 |  | 128 |  | 2018-01-30 13:02 | 2018-04-12 | TITANIUM POWER INC | Retrofit | Pacoima | Los Angeles | 91331 | Host Customer is System Owner | 5 |  | 30004079 | GREENoneTEC Solarindustrie GmbH | Solpal Plus | Solpal Plus L-GT | Direct Integral Collector Storage (DI) | 25.66 |  | Solpal Plus L |  |  | Solar Storage with Tankless Auxiliary Water Heater | 51 | 1 | 1 | 65 | Z09 | [18 empty] | Los Angeles | FALSE | 37.18 |  | 2011-06-01: 2018-01-26; 2011-08-03: 2018-01-30; 2011-09-20: 2018-04-12 | 2385 | 4759 | Up-front Payment
SCG-010768 | Low Income Single Family Residential | Domestic Hot Water | Gas | Southern California Gas Company | Incentive:Canceled | 4723 | 36.9 |  | 1 | 128 |  | 128 |  | 2018-01-29 14:24 |  | TITANIUM POWER INC | Retrofit | Pacoima | Los Angeles | 91331 | Host Customer is System Owner | 6 |  | 30004079 | GREENoneTEC Solarindustrie GmbH | Solpal Plus | Solpal Plus L-GT | Direct Integral Collector Storage (DI) | 25.66 |  | Solpal Plus L |  |  | Solar Storage with Tankless Auxiliary Water Heater | 51 | 1 | 1 | 75 | Z09 | [18 empty] | Los Angeles | FALSE | 37.18 |  | 2011-06-01: 2018-01-26; 2011-08-03: 2018-01-29 | 2462 | 4759 | Up-front Payment
SCG-010769 | Low Income Single Family Residential | Domestic Hot Water | Gas | Southern California Gas Company | Incentive:Canceled | 4723 | 36.9 |  | 1 | 128 |  | 128 |  | 2018-01-29 15:28 |  | TITANIUM POWER INC | Retrofit | Pacoima | Los Angeles | 91331 | Host Customer is System Owner | 5 |  | 30004079 | GREENoneTEC Solarindustrie GmbH | Solpal Plus | Solpal Plus L-GT | Direct Integral Collector Storage (DI) | 25.66 |  | Solpal Plus L |  |  | Solar Storage with Tankless Auxiliary Water Heater | 51 | 1 | 1 | 65 | Z09 | [18 empty] | Los Angeles | FALSE | 37.18 |  | 2011-06-01: 2018-01-26; 2011-06-21: 2018-07-25; 2011-08-03: 2018-01-29 | 2286 | 4759 | Up-front Payment
SCG-010770 | Low Income Single Family Residential | Domestic Hot Water | Gas | Southern California Gas Company | Incentive:Paid | 4723 | 36.9 |  | 1 | 128 |  | 128 |  | 2018-01-29 15:30 | 2018-05-21 | TITANIUM POWER INC | Retrofit | Pacoima | Los Angeles | 91331 | Host Customer is System Owner | 10 |  | 30004079 | GREENoneTEC Solarindustrie GmbH | Solpal Plus | Solpal Plus L-GT | Direct Integral Collector Storage (DI) | 25.66 |  | Solpal Plus L |  |  | Solar Storage with Tankless Auxiliary Water Heater | 51 | 1 | 1 | 115 | Z09 | [18 empty] | Los Angeles | FALSE | 37.18 |  | 2011-06-01: 2018-01-26; 2011-08-03: 2018-01-29; 2011-09-20: 2018-05-21 | 2342 | 4759 | Up-front Payment
SCG-010771 | Low Income Single Family Residential | Domestic Hot Water | Gas | Southern California Gas Company | Incentive:Paid | 4723 | 36.9 |  | 1 | 128 |  | 128 |  | 2018-01-29 14:28 | 2018-04-10 | TITANIUM POWER INC | Retrofit | Pacoima | Los Angeles | 91331 | Host Customer is System Owner | 4 |  | 30004079 | GREENoneTEC Solarindustrie GmbH | Solpal Plus | Solpal Plus L-GT | Direct Integral Collector Storage (DI) | 25.66 |  | Solpal Plus L |  |  | Solar Storage with Tankless Auxiliary Water Heater | 51 | 1 | 1 | 55 | Z09 | [18 empty] | Los Angeles | FALSE | 37.18 |  | 2011-06-01: 2018-01-26; 2011-08-03: 2018-01-29; 2011-09-20: 2018-04-10 | 2385 | 4759 | Up-front Payment
SCG-010772 | Low Income Single Family Residential | Domestic Hot Water | Gas | Southern California Gas Company | Incentive:Paid | 4723 | 36.9 |  | 1 | 128 |  | 128 |  | 2018-01-29 14:31 | 2018-04-16 | TITANIUM POWER INC | Retrofit | Pacoima | Los Angeles | 91331 | Owner/Tenant | 6 |  | 30004079 | GREENoneTEC Solarindustrie GmbH | Solpal Plus | Solpal Plus L-GT | Direct Integral Collector Storage (DI) | 25.66 |  | Solpal Plus L |  |  | Solar Storage with Tankless Auxiliary Water Heater | 51 | 1 | 1 | 75 | Z09 | [18 empty] | Los Angeles | FALSE | 37.18 |  | 2011-06-01: 2018-01-26; 2011-08-03: 2018-01-29; 2011-09-20: 2018-04-16 | 2383 | 4759 | Up-front Payment
SCG-010773 | Low Income Single Family Residential | Domestic Hot Water | Gas | Southern California Gas Company | Incentive:Paid | 4723 | 36.9 |  | 1 | 128 |  | 128 |  | 2018-01-29 14:33 | 2018-04-04 | TITANIUM POWER INC | Retrofit | Pacoima | Los Angeles | 91331 | Host Customer is System Owner | 6 |  | 30004079 | GREENoneTEC Solarindustrie GmbH | Solpal Plus | Solpal Plus L-GT | Direct Integral Collector Storage (DI) | 25.66 |  | Solpal Plus L |  |  | Solar Storage with Tankless Auxiliary Water Heater | 51 | 1 | 1 | 75 | Z09 | [18 empty] | Los Angeles | FALSE | 37.18 |  | 2011-06-01: 2018-01-26; 2011-08-03: 2018-01-29; 2011-09-20: 2018-04-04 | 2395 | 4759 | Up-front Payment
SCG-010774 | Low Income Single Family Residential | Domestic Hot Water | Gas | Southern California Gas Company | Incentive:Paid | 4723 | 36.9 |  | 1 | 128 |  | 128 |  | 2018-01-30 10:46 | 2018-09-05 | TITANIUM POWER INC | Retrofit | Panorama City | Los Angeles | 91402 | Host Customer is System Owner | 5 |  | 30004079 | GREENoneTEC Solarindustrie GmbH | Solpal Plus | Solpal Plus L-GT | Direct Integral Collector Storage (DI) | 25.66 |  | Solpal Plus L |  |  | Solar Storage with Tankless Auxiliary Water Heater | 51 | 1 | 1 | 65 | Z09 | [18 empty] | Los Angeles | FALSE | 37.18 |  | 2011-06-01: 2018-01-26; 2011-08-03: 2018-01-30; 2011-09-20: 2018-09-05 | 2242 | 4759 | Up-front Payment
SCG-010775 | Low Income Single Family Residential | Domestic Hot Water | Gas | Southern California Gas Company | Incentive:Canceled | 4723 | 36.9 |  | 1 | 128 |  | 128 |  | 2018-01-30 10:48 |  | TITANIUM POWER INC | Retrofit | Panorama City | Los Angeles | 91402 | Host Customer is System Owner | 4 |  | 30004079 | GREENoneTEC Solarindustrie GmbH | Solpal Plus | Solpal Plus L-GT | Direct Integral Collector Storage (DI) | 25.66 |  | Solpal Plus L |  |  | Solar Storage with Tankless Auxiliary Water Heater | 51 | 1 | 1 | 55 | Z09 | [18 empty] | Los Angeles | FALSE | 37.18 |  | 2011-06-01: 2018-01-26; 2011-06-21: 2018-07-25; 2011-08-03: 2018-01-30 | 2286 | 4759 | Up-front Payment
SCG-010776 | Low Income Single Family Residential | Domestic Hot Water | Gas | Southern California Gas Company | Incentive:Paid | 4723 | 36.9 |  | 1 | 128 |  | 128 |  | 2018-01-31 12:02 | 2018-04-06 | TITANIUM POWER INC | Retrofit | Sylmar | Los Angeles | 91340 | Host Customer is System Owner | 8 |  | 30004079 | GREENoneTEC Solarindustrie GmbH | Solpal Plus | Solpal Plus L-GT | Direct Integral Collector Storage (DI) | 25.66 |  | Solpal Plus L |  |  | Solar Storage with Tankless Auxiliary Water Heater | 51 | 1 | 1 | 95 | Z09 | [18 empty] | Los Angeles | FALSE | 37.18 |  | 2011-06-01: 2018-01-26; 2011-08-03: 2018-01-31; 2011-09-20: 2018-04-06 | 2391 | 4759 | Up-front Payment
SCG-010777 | Low Income Single Family Residential | Domestic Hot Water | Gas | Southern California Gas Company | Incentive:Paid | 4723 | 36.9 |  | 1 | 128 |  | 128 |  | 2018-01-31 12:06 | 2018-08-16 | TITANIUM POWER INC | Retrofit | Arleta | Los Angeles | 91331 | Owner/Tenant | 8 |  | 30004079 | GREENoneTEC Solarindustrie GmbH | Solpal Plus | Solpal Plus L-GT | Direct Integral Collector Storage (DI) | 25.66 |  | Solpal Plus L |  |  | Solar Storage with Tankless Auxiliary Water Heater | 51 | 1 | 1 | 95 | Z09 | [18 empty] | Los Angeles | FALSE | 37.18 |  | 2011-06-01: 2018-01-26; 2011-08-03: 2018-01-31; 2011-09-20: 2018-08-16 | 2255 | 4759 | Up-front Payment
SCG-010778 | Low Income Single Family Residential | Domestic Hot Water | Gas | Southern California Gas Company | Incentive:Paid | 4723 | 36.9 |  | 1 | 128 |  | 128 |  | 2018-01-29 14:23 | 2018-04-10 | TITANIUM POWER INC | Retrofit | North Hollywood | Los Angeles | 91606 | Host Customer is System Owner | 6 |  | 30004079 | GREENoneTEC Solarindustrie GmbH | Solpal Plus | Solpal Plus L-GT | Direct Integral Collector Storage (DI) | 25.66 |  | Solpal Plus L |  |  | Solar Storage with Tankless Auxiliary Water Heater | 51 | 1 | 1 | 75 | Z09 | [18 empty] | Los Angeles | FALSE | 37.18 |  | 2011-06-01: 2018-01-26; 2011-08-03: 2018-01-29; 2011-09-20: 2018-04-10 | 2385 | 4759 | Up-front Payment
SCG-010779 | Low Income Single Family Residential | Domestic Hot Water | Gas | Southern California Gas Company | Incentive:Paid | 4723 | 36.9 |  | 1 | 128 |  | 128 |  | 2018-01-31 13:35 | 2018-04-13 | TITANIUM POWER INC | Retrofit | Panorama City | Los Angeles | 91402 | Host Customer is System Owner | 6 |  | 30004079 | GREENoneTEC Solarindustrie GmbH | Solpal Plus | Solpal Plus L-GT | Direct Integral Collector Storage (DI) | 25.66 |  | Solpal Plus L |  |  | Solar Storage with Tankless Auxiliary Water Heater | 51 | 1 | 1 | 75 | Z09 | [18 empty] | Los Angeles | FALSE | 37.18 |  | 2011-06-01: 2018-01-29; 2011-08-03: 2018-01-31; 2011-09-20: 2018-04-13 | 2383 | 4759 | Up-front Payment
SCG-010780 | Low Income Single Family Residential | Domestic Hot Water | Gas | Southern California Gas Company | Incentive:Paid | 4723 | 36.9 |  | 1 | 128 |  | 128 |  | 2018-01-31 13:31 | 2018-04-16 | TITANIUM POWER INC | Retrofit | Arleta | Los Angeles | 91331 | Host Customer is System Owner | 6 |  | 30004079 | GREENoneTEC Solarindustrie GmbH | Solpal Plus | Solpal Plus L-GT | Direct Integral Collector Storage (DI) | 25.66 |  | Solpal Plus L |  |  | Solar Storage with Tankless Auxiliary Water Heater | 51 | 1 | 1 | 75 | Z09 | [18 empty] | Los Angeles | FALSE | 37.18 |  | 2011-06-01: 2018-01-29; 2011-08-03: 2018-01-31; 2011-09-20: 2018-04-16 | 2383 | 4759 | Up-front Payment
SCG-010781 | Low Income Single Family Residential | Domestic Hot Water | Gas | Southern California Gas Company | Incentive:Paid | 4723 | 36.9 |  | 1 | 128 |  | 128 |  | 2018-01-31 12:46 | 2018-06-13 | TITANIUM POWER INC | Retrofit | Arleta | Los Angeles | 91331 | Host Customer is System Owner | 5 |  | 30004079 | GREENoneTEC Solarindustrie GmbH | Solpal Plus | Solpal Plus L-GT | Direct Integral Collector Storage (DI) | 25.66 |  | Solpal Plus L |  |  | Solar Storage with Tankless Auxiliary Water Heater | 51 | 1 | 1 | 65 | Z09 | [18 empty] | Los Angeles | FALSE | 37.18 |  | 2011-06-01: 2018-01-29; 2011-08-03: 2018-01-31; 2011-09-20: 2018-06-13 | 2325 | 4759 | Up-front Payment
SCG-010782 | Low Income Single Family Residential | Domestic Hot Water | Gas | Southern California Gas Company | Incentive:Paid | 4723 | 36.9 |  | 1 | 128 |  | 128 |  | 2018-01-31 12:49 | 2018-05-09 | TITANIUM POWER INC | Retrofit | Arleta | Los Angeles | 91331 | Host Customer is System Owner | 4 |  | 30004079 | GREENoneTEC Solarindustrie GmbH | Solpal Plus | Solpal Plus L-GT | Direct Integral Collector Storage (DI) | 25.66 |  | Solpal Plus L |  |  | Solar Storage with Tankless Auxiliary Water Heater | 51 | 1 | 1 | 55 | Z09 | [18 empty] | Los Angeles | FALSE | 37.18 |  | 2011-06-01: 2018-01-29; 2011-08-03: 2018-01-31; 2011-09-20: 2018-05-09 | 2356 | 4759 | Up-front Payment
SCG-010783 | Low Income Single Family Residential | Domestic Hot Water | Gas | Southern California Gas Company | Incentive:Canceled | 4723 | 36.9 |  | 1 | 128 |  | 128 |  | 2018-01-31 12:51 |  | TITANIUM POWER INC | Retrofit | Arleta | Los Angeles | 91331 | Host Customer is System Owner | 9 |  | 30004079 | GREENoneTEC Solarindustrie GmbH | Solpal Plus | Solpal Plus L-GT | Direct Integral Collector Storage (DI) | 25.66 |  | Solpal Plus L |  |  | Solar Storage with Tankless Auxiliary Water Heater | 51 | 1 | 1 | 105 | Z09 | [18 empty] | Los Angeles | FALSE | 37.18 |  | 2011-06-01: 2018-01-29; 2011-06-21: 2018-07-24; 2011-08-03: 2018-01-31 | 2287 | 4759 | Up-front Payment
SCG-010784 | Low Income Single Family Residential | Domestic Hot Water | Gas | Southern California Gas Company | Incentive:Paid | 4723 | 36.9 |  | 1 | 128 |  | 128 |  | 2018-01-31 12:53 | 2018-08-16 | TITANIUM POWER INC | Retrofit | Arleta | Los Angeles | 91331 | Host Customer is System Owner | 5 |  | 30004079 | GREENoneTEC Solarindustrie GmbH | Solpal Plus | Solpal Plus L-GT | Direct Integral Collector Storage (DI) | 25.66 |  | Solpal Plus L |  |  | Solar Storage with Tankless Auxiliary Water Heater | 51 | 1 | 1 | 65 | Z09 | [18 empty] | Los Angeles | FALSE | 37.18 |  | 2011-06-01: 2018-01-29; 2011-08-03: 2018-01-31; 2011-09-20: 2018-08-16 | 2255 | 4759 | Up-front Payment
SCG-010785 | Low Income Single Family Residential | Domestic Hot Water | Gas | Southern California Gas Company | Incentive:Canceled | 4723 | 36.9 |  | 1 | 128 |  | 128 |  | 2018-01-31 12:55 |  | TITANIUM POWER INC | Retrofit | Arleta | Los Angeles | 91331 | Host Customer is System Owner | 7 |  | 30004079 | GREENoneTEC Solarindustrie GmbH | Solpal Plus | Solpal Plus L-GT | Direct Integral Collector Storage (DI) | 25.66 |  | Solpal Plus L |  |  | Solar Storage with Tankless Auxiliary Water Heater | 51 | 1 | 1 | 85 | Z09 | [18 empty] | Los Angeles | FALSE | 37.18 |  | 2011-06-01: 2018-01-29; 2011-06-21: 2018-07-24; 2011-08-03: 2018-01-31 | 2287 | 4759 | Up-front Payment
SCG-010786 | Low Income Single Family Residential | Domestic Hot Water | Gas | Southern California Gas Company | Incentive:Paid | 4723 | 36.9 |  | 1 | 128 |  | 128 |  | 2018-01-31 12:57 | 2018-04-05 | TITANIUM POWER INC | Retrofit | Arleta | Los Angeles | 91331 | Host Customer is System Owner | 4 |  | 30004079 | GREENoneTEC Solarindustrie GmbH | Solpal Plus | Solpal Plus L-GT | Direct Integral Collector Storage (DI) | 25.66 |  | Solpal Plus L |  |  | Solar Storage with Tankless Auxiliary Water Heater | 51 | 1 | 1 | 55 | Z09 | [18 empty] | Los Angeles | FALSE | 37.18 |  | 2011-06-01: 2018-01-29; 2011-08-03: 2018-01-31; 2011-09-20: 2018-04-05 | 2391 | 4759 | Up-front Payment
SCG-010787 | Low Income Single Family Residential | Domestic Hot Water | Gas | Southern California Gas Company | Incentive:Paid | 4723 | 36.9 |  | 1 | 128 |  | 128 |  | 2018-01-31 13:00 | 2018-04-12 | TITANIUM POWER INC | Retrofit | Pacoima | Los Angeles | 91331 | Host Customer is System Owner | 4 |  | 30004079 | GREENoneTEC Solarindustrie GmbH | Solpal Plus | Solpal Plus L-GT | Direct Integral Collector Storage (DI) | 25.66 |  | Solpal Plus L |  |  | Solar Storage with Tankless Auxiliary Water Heater | 51 | 1 | 1 | 55 | Z09 | [18 empty] | Los Angeles | FALSE | 37.18 |  | 2011-06-01: 2018-01-29; 2011-08-03: 2018-01-31; 2011-09-20: 2018-04-12 | 2385 | 4759 | Up-front Payment
SCG-010788 | Low Income Single Family Residential | Domestic Hot Water | Gas | Southern California Gas Company | Incentive:Canceled | 4723 | 36.9 |  | 1 | 128 |  | 128 |  | 2018-01-31 13:16 |  | TITANIUM POWER INC | Retrofit | Sylmar | Los Angeles | 91342 | Host Customer is System Owner | 5 |  | 30004079 | GREENoneTEC Solarindustrie GmbH | Solpal Plus | Solpal Plus L-GT | Direct Integral Collector Storage (DI) | 25.66 |  | Solpal Plus L |  |  | Solar Storage with Tankless Auxiliary Water Heater | 51 | 1 | 1 | 65 | Z09 | [18 empty] | Los Angeles | FALSE | 37.18 |  | 2011-06-01: 2018-01-29; 2011-08-03: 2018-01-31 | 2320 | 4759 | Up-front Payment
SCG-010789 | Low Income Single Family Residential | Domestic Hot Water | Gas | Southern California Gas Company | Incentive:Canceled | 4723 | 36.9 |  | 1 | 128 |  | 128 |  | 2018-01-31 13:19 |  | TITANIUM POWER INC | Retrofit | San Fernando | Los Angeles | 91342 | Host Customer is System Owner | 10 |  | 30004079 | GREENoneTEC Solarindustrie GmbH | Solpal Plus | Solpal Plus L-GT | Direct Integral Collector Storage (DI) | 25.66 |  | Solpal Plus L |  |  | Solar Storage with Tankless Auxiliary Water Heater | 51 | 1 | 1 | 115 | Z09 | [18 empty] | Los Angeles | FALSE | 37.18 |  | 2011-06-01: 2018-01-29; 2011-06-21: 2018-07-24; 2011-08-03: 2018-01-31 | 2287 | 4759 | Up-front Payment
SCG-010790 | Low Income Single Family Residential | Domestic Hot Water | Gas | Southern California Gas Company | Incentive:Paid | 4723 | 36.9 |  | 1 | 128 |  | 128 |  | 2018-01-31 13:21 | 2018-04-05 | TITANIUM POWER INC | Retrofit | Arleta | Los Angeles | 91331 | Host Customer is System Owner | 4 |  | 30004079 | GREENoneTEC Solarindustrie GmbH | Solpal Plus | Solpal Plus L-GT | Direct Integral Collector Storage (DI) | 25.66 |  | Solpal Plus L |  |  | Solar Storage with Tankless Auxiliary Water Heater | 51 | 1 | 1 | 55 | Z09 | [18 empty] | Los Angeles | FALSE | 37.18 |  | 2011-06-01: 2018-01-29; 2011-08-03: 2018-01-31; 2011-09-20: 2018-04-05 | 2391 | 4759 | Up-front Payment
SCG-010791 | Low Income Single Family Residential | Domestic Hot Water | Gas | Southern California Gas Company | Incentive:Canceled | 4723 | 36.9 |  | 1 | 128 |  | 128 |  | 2018-01-31 13:26 |  | TITANIUM POWER INC | Retrofit | San Fernando | Los Angeles | 91340 | Host Customer is System Owner | 6 |  | 30004079 | GREENoneTEC Solarindustrie GmbH | Solpal Plus | Solpal Plus L-GT | Direct Integral Collector Storage (DI) | 25.66 |  | Solpal Plus L |  |  | Solar Storage with Tankless Auxiliary Water Heater | 51 | 1 | 1 | 75 | Z09 | [18 empty] | Los Angeles | FALSE | 37.18 |  | 2011-06-01: 2018-01-29; 2011-06-21: 2018-07-24; 2011-08-03: 2018-01-31 | 2287 | 4759 | Up-front Payment
SCG-010792 | Low Income Single Family Residential | Domestic Hot Water | Gas | Southern California Gas Company | Incentive:Canceled | 4723 | 36.9 |  | 1 | 128 |  | 128 |  | 2018-01-31 13:30 |  | TITANIUM POWER INC | Retrofit | Arleta | Los Angeles | 91331 | Host Customer is System Owner | 5 |  | 30004079 | GREENoneTEC Solarindustrie GmbH | Solpal Plus | Solpal Plus L-GT | Direct Integral Collector Storage (DI) | 25.66 |  | Solpal Plus L |  |  | Solar Storage with Tankless Auxiliary Water Heater | 51 | 1 | 1 | 65 | Z09 | [18 empty] | Los Angeles | FALSE | 37.18 |  | 2011-06-01: 2018-01-29; 2011-06-21: 2018-07-24; 2011-08-03: 2018-01-31 | 2287 | 4759 | Up-front Payment
SCG-010794 | Low Income Single Family Residential | Domestic Hot Water | Gas | Southern California Gas Company | Incentive:Paid | 4723 | 36.9 |  | 1 | 128 |  | 128 |  | 2018-01-31 13:10 | 2018-04-04 | TITANIUM POWER INC | Retrofit | Pacoima | Los Angeles | 91331 | Host Customer is System Owner | 10 |  | 30004079 | GREENoneTEC Solarindustrie GmbH | Solpal Plus | Solpal Plus L-GT | Direct Integral Collector Storage (DI) | 25.66 |  | Solpal Plus L |  |  | Solar Storage with Tankless Auxiliary Water Heater | 51 | 1 | 1 | 115 | Z09 | [18 empty] | Los Angeles | FALSE | 37.18 |  | 2011-06-01: 2018-01-29; 2011-08-03: 2018-01-31; 2011-09-20: 2018-04-04 | 2395 | 4759 | Up-front Payment
SCG-010795 | Low Income Single Family Residential | Domestic Hot Water | Gas | Southern California Gas Company | Incentive:Canceled | 4723 | 36.9 |  | 1 | 128 |  | 128 |  |  |  | TITANIUM POWER INC | Retrofit | Pacoima | Los Angeles | 91331 | Host Customer is System Owner | 4 |  | 30004079 | GREENoneTEC Solarindustrie GmbH | Solpal Plus | Solpal Plus L-GT | Direct Integral Collector Storage (DI) | 25.66 |  | Solpal Plus L |  |  | Solar Storage with Tankless Auxiliary Water Heater | 51 | 1 | 1 | 55 | Z09 | [18 empty] | Los Angeles | FALSE | 37.18 |  | 2011-06-01: 2018-01-29 | 2462 | 4759 | Up-front Payment
SCG-010796 | Low Income Single Family Residential | Domestic Hot Water | Gas | Southern California Gas Company | Incentive:Paid | 4723 | 36.9 |  | 1 | 128 |  | 128 |  | 2018-01-31 13:24 | 2018-04-12 | TITANIUM POWER INC | Retrofit | Pacoima | Los Angeles | 91331 | Host Customer is System Owner | 4 |  | 30004079 | GREENoneTEC Solarindustrie GmbH | Solpal Plus | Solpal Plus L-GT | Direct Integral Collector Storage (DI) | 25.66 |  | Solpal Plus L |  |  | Solar Storage with Tankless Auxiliary Water Heater | 51 | 1 | 1 | 55 | Z09 | [18 empty] | Los Angeles | FALSE | 37.18 |  | 2011-06-01: 2018-01-29; 2011-08-03: 2018-01-31; 2011-09-20: 2018-04-12 | 2383 | 4759 | Up-front Payment
SCG-010797 | Low Income Single Family Residential | Domestic Hot Water | Gas | Southern California Gas Company | Incentive:Paid | 4723 | 36.9 |  | 1 | 128 |  | 128 |  | 2018-02-01 14:38 | 2018-05-04 | TITANIUM POWER INC | Retrofit | Panorama City | Los Angeles | 91402 | Host Customer is System Owner | 5 |  | 30004079 | GREENoneTEC Solarindustrie GmbH | Solpal Plus | Solpal Plus L-GT | Direct Integral Collector Storage (DI) | 25.66 |  | Solpal Plus L |  |  | Solar Storage with Tankless Auxiliary Water Heater | 51 | 1 | 1 | 65 | Z09 | [18 empty] | Los Angeles | FALSE | 37.18 |  | 2011-06-01: 2018-01-29; 2011-08-03: 2018-02-01; 2011-09-20: 2018-05-04 | 2360 | 4759 | Up-front Payment
SCG-010798 | Low Income Single Family Residential | Domestic Hot Water | Gas | Southern California Gas Company | Incentive:Paid | 4723 | 36.9 |  | 1 | 128 |  | 128 |  | 2018-01-31 13:33 | 2018-04-12 | TITANIUM POWER INC | Retrofit | Arleta | Los Angeles | 91331 | Host Customer is System Owner | 4 |  | 30004079 | GREENoneTEC Solarindustrie GmbH | Solpal Plus | Solpal Plus L-GT | Direct Integral Collector Storage (DI) | 25.66 |  | Solpal Plus L |  |  | Solar Storage with Tankless Auxiliary Water Heater | 51 | 1 | 1 | 55 | Z09 | [18 empty] | Los Angeles | FALSE | 37.18 |  | 2011-06-01: 2018-01-29; 2011-08-03: 2018-01-31; 2011-09-20: 2018-04-12 | 2385 | 4759 | Up-front Payment
PGE-010799 | Low Income Multifamily Residential | Domestic Hot Water | Gas | Pacific Gas and Electric | Incentive:Canceled | 86235 | 24.89 |  | 1 | 3609 |  | 3465 |  | 2018-02-20 10:31 | 2018-03-01 | SUN LIGHT & POWER | New Construction | Oakland | Alameda | 94608 | Host Customer is System Owner | [7 empty] | 1044.42 | 40.17 |  | Glycol | Pressure Stagnation Protection (PSP) | Solar and Auxiliary Storage are the same Tank |  | 0.96 | 1 | 3306 | Z03 | 87 | Units | Apartments/Condos | 2010115A | 26 | 2 | 1500 | 1 | 200 | 1 | 1500000 | TRUE | 140 | 125 |  | Heliodyne - Delta-T Pro Ethernet |  | Heliodyne - Delta-T Pro Ethernet |  | FALSE | 67.15 |  | 2011-06-01: 2018-02-20; 2011-06-23: 2018-02-20; 2011-07-01: 2018-03-01 | 2431 | 242356 | Up-front Payment
SCG-010800 | Low Income Single Family Residential | Domestic Hot Water | Gas | Southern California Gas Company | Incentive:Paid | 4723 | 36.9 |  | 1 | 128 |  | 128 |  | 2018-02-01 14:37 | 2018-04-16 | TITANIUM POWER INC | Retrofit | Sylmar | Los Angeles | 91342 | Owner/Tenant | 5 |  | 30004079 | GREENoneTEC Solarindustrie GmbH | Solpal Plus | Solpal Plus L-GT | Direct Integral Collector Storage (DI) | 25.66 |  | Solpal Plus L |  |  | Solar Storage with Tankless Auxiliary Water Heater | 51 | 1 | 1 | 65 | Z09 | [18 empty] | Los Angeles | FALSE | 37.18 |  | 2011-06-01: 2018-01-30; 2011-08-03: 2018-02-01; 2011-09-20: 2018-04-16 | 2377 | 4759 | Up-front Payment
PGE-010801 | Low Income Single Family Residential | Domestic Hot Water | Gas | Pacific Gas and Electric | Incentive:Paid | 5013 | 36.9 |  | 1 | 143 |  | 136 |  | 2018-02-05 13:54 | 2018-03-23 | COMMUNITY ACTION AGENCY OF BUTTE COUNTY INC | Retrofit | Oroville | Butte | 95965 | Host Customer is System Owner | 1 |  | 2010017C | Alternate Energy Technologies | EAGLESUN | DBS-G2-80-64 | Indirect Forced Circulation (IF) | 65.34 |  | MSC-32 | Automatic Drainback | Drainback (Water) | Solar Storage and Auxiliary Tanks are separate | 80 | 1 | 0.95 | 20 | Z11 | [18 empty] | Butte County | FALSE | 45.34 |  | 2018-01-30 | 2018-02-07 |  |  | 2018-02-05 | 2018-03-23 | 2395 | 6483.54 | Up-front Payment
SCG-010802 | Low Income Single Family Residential | Domestic Hot Water | Gas | Southern California Gas Company | Incentive:Paid | 4723 | 36.9 |  | 1 | 128 |  | 128 |  | 2018-02-01 14:21 | 2018-04-16 | TITANIUM POWER INC | Retrofit | Arleta | Los Angeles | 91331 | Host Customer is System Owner | 5 |  | 30004079 | GREENoneTEC Solarindustrie GmbH | Solpal Plus | Solpal Plus L-GT | Direct Integral Collector Storage (DI) | 25.66 |  | Solpal Plus L |  |  | Solar Storage with Tankless Auxiliary Water Heater | 51 | 1 | 1 | 65 | Z09 | [18 empty] | Los Angeles | FALSE | 37.18 |  | 2011-06-01: 2018-01-30; 2011-08-03: 2018-02-01; 2011-09-20: 2018-04-16 | 2382 | 4759 | Up-front Payment
SCG-010803 | Low Income Single Family Residential | Domestic Hot Water | Gas | Southern California Gas Company | Incentive:Paid | 4723 | 36.9 |  | 1 | 128 |  | 128 |  | 2018-02-01 14:22 | 2018-05-14 | TITANIUM POWER INC | Retrofit | Pacoima | Los Angeles | 91331 | Host Customer is System Owner | 6 |  | 30004079 | GREENoneTEC Solarindustrie GmbH | Solpal Plus | Solpal Plus L-GT | Direct Integral Collector Storage (DI) | 25.66 |  | Solpal Plus L |  |  | Solar Storage with Tankless Auxiliary Water Heater | 51 | 1 | 1 | 75 | Z09 | [18 empty] | Los Angeles | FALSE | 37.18 |  | 2011-06-01: 2018-01-30; 2011-08-03: 2018-02-01; 2011-09-20: 2018-05-14 | 2348 | 4759 | Up-front Payment
SCG-010804 | Low Income Single Family Residential | Domestic Hot Water | Gas | Southern California Gas Company | Incentive:Paid | 4723 | 36.9 |  | 1 | 128 |  | 128 |  | 2018-02-01 14:35 | 2018-03-02 | TITANIUM POWER INC | Retrofit | San Fernando | Los Angeles | 91340 | Host Customer is System Owner | 7 |  | 30004079 | GREENoneTEC Solarindustrie GmbH | Solpal Plus | Solpal Plus L-GT | Direct Integral Collector Storage (DI) | 25.66 |  | Solpal Plus L |  |  | Solar Storage with Tankless Auxiliary Water Heater | 51 | 1 | 1 | 85 | Z09 | [18 empty] | Los Angeles | FALSE | 37.18 |  | 2011-06-01: 2018-01-30; 2011-08-03: 2018-02-01; 2011-09-20: 2018-03-02 | 2420 | 4759 | Up-front Payment
SCG-010805 | Low Income Single Family Residential | Domestic Hot Water | Gas | Southern California Gas Company | Incentive:Paid | 4723 | 36.9 |  | 1 | 128 |  | 128 |  | 2018-02-01 14:27 | 2018-04-16 | TITANIUM POWER INC | Retrofit | Sylmar | Los Angeles | 91340 | Host Customer is System Owner | 4 |  | 30004079 | GREENoneTEC Solarindustrie GmbH | Solpal Plus | Solpal Plus L-GT | Direct Integral Collector Storage (DI) | 25.66 |  | Solpal Plus L |  |  | Solar Storage with Tankless Auxiliary Water Heater | 51 | 1 | 1 | 55 | Z09 | [18 empty] | Los Angeles | FALSE | 37.18 |  | 2011-06-01: 2018-01-30; 2011-08-03: 2018-02-01; 2011-09-20: 2018-04-16 | 2383 | 4759 | Up-front Payment
SCG-010806 | Low Income Single Family Residential | Domestic Hot Water | Gas | Southern California Gas Company | Incentive:Paid | 4723 | 36.9 |  | 1 | 128 |  | 128 |  | 2018-02-01 14:28 | 2018-04-16 | TITANIUM POWER INC | Retrofit | Sun Valley | Los Angeles | 91352 | Owner/Tenant | 6 |  | 30004079 | GREENoneTEC Solarindustrie GmbH | Solpal Plus | Solpal Plus L-GT | Direct Integral Collector Storage (DI) | 25.66 |  | Solpal Plus L |  |  | Solar Storage with Tankless Auxiliary Water Heater | 51 | 1 | 1 | 75 | Z09 | [18 empty] | Los Angeles | FALSE | 37.18 |  | 2011-06-01: 2018-01-30; 2011-08-03: 2018-02-01; 2011-09-20: 2018-04-16 | 2382 | 4759 | Up-front Payment
PGE-010807 | Single Family Residential | Domestic Hot Water | Gas | Pacific Gas and Electric | Incentive:Paid | 2642 | 29.85 |  | 1 | 118 |  | 88 |  | 2018-06-25 12:31 | 2018-07-06 | INTELLIGENT GREEN SOLUTIONS CA | Retrofit | Clovis | Fresno | 93611 | Host Customer is System Owner | 4 |  | 30004236 | SunMaxx Solar LLC | ThermoPower | VTS30-HP-G | Indirect Thermosyphon (IT) | 47.9 |  | ThermoPower-VTS-HP30 | Automatic Drainback | Drainback (Water) | Solar Storage and Auxiliary Tanks are separate | 79 | 1 | 0.75 | 55 | Z13 | [18 empty] | City of Clovis | FALSE | 52.88 |  | 2011-06-01: 2018-01-31; 2011-08-03: 2018-06-25; 2011-09-20: 2018-07-06 | 2280 | 6240 | Up-front Payment
SCG-010808 | Commercial/Multifamily Residential | Domestic Hot Water | Gas | Southern California Gas Company | Incentive:Paid | 2025 | 20.19 |  | 1 | 118 |  | 100 |  | 2018-02-02 07:16 | 2018-06-01 | INTELLIGENT GREEN SOLUTIONS CA | Retrofit | Visalia | Tulare | 93277 | Host Customer is System Owner |  |  | 30004236 | SunMaxx Solar LLC | ThermoPower | VTS30-HP-G | Indirect Thermosyphon (IT) | 47.9 |  | ThermoPower-VTS-HP30 | Automatic Drainback |  | Solar Storage and Auxiliary Tanks are separate | 79 | 1 | 0.85 | 0 | Z13 | [18 empty] | City of Visalia | FALSE | 52.88 |  | 2018-01-31 | 2018-06-19 | 2018-02-02 | 2018-06-01 | 2018-06-06 | 2018-06-15 | 2260 | 6240 | Up-front Payment
SCG-010809 | Commercial/Multifamily Residential | Domestic Hot Water | Gas | Southern California Gas Company | Incentive:Canceled | 4381 | 20.19 |  | 1 | 217 |  | 217 |  | 2018-05-17 04:17 | 2018-06-04 | INTELLIGENT GREEN SOLUTIONS CA | Retrofit | Visalia | Tulare | 93292 | Lease | [7 empty] | 176.94 | 29.49 |  | Glycol | Steam Back | Solar Storage and Auxiliary Tanks are separate |  | 1 | 1 | 168 | Z13 |  |  | Other | 10002034 | 6 | 1 | 80 | 1 | 40 | 3 | 38000 | FALSE | 160 | 140 |  |  |  |  | City of Visalia | FALSE | 53 |  | 2018-02-01 | 2018-08-30 | 2018-05-17 | 2018-06-04 |  |  | 2249 | 11501 | Up-front Payment
SCG-010810 | Commercial/Multifamily Residential | Domestic Hot Water | Gas | Southern California Gas Company | Incentive:Canceled | 7753 | 20.19 |  | 1 | 384 |  | 384 |  | 2018-05-17 07:20 | 2018-06-04 | INTELLIGENT GREEN SOLUTIONS CA | Retrofit | Visalia | Tulare | 93292 | Lease | [7 empty] | 235.92 | 29.49 |  | Glycol | Steam Back | Solar Storage and Auxiliary Tanks are separate |  | 1 | 1 | 364 | Z13 |  |  | Other | 10002034 | 8 | 1 | 238 | 8 | 40 | 4 | 38000 | FALSE | 160 | 140 |  |  |  |  | City of Visalia | FALSE | 59.9 |  | 2011-06-01: 2018-02-01; 2011-06-23: 2018-05-17; 2011-07-01: 2018-06-04 | 2336 | 23002 | Up-front Payment
SCG-010811 | Low Income Multifamily Residential | Domestic Hot Water | Gas | Southern California Gas Company | Incentive:Paid | 2509 | 24.89 |  | 1 | 112 |  | 101 |  | 2018-04-03 13:06 | 2018-05-16 | RIBBENS CONSTRUCTION INC | New Construction | Santa Barbara | Santa Barbara | 93103 | Host Customer is System Owner |  |  | 30004225 | Next Generation Energy, LLC | Sun Bandit | SBES-100NG/LP-600 | Direct PVT (DV) | 250.26 |  | SBES-Collector Model B |  |  | Solar and Boiler Storage are the same Tank | 100 | 1 | 0.9 | 0 | Z06 | [11 empty] | FALSE |  |  |  |  | McKinstry Essention, Inc |  | City of Santa Barbara | FALSE | 176.83 |  | 2018-02-01 |  | 2018-04-03 | 2018-05-16 | 2018-06-04 | 2018-07-17 | 2262 | 19805 | Up-front Payment
SCG-010813 | Single Family Residential | Domestic Hot Water | Gas | Southern California Gas Company | Incentive:Paid | 3224 | 29.85 |  | 1 | 108 |  | 108 |  | 2018-02-05 11:14 | 2018-03-07 | SUNTREK INDUSTRIES INC | Retrofit | Huntington Beach | Los Angeles | 92649 | Host Customer is System Owner | 4 |  | 2012012D | GREENoneTEC Solarindustrie GmbH | SOLPAL (formerly Solcrafte) | SOLPAL L-GT | Direct Integral Collector Storage (DI) | 26.11 |  | Solpal L |  |  | Solar Storage with Tankless Auxiliary Water Heater | 50 | 1 | 1 | 55 | Z06 | [18 empty] | Huntington Beach | FALSE | 134.26 |  | 2011-06-01: 2018-02-01; 2011-08-03: 2018-02-05; 2011-09-20: 2018-03-07 | 2419 | 14500 | Up-front Payment
SCG-010814 | Commercial/Multifamily Residential | Domestic Hot Water | Gas | Southern California Gas Company | Reservation:Canceled | 6037 | 20.19 |  | 1 | 299 |  | 299 |  | 2018-04-26 16:17 |  | ADROIT ENERGY INC | Retrofit | Orange | Orange | 92614 | Host Customer is System Owner | [7 empty] | 98.49 | 32.83 |  | Glycol | Steam Back | Solar Storage and Auxiliary Tanks are separate |  | 1 | 1 | 210 | Z08 | 300 | Full meals served | Quick Service Restaurant | 10001804 | 3 | 1 | 80 | 1 | 160 | 2 | 399000 | TRUE | 130 | 130 | [5 empty] | FALSE | 38.41 |  | 2011-06-01: 2018-02-01; 2011-06-21: 2018-09-18; 2011-06-23: 2018-04-26 | 2230 | 11485 | Up-front Payment
SCG-010817 | Commercial/Multifamily Residential | Domestic Hot Water | Gas | Southern California Gas Company | Incentive:Paid | 37553 | 20.19 |  | 1 | 1860 |  | 1860 |  | 2018-02-12 14:15 | 2018-06-01 | EVOLUTION ENERGY SOLUTIONS L L C | Retrofit | Los Angeles | Los Angeles | 90064 | Host Customer is System Owner | [7 empty] | 532.35 | 40.95 |  | Drainback | Drainback (Water) | Solar Storage and Auxiliary Tanks are separate |  | 1 | 1 | 960 | Z09 | 24 | Units | Apartments/Condos | TRB-40 | 13 | 1 | 1000 | 1 | 115 | 1 | 399000 | TRUE | 140 | 140 |  | SunEarth - SETR A503 TTR U + VFS 10-200 |  | SunEarth - SETR A503 TTR U + VFS 10-200 | Los Angeles | FALSE | 20.19 |  | 2018-02-05 |  | 2018-02-12 | 2018-06-01 | 2018-09-24 | 2018-10-04 | 2209 | 37553 | Up-front Payment
SDG-010818 | Low Income Multifamily Residential | Domestic Hot Water | Gas | San Diego Gas and Electric | Incentive:Paid | 45598 | 24.89 |  | 1 | 1832 |  | 1832 |  | 2018-02-14 09:29 | 2018-03-09 | CALIFORNIA SOLAR INTEGRATORS INC | Retrofit | San Diego | San Diego | 92120 | Host Customer is System Owner | [7 empty] | 490.8 | 40.9 |  | Glycol | Steam Back | Solar and Auxiliary Storage are the same Tank |  | 1 | 1 | 3230 | Z07 | 85 | Units | Apartments/Condos | EP-40 | 12 | 1 | 720 | 6 | 115 | 1 | 500000 | TRUE | 120 | 140 |  | SunEarth - SETRA503 TTR U + Series 200 |  | SunEarth - SETRA503 TTR U + Series 200 | City of San Diego | FALSE | 58.3 |  | 2018-02-14 | 2018-02-23 | 2018-02-14 | 2018-03-09 | 2018-11-05 | 2019-02-01 | 2069 | 106797 | Up-front Payment
SDG-010819 | Low Income Multifamily Residential | Domestic Hot Water | Gas | San Diego Gas and Electric | Reservation:Canceled | 74894 | 24.89 |  | 1 | 3009 |  | 3009 |  |  |  | CALIFORNIA SOLAR INTEGRATORS INC | Retrofit | San Diego | San Diego | 92120 | Host Customer is System Owner | [7 empty] | 723.06 | 40.17 |  | Glycol | Steam Back | Solar Storage and Auxiliary Tanks are separate |  | 1 | 1 | 2660 | Z08 | 70 | Units | Apartments/Condos | 2010115A | 18 | 1 | 1068 | 2 | 350 | 2 | 1700000 | TRUE | 120 | 140 | [5 empty] | FALSE | 35.49 | [7 empty] | 0 | 106797 | Up-front Payment
SCG-010823 | Low Income Single Family Residential | Domestic Hot Water | Gas | Southern California Gas Company | Incentive:Paid | 4723 | 36.9 |  | 1 | 128 |  | 128 |  | 2018-02-20 19:32 | 2018-04-18 | TITANIUM POWER INC | Retrofit | Pacoima | Los Angeles | 91331 | Host Customer is System Owner | 5 |  | 30004079 | GREENoneTEC Solarindustrie GmbH | Solpal Plus | Solpal Plus L-GT | Direct Integral Collector Storage (DI) | 25.66 |  | Solpal Plus L |  |  | Solar Storage with Tankless Auxiliary Water Heater | 51 | 1 | 1 | 65 | Z09 | [18 empty] | Los Angeles | FALSE | 37.18 |  | 2011-06-01: 2018-02-08; 2011-08-03: 2018-02-20; 2011-09-20: 2018-04-18 | 2362 | 4759 | Up-front Payment
SCG-010824 | Low Income Multifamily Residential | Domestic Hot Water | Gas | Southern California Gas Company | Incentive:Paid | 68448 | 24.89 |  | 1 | 2750 |  | 2750 |  | 2018-02-09 06:58 | 2018-04-02 | CALIFORNIA SOLAR INTEGRATORS INC | New Construction | Los Angeles | Los Angeles | 90037 | Host Customer is System Owner | [7 empty] | 642.72 | 40.17 |  | Glycol | Steam Back | Solar Storage and Auxiliary Tanks are separate |  | 1 | 1 | 2660 | Z08 | 70 | Units | Apartments/Condos | 2010115A | 16 | 1 | 1068 | 2 | 350 | 2 | 1700000 | TRUE | 120 | 140 |  | SunEarth - SETRA503 TTR U + Series 200 |  | SunEarth - SETRA503 TTR U + Series 200 | City of Los Angeles | FALSE | 51.82 |  | 2018-02-08 |  | 2018-02-09 | 2018-04-02 | 2019-04-18 | 2019-05-01 | 2000 | 142500 | Up-front Payment
SCG-010825 | Low Income Single Family Residential | Domestic Hot Water | Gas | Southern California Gas Company | Incentive:Paid | 4723 | 36.9 |  | 1 | 128 |  | 128 |  | 2018-02-20 19:34 | 2018-03-02 | TITANIUM POWER INC | Retrofit | Pacoima | Los Angeles | 91331 | Owner/Tenant | 8 |  | 30004079 | GREENoneTEC Solarindustrie GmbH | Solpal Plus | Solpal Plus L-GT | Direct Integral Collector Storage (DI) | 25.66 |  | Solpal Plus L |  |  | Solar Storage with Tankless Auxiliary Water Heater |  | 1 | 1 | 95 | Z09 | [18 empty] | Los Angeles | FALSE | 37.18 |  | 2011-06-01: 2018-02-08; 2011-08-03: 2018-02-20; 2011-09-20: 2018-03-02 | 2423 | 4759 | Up-front Payment
SCG-010826 | Low Income Multifamily Residential | Domestic Hot Water | Gas | Southern California Gas Company | Incentive:Paid | 75043 | 24.89 |  | 1 | 3015 |  | 3015 |  | 2018-02-09 06:58 | 2018-04-02 | CALIFORNIA SOLAR INTEGRATORS INC | New Construction | Los Angeles | Los Angeles | 90037 | Host Customer is System Owner | [7 empty] | 723.06 | 40.17 |  | Glycol | Steam Back | Solar Storage and Auxiliary Tanks are separate |  | 1 | 1 | 2660 | Z08 | 70 | Units | Apartments/Condos | 2010115A | 18 | 1 | 1068 | 2 | 350 | 2 | 1700000 | TRUE | 120 | 140 |  | SunEarth - SETRA503 TTR U + Series 200 |  | SunEarth - SETRA503 TTR U + Series 200 | City of Los Angeles | FALSE | 47.26 |  | 2018-02-08 |  | 2018-02-09 | 2018-04-02 | 2019-04-18 | 2019-05-01 | 2003 | 142500 | Up-front Payment
SCG-010827 | Low Income Single Family Residential | Domestic Hot Water | Gas | Southern California Gas Company | Incentive:Paid | 4723 | 36.9 |  | 1 | 128 |  | 128 |  | 2018-02-20 19:35 | 2018-05-21 | TITANIUM POWER INC | Retrofit | Pacoima | Los Angeles | 91331 | Host Customer is System Owner | 4 |  | 30004079 | GREENoneTEC Solarindustrie GmbH | Solpal Plus | Solpal Plus L-GT | Direct Integral Collector Storage (DI) | 25.66 |  | Solpal Plus L |  |  | Solar Storage with Tankless Auxiliary Water Heater | 51 | 1 | 1 | 55 | Z09 | [18 empty] | Los Angeles | FALSE | 37.18 |  | 2011-06-01: 2018-02-08; 2011-08-03: 2018-02-20; 2011-09-20: 2018-05-21 | 2343 | 4759 | Up-front Payment
SCG-010828 | Low Income Single Family Residential | Domestic Hot Water | Gas | Southern California Gas Company | Incentive:Paid | 4723 | 36.9 |  | 1 | 128 |  | 128 |  | 2018-02-20 19:37 | 2018-04-19 | TITANIUM POWER INC | Retrofit | Pacima | Los Angeles | 91331 | Host Customer is System Owner | 5 |  | 30004079 | GREENoneTEC Solarindustrie GmbH | Solpal Plus | Solpal Plus L-GT | Direct Integral Collector Storage (DI) | 25.66 |  | Solpal Plus L |  |  | Solar Storage with Tankless Auxiliary Water Heater | 51 | 1 | 1 | 65 | Z09 | [18 empty] | Los Angeles | FALSE | 37.18 |  | 2011-06-01: 2018-02-08; 2011-08-03: 2018-02-20; 2011-09-20: 2018-04-19 | 2377 | 4759 | Up-front Payment
SCG-010829 | Low Income Single Family Residential | Domestic Hot Water | Gas | Southern California Gas Company | Incentive:Paid | 4723 | 36.9 |  | 1 | 128 |  | 128 |  | 2018-02-20 19:38 | 2018-04-19 | TITANIUM POWER INC | Retrofit | Pacoima | Los Angeles | 91331 | Host Customer is System Owner | 8 |  | 30004079 | GREENoneTEC Solarindustrie GmbH | Solpal Plus | Solpal Plus L-GT | Direct Integral Collector Storage (DI) | 25.66 |  | Solpal Plus L |  |  | Solar Storage with Tankless Auxiliary Water Heater | 51 | 1 | 1 | 95 | Z09 | [18 empty] | Los Angeles | FALSE | 37.18 |  | 2011-06-01: 2018-02-08; 2011-08-03: 2018-02-20; 2011-09-20: 2018-04-19 | 2377 | 4759 | Up-front Payment
SCG-010830 | Low Income Single Family Residential | Domestic Hot Water | Gas | Southern California Gas Company | Incentive:Paid | 4723 | 36.9 |  | 1 | 128 |  | 128 |  | 2018-02-20 19:40 | 2018-12-04 | TITANIUM POWER INC | Retrofit | Pacoima | Los Angeles | 91331 | Host Customer is System Owner | 7 |  | 30004079 | GREENoneTEC Solarindustrie GmbH | Solpal Plus | Solpal Plus L-GT | Direct Integral Collector Storage (DI) | 25.66 |  | Solpal Plus L |  |  | Solar Storage with Tankless Auxiliary Water Heater |  | 1 | 1 | 85 | Z09 | [18 empty] | Los Angeles | FALSE | 37.18 |  | 2011-06-01: 2018-02-08; 2011-08-03: 2018-02-20; 2011-09-20: 2018-12-04 | 2151 | 4759 | Up-front Payment
SCG-010831 | Low Income Single Family Residential | Domestic Hot Water | Gas | Southern California Gas Company | Incentive:Paid | 4723 | 36.9 |  | 1 | 128 |  | 128 |  | 2018-02-20 19:41 | 2018-05-23 | TITANIUM POWER INC | Retrofit | Pacoima | Los Angeles | 91331 | Host Customer is System Owner | 5 |  | 30004079 | GREENoneTEC Solarindustrie GmbH | Solpal Plus | Solpal Plus L-GT | Direct Integral Collector Storage (DI) | 25.66 |  | Solpal Plus L |  |  | Solar Storage with Tankless Auxiliary Water Heater | 51 | 1 | 1 | 65 | Z09 | [18 empty] | Los Angeles | FALSE | 37.18 |  | 2011-06-01: 2018-02-08; 2011-08-03: 2018-02-20; 2011-09-20: 2018-05-23 | 2343 | 4759 | Up-front Payment
SCG-010832 | Low Income Single Family Residential | Domestic Hot Water | Gas | Southern California Gas Company | Incentive:Paid | 4723 | 36.9 |  | 1 | 128 |  | 128 |  | 2018-02-20 19:43 | 2018-03-02 | TITANIUM POWER INC | Retrofit | Pacoima | Los Angeles | 91331 | Owner/Tenant | 4 |  | 30004079 | GREENoneTEC Solarindustrie GmbH | Solpal Plus | Solpal Plus L-GT | Direct Integral Collector Storage (DI) | 25.66 |  | Solpal Plus L |  |  | Solar Storage with Tankless Auxiliary Water Heater | 51 | 1 | 1 | 55 | Z09 | [18 empty] | Los Angeles | FALSE | 37.18 |  | 2011-06-01: 2018-02-08; 2011-08-03: 2018-02-20; 2011-09-20: 2018-03-02 | 2423 | 4759 | Up-front Payment
SCG-010833 | Low Income Single Family Residential | Domestic Hot Water | Gas | Southern California Gas Company | Incentive:Paid | 4723 | 36.9 |  | 1 | 128 |  | 128 |  | 2018-02-20 19:44 | 2018-04-18 | TITANIUM POWER INC | Retrofit | Pacoima | Los Angeles | 91331 | Host Customer is System Owner | 5 |  | 30004079 | GREENoneTEC Solarindustrie GmbH | Solpal Plus | Solpal Plus L-GT | Direct Integral Collector Storage (DI) | 25.66 |  | Solpal Plus L |  |  | Solar Storage with Tankless Auxiliary Water Heater | 51 | 1 | 1 | 65 | Z09 | [18 empty] | Los Angeles | FALSE | 37.18 |  | 2011-06-01: 2018-02-08; 2011-08-03: 2018-02-20; 2011-09-20: 2018-04-18 | 2362 | 4759 | Up-front Payment
SCG-010834 | Low Income Multifamily Residential | Domestic Hot Water | Gas | Southern California Gas Company | Incentive:Paid | 33801 | 24.89 |  | 1 | 1358 |  | 1358 |  | 2018-02-15 08:33 | 2018-03-02 | CALIFORNIA SOLAR INTEGRATORS INC | New Construction | Los Angeles | Los Angeles | 90018 | Host Customer is System Owner | [7 empty] | 368.55 | 40.95 |  | Glycol | Steam Back | Solar Storage and Auxiliary Tanks are separate |  | 1 | 1 | 1320 | Z08 | 33 | Units | Apartments/Condos | TRB-40 | 9 | 1 | 540 | 2 | 534 | 1 | 600000 | TRUE | 120 | 140 |  |  |  |  | City of Los Angeles | FALSE | 66.66 |  | 2018-02-13 |  | 2018-02-15 | 2018-03-02 | 2019-01-31 | 2019-03-05 | 2048 | 90525 | Up-front Payment
SCG-010835 | Low Income Single Family Residential | Domestic Hot Water | Gas | Southern California Gas Company | Incentive:Paid | 4723 | 36.9 |  | 1 | 128 |  | 128 |  | 2018-02-20 19:23 | 2018-09-05 | TITANIUM POWER INC | Retrofit | Pacoima | Los Angeles | 91331 | Host Customer is System Owner | 5 |  | 30004079 | GREENoneTEC Solarindustrie GmbH | Solpal Plus | Solpal Plus L-GT | Direct Integral Collector Storage (DI) | 25.66 |  | Solpal Plus L |  |  | Solar Storage with Tankless Auxiliary Water Heater | 51 | 1 | 1 | 65 | Z09 | [18 empty] | Los Angeles | FALSE | 37.18 |  | 2011-06-01: 2018-02-08; 2011-08-03: 2018-02-20; 2011-09-20: 2018-09-05 | 2242 | 4759 | Up-front Payment
SCG-010836 | Low Income Single Family Residential | Domestic Hot Water | Gas | Southern California Gas Company | Incentive:Canceled | 4723 | 36.9 |  | 1 | 128 |  | 128 |  | 2018-02-20 19:29 |  | TITANIUM POWER INC | Retrofit | Pacoima | Los Angeles | 91331 | Host Customer is System Owner | 8 |  | 30004079 | GREENoneTEC Solarindustrie GmbH | Solpal Plus | Solpal Plus L-GT | Direct Integral Collector Storage (DI) | 25.66 |  | Solpal Plus L |  |  | Solar Storage with Tankless Auxiliary Water Heater | 51 | 1 | 1 | 95 | Z09 | [18 empty] | Los Angeles | FALSE | 37.18 |  | 2011-06-01: 2018-02-08; 2011-06-21: 2018-07-24; 2011-08-03: 2018-02-20 | 2287 | 4759 | Up-front Payment
SCG-010838 | Low Income Single Family Residential | Domestic Hot Water | Gas | Southern California Gas Company | Incentive:Canceled | 4015 | 36.9 |  | 1 | 128 |  | 109 |  | 2018-02-20 19:20 |  | TITANIUM POWER INC | Retrofit | Pacoima | Los Angeles | 91331 | Host Customer is System Owner | 10 |  | 30004079 | GREENoneTEC Solarindustrie GmbH | Solpal Plus | Solpal Plus L-GT | Direct Integral Collector Storage (DI) | 25.66 |  | Solpal Plus L |  |  | Solar Storage with Tankless Auxiliary Water Heater | 51 | 1 | 0.85 | 115 | Z09 | [18 empty] | Los Angeles | FALSE | 31.71 |  | 2011-06-01: 2018-02-08; 2011-06-21: 2018-07-24; 2011-08-03: 2018-02-20 | 2287 | 4059 | Up-front Payment
PGE-010839 | Low Income Multifamily Residential | Domestic Hot Water | Gas | Pacific Gas and Electric | Incentive:Paid | 34995 | 24.89 |  | 1 | 1406 |  | 1406 |  | 2018-02-14 13:03 | 2018-02-21 | EVOLUTION ENERGY SOLUTIONS L L C | Retrofit | Napa | Napa | 94558 | Host Customer is System Owner | [7 empty] | 450.45 | 40.95 |  | Drainback | Drainback (Water) | Solar Storage and Auxiliary Tanks are separate |  | 1 | 1 | 756 | Z02 | 24 | Units | Apartments/Condos | TRB-40 | 11 | 1 | 800 | 1 | 196 | 2 | 245000 | TRUE | 140 | 140 |  |  |  |  | Napa | FALSE | 25.51 |  | 2018-02-09 | 2018-02-15 | 2018-02-14 | 2018-02-21 | 2019-07-01 | 2020-06-25 | 1564 | 35866 | Up-front Payment
PGE-010840 | Single Family Residential | Domestic Hot Water | Gas | Pacific Gas and Electric | Incentive:Paid | 2892 | 29.85 |  | 1 | 102 |  | 97 |  | 2018-02-13 11:57 | 2018-02-15 | ACR SOLAR INTERNATIONAL CORP | Retrofit | Carmichael | Sacramento | 95608 | Host Customer is System Owner | 4 |  | 2005006H | Butler Sun Solutions, Inc. | SOLAR BUTLER | BSS-PV1-50GC | Indirect Forced Circulation (IF) | 40.64 |  | 20-01 | Glycol | Heat Dump Radiator | Solar and Auxiliary Storage are the same Tank | 50 | 0.95 | 1 | 55 | Z12 | [18 empty] | Sacramento County | FALSE | 70.59 |  | 2011-06-01: 2018-02-08; 2011-08-03: 2018-02-13; 2011-09-20: 2018-02-15 | 2430 | 7200 | Up-front Payment
PGE-010842 | Low Income Multifamily Residential | Domestic Hot Water | Gas | Pacific Gas and Electric | Incentive:Paid | 40820 | 24.89 |  | 1 | 1640 |  | 1640 |  | 2018-02-14 13:11 | 2018-03-19 | EVOLUTION ENERGY SOLUTIONS L L C | Retrofit | Napa | Napa | 94558 | Host Customer is System Owner | [7 empty] | 532.35 | 40.95 |  | Drainback | Drainback (Water) | Solar Storage and Auxiliary Tanks are separate |  | 1 | 1 | 960 | Z02 | 24 | Units | Apartments/Condos | TRB-40 | 13 | 1 | 1000 | 1 | 200 | 2 | 398000 | TRUE | 140 | 140 |  | SunEarth - SETR A503 TTR U + VFS 10-200 |  | SunEarth - SETR A503 TTR U + VFS 10-200 | Napa | FALSE | 24.89 |  | 2018-02-09 | 2018-02-15 | 2018-02-14 | 2018-03-19 | 2019-07-01 | 2019-07-02 | 1933 | 40820 | Up-front Payment
PGE-010843 | Low Income Multifamily Residential | Domestic Hot Water | Gas | Pacific Gas and Electric | Incentive:Paid | 22749 | 24.89 |  | 1 | 914 |  | 914 |  | 2018-02-14 13:20 | 2018-02-22 | EVOLUTION ENERGY SOLUTIONS L L C | Retrofit | Napa | Napa | 94558 | Host Customer is System Owner | [7 empty] | 286.65 | 40.95 |  | Drainback | Drainback (Water) | Solar Storage and Auxiliary Tanks are separate |  | 1 | 1 | 504 | Z02 | 12 | Units | Apartments/Condos | TRB-40 | 7 | 1 | 500 | 1 | 193 | 2 | 500000 | TRUE | 140 | 140 |  |  |  |  | Napa | FALSE | 24.89 |  | 2018-02-09 | 2018-02-15 | 2018-02-14 | 2018-02-22 | 2019-07-01 | 2019-07-02 | 1933 | 22749 | Up-front Payment
PGE-010844 | Low Income Multifamily Residential | Domestic Hot Water | Gas | Pacific Gas and Electric | Incentive:Paid | 22675 | 24.89 |  | 1 | 911 |  | 911 |  | 2018-02-14 13:24 | 2018-02-21 | EVOLUTION ENERGY SOLUTIONS L L C | Retrofit | Napa | Napa | 94558 | Host Customer is System Owner | [7 empty] | 286.65 | 40.95 |  | Drainback | Drainback (Water) | Solar Storage and Auxiliary Tanks are separate |  | 1 | 1 | 504 | Z02 | 12 | Units | Apartments/Condos | TRB-40 | 7 | 1 | 500 | 1 | 142 | 2 | 240000 | TRUE | 140 | 140 |  |  |  |  | Napa | FALSE | 24.89 |  | 2018-02-09 | 2018-02-16 | 2018-02-14 | 2018-02-21 | 2019-07-01 | 2019-07-02 | 1933 | 22675 | Up-front Payment
PGE-010845 | Low Income Multifamily Residential | Domestic Hot Water | Gas | Pacific Gas and Electric | Incentive:Paid | 42786 | 24.89 |  | 1 | 1719 |  | 1719 |  | 2018-02-14 13:26 | 2018-02-20 | EVOLUTION ENERGY SOLUTIONS L L C | Retrofit | Napa | Napa | 94558 | Host Customer is System Owner | [7 empty] | 532.35 | 40.95 |  | Drainback |  | Solar Storage and Auxiliary Tanks are separate |  | 1 | 1 | 960 | Z02 | 24 | Units | Apartments/Condos | TRB-40 | 13 | 1 | 1000 | 1 | 193 | 2 | 398000 | TRUE | 140 | 140 |  | SunEarth - SETR A503 TTR U + VFS 10-200 |  | SunEarth - SETR A503 TTR U + VFS 10-200 | Napa | FALSE | 24.89 |  | 2018-02-09 | 2018-02-16 | 2018-02-14 | 2018-02-20 | 2019-07-01 | 2019-07-02 | 1933 | 42786 | Up-front Payment
PGE-010846 | Low Income Multifamily Residential | Domestic Hot Water | Gas | Pacific Gas and Electric | Incentive:Paid | 22774 | 24.89 |  | 1 | 915 |  | 915 |  | 2018-02-14 13:29 | 2018-02-20 | EVOLUTION ENERGY SOLUTIONS L L C | Retrofit | Napa | Napa | 94558 | Host Customer is System Owner | [7 empty] | 286.65 | 40.95 |  | Drainback | Drainback (Water) | Solar Storage and Auxiliary Tanks are separate |  | 1 | 1 | 504 | Z02 | 12 | Units | Apartments/Condos | TRB-40 | 7 | 1 | 500 | 1 | 142 | 2 | 240000 | TRUE | 140 | 140 |  |  |  |  | Napa | FALSE | 24.89 |  | 2018-02-09 | 2018-02-16 | 2018-02-14 | 2018-02-20 | 2019-07-01 | 2019-07-02 | 1933 | 22774 | Up-front Payment
SCG-010847 | Single Family Residential - Disadvantaged Community | Domestic Hot Water | Gas | Southern California Gas Company | Incentive:Paid | 3970 | 29.85 |  | 1 | 140 |  | 133 |  | 2018-03-09 10:07 | 2018-06-28 | TITANIUM POWER INC | Retrofit | Pacoima | Los Angeles | 91331 | Host Customer is System Owner | 7 |  | 2011141B | Heliodyne, Inc. | HELIOPAK | HPAK 016 1 410 G 80 ACD Z | Indirect Forced Circulation (IF) | 40.17 |  | 410 001 | Glycol | Advanced Controller with a Vacation or Holiday Mode | Solar Storage and Auxiliary Tanks are separate | 80 | 1 | 0.95 | 85 | Z09 | [18 empty] | Los Angeles | FALSE | 28.84 |  | 2011-06-01: 2018-02-09; 2011-08-03: 2018-03-09; 2011-09-20: 2018-06-28 | 2262 | 4038 | Up-front Payment
SCG-010848 | Single Family Residential - Disadvantaged Community | Domestic Hot Water | Gas | Southern California Gas Company | Incentive:Paid | 3630 | 29.85 |  | 1 | 128 |  | 122 |  | 2018-03-09 10:08 | 2018-06-28 | TITANIUM POWER INC | Retrofit | Panorama City | Los Angeles | 91402 | Host Customer is System Owner | 4 |  | 30004079 | GREENoneTEC Solarindustrie GmbH | Solpal Plus | Solpal Plus L-GT | Direct Integral Collector Storage (DI) | 25.66 |  | Solpal Plus L |  |  | Solar Storage with Tankless Auxiliary Water Heater | 51 | 1 | 0.95 | 55 | Z09 | [18 empty] | Los Angeles | FALSE | 28.98 |  | 2011-06-01: 2018-02-09; 2011-08-03: 2018-03-09; 2011-09-20: 2018-06-28 | 2299 | 3709 | Up-front Payment
SCG-010849 | Single Family Residential - Disadvantaged Community | Domestic Hot Water | Gas | Southern California Gas Company | Incentive:Paid | 3821 | 29.85 |  | 1 | 128 |  | 128 |  | 2018-03-13 12:15 | 2018-04-09 | TITANIUM POWER INC | Retrofit | Arleta | Los Angeles | 91331 | Host Customer is System Owner | 7 |  | 30004079 | GREENoneTEC Solarindustrie GmbH | Solpal Plus | Solpal Plus L-GT | Direct Integral Collector Storage (DI) | 25.66 |  | Solpal Plus L |  |  | Solar Storage with Tankless Auxiliary Water Heater | 51 | 1 | 1 | 85 | Z09 | [18 empty] | Los Angeles | FALSE | 30.15 |  | 2011-06-01: 2018-02-09; 2011-08-03: 2018-03-13; 2011-09-20: 2018-04-09 | 2385 | 3859 | Up-front Payment
SCG-010850 | Single Family Residential - Disadvantaged Community | Domestic Hot Water | Gas | Southern California Gas Company | Incentive:Paid | 3630 | 29.85 |  | 1 | 128 |  | 122 |  | 2018-02-27 10:48 | 2018-03-06 | TITANIUM POWER INC | Retrofit | Pacoima | Los Angeles | 91331 | Host Customer is System Owner | 6 |  | 30004079 | GREENoneTEC Solarindustrie GmbH | Solpal Plus | Solpal Plus L-GT | Direct Integral Collector Storage (DI) | 25.66 |  | Solpal Plus L |  |  | Solar Storage with Tankless Auxiliary Water Heater | 51 | 1 | 0.95 | 75 | Z09 | [18 empty] | Los Angeles | FALSE | 28.98 |  | 2011-06-01: 2018-02-09; 2011-08-03: 2018-02-27; 2011-09-20: 2018-03-06 | 2418 | 3709 | Up-front Payment
SCG-010851 | Single Family Residential - Disadvantaged Community | Domestic Hot Water | Gas | Southern California Gas Company | Incentive:Paid | 3821 | 29.85 |  | 1 | 128 |  | 128 |  | 2018-02-26 18:39 | 2018-03-06 | TITANIUM POWER INC | Retrofit | Pacoima | Los Angeles | 91331 | Host Customer is System Owner | 6 |  | 30004079 | GREENoneTEC Solarindustrie GmbH | Solpal Plus | Solpal Plus L-GT | Direct Integral Collector Storage (DI) | 25.66 |  | Solpal Plus L |  |  | Solar Storage with Tankless Auxiliary Water Heater | 51 | 1 | 1 | 75 | Z09 | [18 empty] | Los Angeles | FALSE | 30.15 |  | 2011-06-01: 2018-02-09; 2011-08-03: 2018-02-26; 2011-09-20: 2018-03-06 | 2418 | 3859 | Up-front Payment
SCG-010852 | Single Family Residential | Domestic Hot Water | Gas | Southern California Gas Company | Incentive:Paid | 3821 | 29.85 |  | 1 | 128 |  | 128 |  | 2018-02-26 18:31 | 2018-03-06 | TITANIUM POWER INC | Retrofit | San Fernando | Los Angeles | 91340 | Host Customer is System Owner | 7 |  | 30004079 | GREENoneTEC Solarindustrie GmbH | Solpal Plus | Solpal Plus L-GT | Direct Integral Collector Storage (DI) | 25.66 |  | Solpal Plus L |  |  | Solar Storage with Tankless Auxiliary Water Heater | 51 | 1 | 1 | 85 | Z09 | [18 empty] | Los Angeles | FALSE | 30.15 |  | 2011-06-01: 2018-02-09; 2011-08-03: 2018-02-26; 2011-09-20: 2018-03-06 | 2420 | 3859 | Up-front Payment
SCG-010853 | Single Family Residential - Disadvantaged Community | Domestic Hot Water | Gas | Southern California Gas Company | Incentive:Paid | 3821 | 29.85 |  | 1 | 128 |  | 128 |  | 2018-03-09 12:25 | 2018-06-26 | TITANIUM POWER INC | Retrofit | Pacoima | Los Angeles | 91331 | Host Customer is System Owner | 7 |  | 30004079 | GREENoneTEC Solarindustrie GmbH | Solpal Plus | Solpal Plus L-GT | Direct Integral Collector Storage (DI) | 25.66 |  | Solpal Plus L |  |  | Solar Storage with Tankless Auxiliary Water Heater | 51 | 1 | 1 | 85 | Z09 | [18 empty] | Los Angeles | FALSE | 30.15 |  | 2011-06-01: 2018-02-09; 2011-08-03: 2018-03-09; 2011-09-20: 2018-06-26 | 2308 | 3859 | Up-front Payment
SCG-010854 | Single Family Residential - Disadvantaged Community | Domestic Hot Water | Gas | Southern California Gas Company | Incentive:Paid | 3821 | 29.85 |  | 1 | 128 |  | 128 |  | 2018-02-26 18:22 | 2018-03-06 | TITANIUM POWER INC | Retrofit | Pacoima | Los Angeles | 91331 | Host Customer is System Owner | 5 |  | 30004079 | GREENoneTEC Solarindustrie GmbH | Solpal Plus | Solpal Plus L-GT | Direct Integral Collector Storage (DI) | 25.66 |  | Solpal Plus L |  |  | Solar Storage with Tankless Auxiliary Water Heater | 51 | 1 | 1 | 65 | Z09 | [18 empty] | Los Angeles | FALSE | 30.15 |  | 2011-06-01: 2018-02-09; 2011-08-03: 2018-02-26; 2011-09-20: 2018-03-06 | 2420 | 3859 | Up-front Payment
SCG-010855 | Single Family Residential | Domestic Hot Water | Gas | Southern California Gas Company | Incentive:Paid | 3821 | 29.85 |  | 1 | 128 |  | 128 |  | 2018-03-13 12:12 | 2018-03-20 | TITANIUM POWER INC | Retrofit | Pacoima | Los Angeles | 91331 | Host Customer is System Owner | 7 |  | 30004079 | GREENoneTEC Solarindustrie GmbH | Solpal Plus | Solpal Plus L-GT | Direct Integral Collector Storage (DI) | 25.66 |  | Solpal Plus L |  |  | Solar Storage with Tankless Auxiliary Water Heater | 51 | 1 | 1 | 85 | Z09 | [18 empty] | Los Angeles | FALSE | 30.15 |  | 2011-06-01: 2018-02-09; 2011-08-03: 2018-03-13; 2011-09-20: 2018-03-20 | 2402 | 3859 | Up-front Payment
SCG-010856 | Single Family Residential - Disadvantaged Community | Domestic Hot Water | Gas | Southern California Gas Company | Incentive:Paid | 3821 | 29.85 |  | 1 | 128 |  | 128 |  | 2018-02-26 18:20 | 2018-08-14 | TITANIUM POWER INC | Retrofit | Pacoima | Los Angeles | 91331 | Host Customer is System Owner | 6 |  | 30004079 | GREENoneTEC Solarindustrie GmbH | Solpal Plus | Solpal Plus L-GT | Direct Integral Collector Storage (DI) | 25.66 |  | Solpal Plus L |  |  | Solar Storage with Tankless Auxiliary Water Heater | 51 | 1 | 1 | 75 | Z09 | [18 empty] | Los Angeles | FALSE | 30.15 |  | 2011-06-01: 2018-02-09; 2011-08-03: 2018-02-26; 2011-09-20: 2018-08-14 | 2263 | 3859 | Up-front Payment
SCG-010857 | Single Family Residential - Disadvantaged Community | Domestic Hot Water | Gas | Southern California Gas Company | Incentive:Paid | 3821 | 29.85 |  | 1 | 128 |  | 128 |  | 2018-03-10 10:40 | 2018-06-26 | TITANIUM POWER INC | Retrofit | San Fernando | Los Angeles | 91340 | Host Customer is System Owner | 8 |  | 30004079 | GREENoneTEC Solarindustrie GmbH | Solpal Plus | Solpal Plus L-GT | Direct Integral Collector Storage (DI) | 25.66 |  | Solpal Plus L |  |  | Solar Storage with Tankless Auxiliary Water Heater | 51 | 1 | 1 | 95 | Z09 | [18 empty] | Los Angeles | FALSE | 30.15 |  | 2011-06-01: 2018-02-09; 2011-08-03: 2018-03-10; 2011-09-20: 2018-06-26 | 2308 | 3859 | Up-front Payment
SCG-010858 | Single Family Residential - Disadvantaged Community | Domestic Hot Water | Gas | Southern California Gas Company | Incentive:Paid | 3821 | 29.85 |  | 1 | 128 |  | 128 |  | 2018-02-22 13:04 | 2018-03-26 | TITANIUM POWER INC | Retrofit | San Fernando | Los Angeles | 91340 | Host Customer is System Owner | 8 |  | 30004079 | GREENoneTEC Solarindustrie GmbH | Solpal Plus | Solpal Plus L-GT | Direct Integral Collector Storage (DI) | 25.66 |  | Solpal Plus L |  |  | Solar Storage with Tankless Auxiliary Water Heater | 51 | 1 | 1 | 95 | Z09 | [18 empty] | Los Angeles | FALSE | 30.15 |  | 2011-06-01: 2018-02-09; 2011-08-03: 2018-02-22; 2011-09-20: 2018-03-26 | 2399 | 3859 | Up-front Payment
SCG-010859 | Single Family Residential - Disadvantaged Community | Domestic Hot Water | Gas | Southern California Gas Company | Incentive:Paid | 3821 | 29.85 |  | 1 | 128 |  | 128 |  | 2018-03-08 11:04 | 2018-03-14 | TITANIUM POWER INC | Retrofit | Pacoima | Los Angeles | 91331 | Owner/Tenant | 10 |  | 30004079 | GREENoneTEC Solarindustrie GmbH | Solpal Plus | Solpal Plus L-GT | Direct Integral Collector Storage (DI) | 25.66 |  | Solpal Plus L |  |  | Solar Storage with Tankless Auxiliary Water Heater | 51 | 1 | 1 | 115 | Z09 | [18 empty] | Los Angeles | FALSE | 30.15 |  | 2011-06-01: 2018-02-09; 2011-08-03: 2018-03-08; 2011-09-20: 2018-03-14 | 2410 | 3859 | Up-front Payment
SCG-010860 | Single Family Residential - Disadvantaged Community | Domestic Hot Water | Gas | Southern California Gas Company | Incentive:Paid | 3821 | 29.85 |  | 1 | 128 |  | 128 |  | 2018-02-27 10:45 | 2018-03-09 | TITANIUM POWER INC | Retrofit | San Fernando | Los Angeles | 91340 | Host Customer is System Owner | 6 |  | 30004079 | GREENoneTEC Solarindustrie GmbH | Solpal Plus | Solpal Plus L-GT | Direct Integral Collector Storage (DI) | 25.66 |  | Solpal Plus L |  |  | Solar Storage with Tankless Auxiliary Water Heater | 51 | 1 | 1 | 75 | Z09 | [18 empty] | Los Angeles | FALSE | 30.15 |  | 2011-06-01: 2018-02-09; 2011-08-03: 2018-02-27; 2011-09-20: 2018-03-09 | 2418 | 3859 | Up-front Payment
SCG-010861 | Single Family Residential | Domestic Hot Water | Gas | Southern California Gas Company | Incentive:Paid | 3821 | 29.85 |  | 1 | 128 |  | 128 |  | 2018-02-22 13:03 | 2018-03-06 | TITANIUM POWER INC | Retrofit | Pacoima | Los Angeles | 91331 | Host Customer is System Owner | 4 |  | 30004079 | GREENoneTEC Solarindustrie GmbH | Solpal Plus | Solpal Plus L-GT | Direct Integral Collector Storage (DI) | 25.66 |  | Solpal Plus L |  |  | Solar Storage with Tankless Auxiliary Water Heater | 51 | 1 | 1 | 55 | Z09 | [18 empty] | Los Angeles | FALSE | 30.15 |  | 2011-06-01: 2018-02-09; 2011-08-03: 2018-02-22; 2011-09-20: 2018-03-06 | 2420 | 3859 | Up-front Payment
SCG-010862 | Single Family Residential - Disadvantaged Community | Domestic Hot Water | Gas | Southern California Gas Company | Incentive:Paid | 3821 | 29.85 |  | 1 | 128 |  | 128 |  | 2018-02-22 13:01 | 2018-03-06 | TITANIUM POWER INC | Retrofit | Sun Valley | Los Angeles | 91352 | Host Customer is System Owner | 8 |  | 30004079 | GREENoneTEC Solarindustrie GmbH | Solpal Plus | Solpal Plus L-GT | Direct Integral Collector Storage (DI) | 25.66 |  | Solpal Plus L |  |  | Solar Storage with Tankless Auxiliary Water Heater | 51 | 1 | 1 | 95 | Z09 | [18 empty] | Los Angeles | FALSE | 30.15 |  | 2011-06-01: 2018-02-09; 2011-08-03: 2018-02-22; 2011-09-20: 2018-03-06 | 2420 | 3859 | Up-front Payment
SCG-010863 | Single Family Residential - Disadvantaged Community | Domestic Hot Water | Gas | Southern California Gas Company | Incentive:Paid | 3821 | 29.85 |  | 1 | 128 |  | 128 |  | 2018-03-13 12:13 | 2018-03-20 | TITANIUM POWER INC | Retrofit | Arleta | Los Angeles | 91331 | Host Customer is System Owner | 6 |  | 30004079 | GREENoneTEC Solarindustrie GmbH | Solpal Plus | Solpal Plus L-GT | Direct Integral Collector Storage (DI) | 25.66 |  | Solpal Plus L |  |  | Solar Storage with Tankless Auxiliary Water Heater | 51 | 1 | 1 | 75 | Z09 | [18 empty] | Los Angeles | FALSE | 30.15 |  | 2011-06-01: 2018-02-09; 2011-08-03: 2018-03-13; 2011-09-20: 2018-03-20 | 2402 | 3859 | Up-front Payment
SCG-010864 | Single Family Residential - Disadvantaged Community | Domestic Hot Water | Gas | Southern California Gas Company | Incentive:Paid | 3821 | 29.85 |  | 1 | 128 |  | 128 |  | 2018-02-22 13:00 | 2018-06-27 | TITANIUM POWER INC | Retrofit | Sun Valley | Los Angeles | 91352 | Owner/Tenant | 9 |  | 30004079 | GREENoneTEC Solarindustrie GmbH | Solpal Plus | Solpal Plus L-GT | Direct Integral Collector Storage (DI) | 25.66 |  | Solpal Plus L |  |  | Solar Storage with Tankless Auxiliary Water Heater | 51 | 1 | 1 | 105 | Z09 | [18 empty] | Los Angeles | FALSE | 30.15 |  | 2011-06-01: 2018-02-09; 2011-08-03: 2018-02-22; 2011-09-20: 2018-06-27 | 2311 | 3859 | Up-front Payment
SCG-010865 | Single Family Residential | Domestic Hot Water | Gas | Southern California Gas Company | Incentive:Paid | 3821 | 29.85 |  | 1 | 128 |  | 128 |  | 2018-03-09 12:23 | 2018-06-06 | TITANIUM POWER INC | Retrofit | Pacoima | Los Angeles | 91331 | Host Customer is System Owner | 6 |  | 30004079 | GREENoneTEC Solarindustrie GmbH | Solpal Plus | Solpal Plus L-GT | Direct Integral Collector Storage (DI) | 25.66 |  | Solpal Plus L |  |  | Solar Storage with Tankless Auxiliary Water Heater | 51 | 1 | 1 | 75 | Z09 | [18 empty] | Los Angeles | FALSE | 30.15 |  | 2011-06-01: 2018-02-09; 2011-08-03: 2018-03-09; 2011-09-20: 2018-06-06 | 2329 | 3859 | Up-front Payment
SCG-010866 | Single Family Residential | Domestic Hot Water | Gas | Southern California Gas Company | Incentive:Paid | 3630 | 29.85 |  | 1 | 128 |  | 122 |  | 2018-03-08 09:57 | 2018-06-08 | TITANIUM POWER INC | Retrofit | Sylmar | Los Angeles | 91342 | Host Customer is System Owner | 7 |  | 30004079 | GREENoneTEC Solarindustrie GmbH | Solpal Plus | Solpal Plus L-GT | Direct Integral Collector Storage (DI) | 25.66 |  | Solpal Plus L |  |  | Solar Storage with Tankless Auxiliary Water Heater | 51 | 1 | 0.95 | 85 | Z09 | [18 empty] | Los Angeles | FALSE | 28.98 |  | 2011-06-01: 2018-02-09; 2011-08-03: 2018-03-08; 2011-09-20: 2018-06-08 | 2329 | 3709 | Up-front Payment
SCG-010867 | Single Family Residential - Disadvantaged Community | Domestic Hot Water | Gas | Southern California Gas Company | Incentive:Paid | 3821 | 29.85 |  | 1 | 128 |  | 128 |  | 2018-02-26 19:20 | 2018-06-27 | TITANIUM POWER INC | Retrofit | North Hollywood | Los Angeles | 91605 | Host Customer is System Owner | 7 |  | 30004079 | GREENoneTEC Solarindustrie GmbH | Solpal Plus | Solpal Plus L-GT | Direct Integral Collector Storage (DI) | 25.66 |  | Solpal Plus L |  |  | Solar Storage with Tankless Auxiliary Water Heater | 51 | 1 | 1 | 85 | Z09 | [18 empty] | Los Angeles | FALSE | 30.15 |  | 2011-06-01: 2018-02-09; 2011-08-03: 2018-02-26; 2011-09-20: 2018-06-27 | 2311 | 3859 | Up-front Payment
SCG-010868 | Single Family Residential - Disadvantaged Community | Domestic Hot Water | Gas | Southern California Gas Company | Incentive:Paid | 3821 | 29.85 |  | 1 | 128 |  | 128 |  | 2018-02-26 18:49 | 2018-06-27 | TITANIUM POWER INC | Retrofit | San Fernando | Los Angeles | 91340 | Host Customer is System Owner | 8 |  | 30004079 | GREENoneTEC Solarindustrie GmbH | Solpal Plus | Solpal Plus L-GT | Direct Integral Collector Storage (DI) | 25.66 |  | Solpal Plus L |  |  | Solar Storage with Tankless Auxiliary Water Heater | 51 | 1 | 1 | 95 | Z09 | [18 empty] | Los Angeles | FALSE | 30.15 |  | 2011-06-01: 2018-02-09; 2011-08-03: 2018-02-26; 2011-09-20: 2018-06-27 | 2311 | 3859 | Up-front Payment
SCG-010869 | Single Family Residential - Disadvantaged Community | Domestic Hot Water | Gas | Southern California Gas Company | Incentive:Paid | 3821 | 29.85 |  | 1 | 128 |  | 128 |  | 2018-02-22 12:58 | 2018-06-26 | TITANIUM POWER INC | Retrofit | North Hollywood | Los Angeles | 91605 | Host Customer is System Owner | 4 |  | 30004079 | GREENoneTEC Solarindustrie GmbH | Solpal Plus | Solpal Plus L-GT | Direct Integral Collector Storage (DI) | 25.66 |  | Solpal Plus L |  |  | Solar Storage with Tankless Auxiliary Water Heater | 51 | 1 | 1 | 55 | Z09 | [18 empty] | Los Angeles | FALSE | 30.15 |  | 2011-06-01: 2018-02-09; 2011-08-03: 2018-02-22; 2011-09-20: 2018-06-26 | 2312 | 3859 | Up-front Payment
SCG-010870 | Single Family Residential - Disadvantaged Community | Domestic Hot Water | Gas | Southern California Gas Company | Incentive:Paid | 3821 | 29.85 |  | 1 | 128 |  | 128 |  | 2018-03-13 12:11 | 2018-03-16 | TITANIUM POWER INC | Retrofit | Pacoima | Los Angeles | 91331 | Host Customer is System Owner | 5 |  | 30004079 | GREENoneTEC Solarindustrie GmbH | Solpal Plus | Solpal Plus L-GT | Direct Integral Collector Storage (DI) | 25.66 |  | Solpal Plus L |  |  | Solar Storage with Tankless Auxiliary Water Heater | 51 | 1 | 1 | 65 | Z09 | [18 empty] | Los Angeles | FALSE | 30.15 |  | 2011-06-01: 2018-02-09; 2011-08-03: 2018-03-13; 2011-09-20: 2018-03-16 | 2410 | 3859 | Up-front Payment
SCG-010871 | Single Family Residential - Disadvantaged Community | Domestic Hot Water | Gas | Southern California Gas Company | Incentive:Paid | 3821 | 29.85 |  | 1 | 128 |  | 128 |  | 2018-02-27 11:01 | 2018-04-09 | TITANIUM POWER INC | Retrofit | North Hollywood | Los Angeles | 91605 | Host Customer is System Owner | 7 |  | 30004079 | GREENoneTEC Solarindustrie GmbH | Solpal Plus | Solpal Plus L-GT | Direct Integral Collector Storage (DI) | 25.66 |  | Solpal Plus L |  |  | Solar Storage with Tankless Auxiliary Water Heater | 51 | 1 | 1 | 85 | Z09 | [18 empty] | Los Angeles | FALSE | 30.15 |  | 2011-06-01: 2018-02-09; 2011-08-03: 2018-02-27; 2011-09-20: 2018-04-09 | 2385 | 3859 | Up-front Payment
SCG-010872 | Single Family Residential - Disadvantaged Community | Domestic Hot Water | Gas | Southern California Gas Company | Incentive:Paid | 3821 | 29.85 |  | 1 | 128 |  | 128 |  | 2018-03-13 12:14 | 2018-03-15 | TITANIUM POWER INC | Retrofit | Pacoima | Los Angeles | 91331 | Host Customer is System Owner | 5 |  | 30004079 | GREENoneTEC Solarindustrie GmbH | Solpal Plus | Solpal Plus L-GT | Direct Integral Collector Storage (DI) | 25.66 |  | Solpal Plus L |  |  | Solar Storage with Tankless Auxiliary Water Heater | 51 | 1 | 1 | 65 | Z09 | [18 empty] | Los Angeles | FALSE | 30.15 |  | 2011-06-01: 2018-02-09; 2011-08-03: 2018-03-13; 2011-09-20: 2018-03-15 | 2410 | 3859 | Up-front Payment
SCG-010873 | Single Family Residential - Disadvantaged Community | Domestic Hot Water | Gas | Southern California Gas Company | Incentive:Paid | 3821 | 29.85 |  | 1 | 128 |  | 128 |  | 2018-02-26 18:45 | 2018-06-26 | TITANIUM POWER INC | Retrofit | Sun Valley | Los Angeles | 91352 | Host Customer is System Owner | 4 |  | 30004079 | GREENoneTEC Solarindustrie GmbH | Solpal Plus | Solpal Plus L-GT | Direct Integral Collector Storage (DI) | 25.66 |  | Solpal Plus L |  |  | Solar Storage with Tankless Auxiliary Water Heater | 51 | 1 | 1 | 55 | Z09 | [18 empty] | Los Angeles | FALSE | 30.15 |  | 2011-06-01: 2018-02-09; 2011-08-03: 2018-02-26; 2011-09-20: 2018-06-26 | 2312 | 3859 | Up-front Payment
SCG-010874 | Single Family Residential | Domestic Hot Water | Gas | Southern California Gas Company | Incentive:Paid | 3821 | 29.85 |  | 1 | 128 |  | 128 |  | 2018-02-26 19:21 | 2018-06-06 | TITANIUM POWER INC | Retrofit | Pacoima | Los Angeles | 91331 | Host Customer is System Owner | 6 |  | 30004079 | GREENoneTEC Solarindustrie GmbH | Solpal Plus | Solpal Plus L-GT | Direct Integral Collector Storage (DI) | 25.66 |  | Solpal Plus L |  |  | Solar Storage with Tankless Auxiliary Water Heater | 51 | 1 | 1 | 75 | Z09 | [18 empty] | Los Angeles | FALSE | 30.15 |  | 2011-06-01: 2018-02-09; 2011-08-03: 2018-02-26; 2011-09-20: 2018-06-06 | 2332 | 3859 | Up-front Payment
SCG-010875 | Single Family Residential - Disadvantaged Community | Domestic Hot Water | Gas | Southern California Gas Company | Incentive:Paid | 3821 | 29.85 |  | 1 | 128 |  | 128 |  | 2018-02-20 19:56 | 2018-04-02 | TITANIUM POWER INC | Retrofit | Pacoima | Los Angeles | 91331 | Host Customer is System Owner | 10 |  | 30004079 | GREENoneTEC Solarindustrie GmbH | Solpal Plus | Solpal Plus L-GT | Direct Integral Collector Storage (DI) | 25.66 |  | Solpal Plus L |  |  | Solar Storage with Tankless Auxiliary Water Heater | 51 | 1 | 1 | 115 | Z09 | [18 empty] | Los Angeles | FALSE | 30.15 |  | 2011-06-01: 2018-02-09; 2011-08-03: 2018-02-20; 2011-09-20: 2018-04-02 | 2386 | 3859 | Up-front Payment
SCG-010876 | Single Family Residential - Disadvantaged Community | Domestic Hot Water | Gas | Southern California Gas Company | Incentive:Paid | 3821 | 29.85 |  | 1 | 128 |  | 128 |  | 2018-02-22 12:57 | 2018-06-26 | TITANIUM POWER INC | Retrofit | North Hollywood | Los Angeles | 91605 | Host Customer is System Owner | 4 |  | 30004079 | GREENoneTEC Solarindustrie GmbH | Solpal Plus | Solpal Plus L-GT | Direct Integral Collector Storage (DI) | 25.66 |  | Solpal Plus L |  |  | Solar Storage with Tankless Auxiliary Water Heater | 51 | 1 | 1 | 55 | Z09 | [18 empty] | Los Angeles | FALSE | 30.15 |  | 2011-06-01: 2018-02-09; 2011-08-03: 2018-02-22; 2011-09-20: 2018-06-26 | 2312 | 3859 | Up-front Payment
SCG-010877 | Single Family Residential | Domestic Hot Water | Gas | Southern California Gas Company | Incentive:Canceled | 3821 | 25.37 |  | 2 | 128 |  | 128 |  |  |  | TITANIUM POWER INC | Retrofit | Pacoima | Los Angeles | 91331 | Host Customer is System Owner | 6 |  | 30004079 | GREENoneTEC Solarindustrie GmbH | Solpal Plus | Solpal Plus L-GT | Direct Integral Collector Storage (DI) | 25.66 |  | Solpal Plus L |  |  | Solar Storage with Tankless Auxiliary Water Heater | 51 | 1 | 1 | 75 | Z09 | [18 empty] | Los Angeles | FALSE | 30.15 |  | 2011-06-01: 2018-02-09; 2011-06-21: 2018-03-05 | 2427 | 3859 | Up-front Payment
SCG-010878 | Single Family Residential - Disadvantaged Community | Domestic Hot Water | Gas | Southern California Gas Company | Incentive:Paid | 3821 | 29.85 |  | 1 | 128 |  | 128 |  | 2018-02-22 12:54 | 2018-06-26 | TITANIUM POWER INC | Retrofit | Sun Valley | Los Angeles | 91352 | Host Customer is System Owner | 4 |  | 30004079 | GREENoneTEC Solarindustrie GmbH | Solpal Plus | Solpal Plus L-GT | Direct Integral Collector Storage (DI) | 25.66 |  | Solpal Plus L |  |  | Solar Storage with Tankless Auxiliary Water Heater | 51 | 1 | 1 | 55 | Z09 | [18 empty] | Los Angeles | FALSE | 30.15 |  | 2011-06-01: 2018-02-09; 2011-08-03: 2018-02-22; 2011-09-20: 2018-06-26 | 2308 | 3859 | Up-front Payment
SCG-010879 | Single Family Residential - Disadvantaged Community | Domestic Hot Water | Gas | Southern California Gas Company | Incentive:Paid | 3821 | 29.85 |  | 1 | 128 |  | 128 |  | 2018-03-09 12:28 | 2018-06-21 | TITANIUM POWER INC | Retrofit | Arleta | Los Angeles | 91331 | Host Customer is System Owner | 7 |  | 30004079 | GREENoneTEC Solarindustrie GmbH | Solpal Plus | Solpal Plus L-GT | Direct Integral Collector Storage (DI) | 25.66 |  | Solpal Plus L |  |  | Solar Storage with Tankless Auxiliary Water Heater | 51 | 1 | 1 | 85 | Z09 | [18 empty] | Los Angeles | FALSE | 30.15 |  | 2011-06-01: 2018-02-09; 2011-08-03: 2018-03-09; 2011-09-20: 2018-06-21 | 2279 | 3859 | Up-front Payment
SCG-010880 | Single Family Residential - Disadvantaged Community | Domestic Hot Water | Gas | Southern California Gas Company | Incentive:Paid | 3630 | 29.85 |  | 1 | 128 |  | 122 |  | 2018-02-22 12:52 | 2018-06-26 | TITANIUM POWER INC | Retrofit | Sun Valley | Los Angeles | 91352 | Host Customer is System Owner | 4 |  | 30004079 | GREENoneTEC Solarindustrie GmbH | Solpal Plus | Solpal Plus L-GT | Direct Integral Collector Storage (DI) | 25.66 |  | Solpal Plus L |  |  | Solar Storage with Tankless Auxiliary Water Heater | 51 | 1 | 0.95 | 55 | Z09 | [18 empty] | Los Angeles | FALSE | 28.98 |  | 2011-06-01: 2018-02-09; 2011-08-03: 2018-02-22; 2011-09-20: 2018-06-26 | 2308 | 3709 | Up-front Payment
SCG-010881 | Single Family Residential - Disadvantaged Community | Domestic Hot Water | Gas | Southern California Gas Company | Incentive:Paid | 3821 | 29.85 |  | 1 | 128 |  | 128 |  | 2018-02-21 20:34 | 2018-07-23 | TITANIUM POWER INC | Retrofit | North Hollywood | Los Angeles | 91605 | Host Customer is System Owner | 7 |  | 30004079 | GREENoneTEC Solarindustrie GmbH | Solpal Plus | Solpal Plus L-GT | Direct Integral Collector Storage (DI) | 25.66 |  | Solpal Plus L |  |  | Solar Storage with Tankless Auxiliary Water Heater | 51 | 1 | 1 | 85 | Z09 | [18 empty] | Los Angeles | FALSE | 30.15 |  | 2011-06-01: 2018-02-09; 2011-08-03: 2018-02-21; 2011-09-20: 2018-07-23 | 2285 | 3859 | Up-front Payment
SCG-010882 | Single Family Residential - Disadvantaged Community | Domestic Hot Water | Gas | Southern California Gas Company | Incentive:Paid | 3821 | 29.85 |  | 1 | 128 |  | 128 |  | 2018-03-13 12:16 | 2018-03-15 | TITANIUM POWER INC | Retrofit | North Hollywood | Los Angeles | 91605 | Host Customer is System Owner | 5 |  | 30004079 | GREENoneTEC Solarindustrie GmbH | Solpal Plus | Solpal Plus L-GT | Direct Integral Collector Storage (DI) | 25.66 |  | Solpal Plus L |  |  | Solar Storage with Tankless Auxiliary Water Heater | 51 | 1 | 1 | 65 | Z09 | [18 empty] | Los Angeles | FALSE | 30.15 |  | 2011-06-01: 2018-02-09; 2011-08-03: 2018-03-13; 2011-09-20: 2018-03-15 | 2410 | 3859 | Up-front Payment
SCG-010883 | Single Family Residential - Disadvantaged Community | Domestic Hot Water | Gas | Southern California Gas Company | Incentive:Paid | 3821 | 29.85 |  | 1 | 128 |  | 128 |  | 2018-03-09 12:26 | 2018-06-21 | TITANIUM POWER INC | Retrofit | Pacoima | Los Angeles | 91331 | Host Customer is System Owner | 5 |  | 30004079 | GREENoneTEC Solarindustrie GmbH | Solpal Plus | Solpal Plus L-GT | Direct Integral Collector Storage (DI) | 25.66 |  | Solpal Plus L |  |  | Solar Storage with Tankless Auxiliary Water Heater | 51 | 1 | 1 | 65 | Z09 | [18 empty] | Los Angeles | FALSE | 30.15 |  | 2011-06-01: 2018-02-09; 2011-08-03: 2018-03-09; 2011-09-20: 2018-06-21 | 2256 | 3859 | Up-front Payment
SCG-010884 | Single Family Residential | Domestic Hot Water | Gas | Southern California Gas Company | Incentive:Paid | 3630 | 29.85 |  | 1 | 128 |  | 122 |  | 2018-03-09 12:27 | 2018-06-08 | TITANIUM POWER INC | Retrofit | Sylmar | Los Angeles | 91340 | Host Customer is System Owner | 8 |  | 30004079 | GREENoneTEC Solarindustrie GmbH | Solpal Plus | Solpal Plus L-GT | Direct Integral Collector Storage (DI) | 25.66 |  | Solpal Plus L |  |  | Solar Storage with Tankless Auxiliary Water Heater | 51 | 1 | 0.95 | 95 | Z09 | [18 empty] | Los Angeles | FALSE | 28.98 |  | 2011-06-01: 2018-02-09; 2011-08-03: 2018-03-09; 2011-09-20: 2018-06-08 | 2326 | 3709 | Up-front Payment
SCG-010885 | Single Family Residential - Disadvantaged Community | Domestic Hot Water | Gas | Southern California Gas Company | Incentive:Paid | 3821 | 29.85 |  | 1 | 128 |  | 128 |  | 2018-02-26 19:24 | 2018-06-12 | TITANIUM POWER INC | Retrofit | Sun Valley | Los Angeles | 91352 | Host Customer is System Owner | 4 |  | 30004079 | GREENoneTEC Solarindustrie GmbH | Solpal Plus | Solpal Plus L-GT | Direct Integral Collector Storage (DI) | 25.66 |  | Solpal Plus L |  |  | Solar Storage with Tankless Auxiliary Water Heater | 51 | 1 | 1 | 55 | Z09 | [18 empty] | Los Angeles | FALSE | 30.15 |  | 2011-06-01: 2018-02-09; 2011-08-03: 2018-02-26; 2011-09-20: 2018-06-12 | 2322 | 3859 | Up-front Payment
SCG-010886 | Single Family Residential - Disadvantaged Community | Domestic Hot Water | Gas | Southern California Gas Company | Incentive:Paid | 3821 | 29.85 |  | 1 | 128 |  | 128 |  | 2018-02-26 18:52 | 2018-06-21 | TITANIUM POWER INC | Retrofit | Sun Valley | Los Angeles | 91352 | Owner/Tenant | 4 |  | 30004079 | GREENoneTEC Solarindustrie GmbH | Solpal Plus | Solpal Plus L-GT | Direct Integral Collector Storage (DI) | 25.66 |  | Solpal Plus L |  |  | Solar Storage with Tankless Auxiliary Water Heater | 51 | 1 | 1 | 55 | Z09 | [18 empty] | Los Angeles | FALSE | 30.15 |  | 2011-06-01: 2018-02-09; 2011-08-03: 2018-02-26; 2011-09-20: 2018-06-21 | 2256 | 3859 | Up-front Payment
SCG-010887 | Single Family Residential - Disadvantaged Community | Domestic Hot Water | Gas | Southern California Gas Company | Incentive:Paid | 3821 | 29.85 |  | 1 | 128 |  | 128 |  | 2018-03-08 09:59 | 2018-03-14 | TITANIUM POWER INC | Retrofit | Sun Valley | Los Angeles | 91352 | Host Customer is System Owner | 8 |  | 30004079 | GREENoneTEC Solarindustrie GmbH | Solpal Plus | Solpal Plus L-GT | Direct Integral Collector Storage (DI) | 25.66 |  | Solpal Plus L |  |  | Solar Storage with Tankless Auxiliary Water Heater | 51 | 1 | 1 | 95 | Z09 | [18 empty] | Los Angeles | FALSE | 30.15 |  | 2011-06-01: 2018-02-10; 2011-08-03: 2018-03-08; 2011-09-20: 2018-03-14 | 2410 | 3859 | Up-front Payment
SCG-010888 | Single Family Residential - Disadvantaged Community | Domestic Hot Water | Gas | Southern California Gas Company | Incentive:Paid | 3821 | 29.85 |  | 1 | 128 |  | 128 |  | 2018-02-26 18:51 | 2018-06-12 | TITANIUM POWER INC | Retrofit | Sun Valley | Los Angeles | 91352 | Host Customer is System Owner | 5 |  | 30004079 | GREENoneTEC Solarindustrie GmbH | Solpal Plus | Solpal Plus L-GT | Direct Integral Collector Storage (DI) | 25.66 |  | Solpal Plus L |  |  | Solar Storage with Tankless Auxiliary Water Heater | 51 | 1 | 1 | 65 | Z09 | [18 empty] | Los Angeles | FALSE | 30.15 |  | 2011-06-01: 2018-02-10; 2011-08-03: 2018-02-26; 2011-09-20: 2018-06-12 | 2322 | 3859 | Up-front Payment
SCG-010889 | Single Family Residential - Disadvantaged Community | Domestic Hot Water | Gas | Southern California Gas Company | Incentive:Paid | 3821 | 29.85 |  | 1 | 128 |  | 128 |  | 2018-03-13 12:15 | 2018-03-15 | TITANIUM POWER INC | Retrofit | North Hollywood | Los Angeles | 91606 | Host Customer is System Owner | 4 |  | 30004079 | GREENoneTEC Solarindustrie GmbH | Solpal Plus | Solpal Plus L-GT | Direct Integral Collector Storage (DI) | 25.66 |  | Solpal Plus L |  |  | Solar Storage with Tankless Auxiliary Water Heater | 51 | 1 | 1 | 55 | Z09 | [18 empty] | Los Angeles | FALSE | 30.15 |  | 2011-06-01: 2018-02-10; 2011-08-03: 2018-03-13; 2011-09-20: 2018-03-15 | 2410 | 3859 | Up-front Payment
SCG-010890 | Single Family Residential - Disadvantaged Community | Domestic Hot Water | Gas | Southern California Gas Company | Incentive:Paid | 3821 | 29.85 |  | 1 | 128 |  | 128 |  | 2018-02-26 19:26 | 2018-06-12 | TITANIUM POWER INC | Retrofit | Arleta | Los Angeles | 91331 | Host Customer is System Owner | 6 |  | 30004079 | GREENoneTEC Solarindustrie GmbH | Solpal Plus | Solpal Plus L-GT | Direct Integral Collector Storage (DI) | 25.66 |  | Solpal Plus L |  |  | Solar Storage with Tankless Auxiliary Water Heater | 51 | 1 | 1 | 75 | Z09 | [18 empty] | Los Angeles | FALSE | 30.15 |  | 2011-06-01: 2018-02-10; 2011-08-03: 2018-02-26; 2011-09-20: 2018-06-12 | 2322 | 3859 | Up-front Payment
SCG-010891 | Single Family Residential | Domestic Hot Water | Gas | Southern California Gas Company | Incentive:Canceled | 3821 | 29.85 |  | 1 | 128 |  | 128 |  | 2018-02-26 19:29 |  | TITANIUM POWER INC | Retrofit | Pacoima | Los Angeles | 91331 | Host Customer is System Owner | 7 |  | 30004079 | GREENoneTEC Solarindustrie GmbH | Solpal Plus | Solpal Plus L-GT | Direct Integral Collector Storage (DI) | 25.66 |  | Solpal Plus L |  |  | Solar Storage with Tankless Auxiliary Water Heater | 51 | 1 | 1 | 85 | Z09 | [18 empty] | Los Angeles | FALSE | 30.15 |  | 2011-06-01: 2018-02-10; 2011-06-21: 2018-09-04; 2011-08-03: 2018-02-26 | 2244 | 3859 | Up-front Payment
SCG-010892 | Single Family Residential - Disadvantaged Community | Domestic Hot Water | Gas | Southern California Gas Company | Incentive:Paid | 3821 | 29.85 |  | 1 | 128 |  | 128 |  | 2018-03-06 10:04 | 2018-04-20 | TITANIUM POWER INC | Retrofit | Pacoima | Los Angeles | 91331 | Host Customer is System Owner | 7 |  | 30004079 | GREENoneTEC Solarindustrie GmbH | Solpal Plus | Solpal Plus L-GT | Direct Integral Collector Storage (DI) | 25.66 |  | Solpal Plus L |  |  | Solar Storage with Tankless Auxiliary Water Heater | 51 | 1 | 1 | 85 | Z09 | [18 empty] | Los Angeles | FALSE | 30.15 |  | 2011-06-01: 2018-02-10; 2011-08-03: 2018-03-06; 2011-09-20: 2018-04-20 | 2371 | 3859 | Up-front Payment
SCG-010893 | Single Family Residential - Disadvantaged Community | Domestic Hot Water | Gas | Southern California Gas Company | Incentive:Paid | 4179 | 29.85 |  | 1 | 140 |  | 140 |  | 2018-02-20 19:51 | 2018-06-26 | TITANIUM POWER INC | Retrofit | San Fernando | Los Angeles | 91342 | Host Customer is System Owner | 6 |  | 2011141B | Heliodyne, Inc. | HELIOPAK | HPAK 016 1 410 G 80 ACD Z | Indirect Forced Circulation (IF) | 40.17 |  | 410 001 | Glycol | Advanced Controller with a Vacation or Holiday Mode | Solar Storage and Auxiliary Tanks are separate | 80 | 1 | 1 | 75 | Z09 | [18 empty] | Los Angeles | FALSE | 30.31 |  | 2011-06-01: 2018-02-10; 2011-08-03: 2018-02-20; 2011-09-20: 2018-06-26 | 2312 | 4244 | Up-front Payment
SCG-010894 | Single Family Residential | Domestic Hot Water | Gas | Southern California Gas Company | Incentive:Canceled | 3821 | 25.37 |  | 2 | 128 |  | 128 |  |  |  | TITANIUM POWER INC | Retrofit | Panorama City | Los Angeles | 91402 | Host Customer is System Owner | 4 |  | 30004079 | GREENoneTEC Solarindustrie GmbH | Solpal Plus | Solpal Plus L-GT | Direct Integral Collector Storage (DI) | 25.66 |  | Solpal Plus L |  |  | Solar Storage with Tankless Auxiliary Water Heater | 51 | 1 | 1 | 55 | Z09 | [18 empty] | Los Angeles | FALSE | 30.15 |  | 2011-06-01: 2018-02-10; 2011-06-21: 2018-02-21 | 2439 | 3859 | Up-front Payment
SCG-010895 | Single Family Residential - Disadvantaged Community | Domestic Hot Water | Gas | Southern California Gas Company | Incentive:Paid | 4179 | 29.85 |  | 1 | 140 |  | 140 |  | 2018-02-27 11:10 | 2018-03-07 | TITANIUM POWER INC | Retrofit | Pacoima | Los Angeles | 91331 | Host Customer is System Owner | 8 |  | 2011141B | Heliodyne, Inc. | HELIOPAK | HPAK 016 1 410 G 80 ACD Z | Indirect Forced Circulation (IF) | 40.17 |  | 410 001 | Glycol | Advanced Controller with a Vacation or Holiday Mode | Solar Storage and Auxiliary Tanks are separate | 80 | 1 | 1 | 95 | Z09 | [18 empty] | Los Angeles | FALSE | 30.31 |  | 2011-06-01: 2018-02-10; 2011-08-03: 2018-02-27; 2011-09-20: 2018-03-07 | 2418 | 4244 | Up-front Payment
SCG-010896 | Single Family Residential - Disadvantaged Community | Domestic Hot Water | Gas | Southern California Gas Company | Incentive:Paid | 3630 | 29.85 |  | 1 | 128 |  | 122 |  | 2018-03-06 10:07 | 2018-03-13 | TITANIUM POWER INC | Retrofit | Pacoima | Los Angeles | 91331 | Host Customer is System Owner | 9 |  | 30004079 | GREENoneTEC Solarindustrie GmbH | Solpal Plus | Solpal Plus L-GT | Direct Integral Collector Storage (DI) | 25.66 |  | Solpal Plus L |  |  | Solar Storage with Tankless Auxiliary Water Heater | 51 | 1 | 0.95 | 105 | Z09 | [18 empty] | Los Angeles | FALSE | 28.98 |  | 2011-06-01: 2018-02-10; 2011-08-03: 2018-03-06; 2011-09-20: 2018-03-13 | 2410 | 3709 | Up-front Payment
SCG-010897 | Single Family Residential - Disadvantaged Community | Domestic Hot Water | Gas | Southern California Gas Company | Incentive:Paid | 4179 | 29.85 |  | 1 | 140 |  | 140 |  | 2018-02-26 19:02 | 2018-06-11 | TITANIUM POWER INC | Retrofit | Pacoima | Los Angeles | 91331 | Host Customer is System Owner | 8 |  | 2011141B | Heliodyne, Inc. | HELIOPAK | HPAK 016 1 410 G 80 ACD Z | Indirect Forced Circulation (IF) | 40.17 |  | 410 001 | Glycol | Advanced Controller with a Vacation or Holiday Mode | Solar Storage and Auxiliary Tanks are separate | 80 | 1 | 1 | 95 | Z09 | [18 empty] | Los Angeles | FALSE | 30.31 |  | 2011-06-01: 2018-02-10; 2011-08-03: 2018-02-26; 2011-09-20: 2018-06-11 | 2314 | 4244 | Up-front Payment
SCG-010898 | Single Family Residential - Disadvantaged Community | Domestic Hot Water | Gas | Southern California Gas Company | Incentive:Paid | 4179 | 29.85 |  | 1 | 140 |  | 140 |  | 2018-02-26 18:47 | 2018-06-26 | TITANIUM POWER INC | Retrofit | Pacoima | Los Angeles | 91331 | Host Customer is System Owner | 6 |  | 2011141B | Heliodyne, Inc. | HELIOPAK | HPAK 016 1 410 G 80 ACD Z | Indirect Forced Circulation (IF) | 40.17 |  | 410 001 | Glycol | Advanced Controller with a Vacation or Holiday Mode | Solar Storage and Auxiliary Tanks are separate | 80 | 1 | 1 | 75 | Z09 | [18 empty] | Los Angeles | FALSE | 30.31 |  | 2011-06-01: 2018-02-10; 2011-08-03: 2018-02-26; 2011-09-20: 2018-06-26 | 2312 | 4244 | Up-front Payment
SCG-010899 | Single Family Residential - Disadvantaged Community | Domestic Hot Water | Gas | Southern California Gas Company | Incentive:Paid | 3821 | 29.85 |  | 1 | 128 |  | 128 |  | 2018-03-06 10:05 | 2018-03-09 | TITANIUM POWER INC | Retrofit | Panorama City | Los Angeles | 91402 | Host Customer is System Owner | 4 |  | 30004079 | GREENoneTEC Solarindustrie GmbH | Solpal Plus | Solpal Plus L-GT | Direct Integral Collector Storage (DI) | 25.66 |  | Solpal Plus L |  |  | Solar Storage with Tankless Auxiliary Water Heater | 51 | 1 | 1 | 55 | Z09 | [18 empty] | Los Angeles | FALSE | 30.15 |  | 2011-06-01: 2018-02-10; 2011-08-03: 2018-03-06; 2011-09-20: 2018-03-09 | 2418 | 3859 | Up-front Payment
SCG-010900 | Single Family Residential - Disadvantaged Community | Domestic Hot Water | Gas | Southern California Gas Company | Incentive:Paid | 3821 | 29.85 |  | 1 | 128 |  | 128 |  | 2018-02-26 19:10 | 2018-07-10 | TITANIUM POWER INC | Retrofit | Sun Valley | Los Angeles | 91352 | Owner/Tenant | 5 |  | 30004079 | GREENoneTEC Solarindustrie GmbH | Solpal Plus | Solpal Plus L-GT | Direct Integral Collector Storage (DI) | 25.66 |  | Solpal Plus L |  |  | Solar Storage with Tankless Auxiliary Water Heater | 51 | 1 | 1 | 65 | Z09 | [18 empty] | Los Angeles | FALSE | 30.15 |  | 2011-06-01: 2018-02-10; 2011-08-03: 2018-02-26; 2011-09-20: 2018-07-10 | 2297 | 3859 | Up-front Payment
SCG-010901 | Single Family Residential | Domestic Hot Water | Gas | Southern California Gas Company | Incentive:Paid | 4179 | 29.85 |  | 1 | 140 |  | 140 |  | 2018-02-20 19:46 | 2018-07-23 | TITANIUM POWER INC | Retrofit | Pacoima | Los Angeles | 91331 | Host Customer is System Owner | 6 |  | 2011141B | Heliodyne, Inc. | HELIOPAK | HPAK 016 1 410 G 80 ACD Z | Indirect Forced Circulation (IF) | 40.17 |  | 410 001 | Glycol | Advanced Controller with a Vacation or Holiday Mode | Solar Storage and Auxiliary Tanks are separate | 80 | 1 | 1 | 75 | Z09 | [18 empty] | Los Angeles | FALSE | 30.31 |  | 2011-06-01: 2018-02-10; 2011-08-03: 2018-02-20; 2011-09-20: 2018-07-23 | 2285 | 4244 | Up-front Payment
SCG-010902 | Single Family Residential - Disadvantaged Community | Domestic Hot Water | Gas | Southern California Gas Company | Incentive:Paid | 3821 | 29.85 |  | 1 | 128 |  | 128 |  | 2018-02-26 19:12 | 2018-06-26 | TITANIUM POWER INC | Retrofit | Sun Valley | Los Angeles | 91352 | Host Customer is System Owner | 4 |  | 30004079 | GREENoneTEC Solarindustrie GmbH | Solpal Plus | Solpal Plus L-GT | Direct Integral Collector Storage (DI) | 25.66 |  | Solpal Plus L |  |  | Solar Storage with Tankless Auxiliary Water Heater | 51 | 1 | 1 | 55 | Z09 | [18 empty] | Los Angeles | FALSE | 30.15 |  | 2011-06-01: 2018-02-10; 2011-08-03: 2018-02-26; 2011-09-20: 2018-06-26 | 2308 | 3859 | Up-front Payment
SCG-010903 | Single Family Residential - Disadvantaged Community | Domestic Hot Water | Gas | Southern California Gas Company | Incentive:Paid | 4179 | 29.85 |  | 1 | 140 |  | 140 |  | 2018-03-13 12:10 | 2018-03-15 | TITANIUM POWER INC | Retrofit | Pacoima | Los Angeles | 91331 | Host Customer is System Owner | 6 |  | 2011141B | Heliodyne, Inc. | HELIOPAK | HPAK 016 1 410 G 80 ACD Z | Indirect Forced Circulation (IF) | 40.17 |  | 410 001 | Glycol | Advanced Controller with a Vacation or Holiday Mode | Solar Storage and Auxiliary Tanks are separate | 80 | 1 | 1 | 75 | Z09 | [18 empty] | Los Angeles | FALSE | 30.31 |  | 2011-06-01: 2018-02-10; 2011-08-03: 2018-03-13; 2011-09-20: 2018-03-15 | 2410 | 4244 | Up-front Payment
SCG-010904 | Single Family Residential - Disadvantaged Community | Domestic Hot Water | Gas | Southern California Gas Company | Incentive:Paid | 3630 | 29.85 |  | 1 | 128 |  | 122 |  | 2018-03-06 10:13 | 2018-06-12 | TITANIUM POWER INC | Retrofit | Arleta | Los Angeles | 91331 | Host Customer is System Owner | 4 |  | 30004079 | GREENoneTEC Solarindustrie GmbH | Solpal Plus | Solpal Plus L-GT | Direct Integral Collector Storage (DI) | 25.66 |  | Solpal Plus L |  |  | Solar Storage with Tankless Auxiliary Water Heater | 51 | 1 | 0.95 | 55 | Z09 | [18 empty] | Los Angeles | FALSE | 28.98 |  | 2011-06-01: 2018-02-10; 2011-08-03: 2018-03-06; 2011-09-20: 2018-06-12 | 2322 | 3709 | Up-front Payment
SCG-010905 | Single Family Residential - Disadvantaged Community | Domestic Hot Water | Gas | Southern California Gas Company | Incentive:Paid | 4179 | 29.85 |  | 1 | 140 |  | 140 |  | 2018-02-27 11:07 | 2018-03-07 | TITANIUM POWER INC | Retrofit | Pacoima | Los Angeles | 91331 | Host Customer is System Owner | 7 |  | 2011141B | Heliodyne, Inc. | HELIOPAK | HPAK 016 1 410 G 80 ACD Z | Indirect Forced Circulation (IF) | 40.17 |  | 410 001 | Glycol | Advanced Controller with a Vacation or Holiday Mode | Solar Storage and Auxiliary Tanks are separate | 80 | 1 | 1 | 85 | Z09 | [18 empty] | Los Angeles | FALSE | 30.31 |  | 2011-06-01: 2018-02-10; 2011-08-03: 2018-02-27; 2011-09-20: 2018-03-07 | 2418 | 4244 | Up-front Payment
SCG-010906 | Single Family Residential - Disadvantaged Community | Domestic Hot Water | Gas | Southern California Gas Company | Incentive:Paid | 3630 | 29.85 |  | 1 | 128 |  | 122 |  | 2018-03-06 10:03 | 2018-06-20 | TITANIUM POWER INC | Retrofit | North Hollywood | Los Angeles | 91605 | Owner/Tenant | 4 |  | 30004079 | GREENoneTEC Solarindustrie GmbH | Solpal Plus | Solpal Plus L-GT | Direct Integral Collector Storage (DI) | 25.66 |  | Solpal Plus L |  |  | Solar Storage with Tankless Auxiliary Water Heater | 51 | 1 | 0.95 | 55 | Z09 | [18 empty] | Los Angeles | FALSE | 28.98 |  | 2011-06-01: 2018-02-10; 2011-08-03: 2018-03-06; 2011-09-20: 2018-06-20 | 2259 | 3709 | Up-front Payment
SCG-010907 | Single Family Residential | Domestic Hot Water | Gas | Southern California Gas Company | Incentive:Paid | 4179 | 29.85 |  | 1 | 140 |  | 140 |  | 2018-02-27 11:04 | 2018-03-20 | TITANIUM POWER INC | Retrofit | Pacoima | Los Angeles | 91331 | Host Customer is System Owner | 6 |  | 2011141B | Heliodyne, Inc. | HELIOPAK | HPAK 016 1 410 G 80 ACD Z | Indirect Forced Circulation (IF) | 40.17 |  | 410 001 | Glycol | Advanced Controller with a Vacation or Holiday Mode | Solar Storage and Auxiliary Tanks are separate | 80 | 1 | 1 | 75 | Z09 | [18 empty] | Los Angeles | FALSE | 30.31 |  | 2011-06-01: 2018-02-10; 2011-08-03: 2018-02-27; 2011-09-20: 2018-03-20 | 2402 | 4244 | Up-front Payment
SCG-010908 | Single Family Residential | Domestic Hot Water | Gas | Southern California Gas Company | Incentive:Paid | 3821 | 29.85 |  | 1 | 128 |  | 128 |  | 2018-03-06 10:08 | 2018-06-20 | TITANIUM POWER INC | Retrofit | North Hollywood | Los Angeles | 91601 | Host Customer is System Owner | 7 |  | 30004079 | GREENoneTEC Solarindustrie GmbH | Solpal Plus | Solpal Plus L-GT | Direct Integral Collector Storage (DI) | 25.66 |  | Solpal Plus L |  |  | Solar Storage with Tankless Auxiliary Water Heater | 51 | 1 | 1 | 85 | Z09 | [18 empty] | Los Angeles | FALSE | 30.15 |  | 2011-06-01: 2018-02-10; 2011-08-03: 2018-03-06; 2011-09-20: 2018-06-20 | 2279 | 3859 | Up-front Payment
SCG-010909 | Single Family Residential | Domestic Hot Water | Gas | Southern California Gas Company | Incentive:Paid | 4179 | 29.85 |  | 1 | 140 |  | 140 |  | 2018-02-20 19:52 | 2018-04-11 | TITANIUM POWER INC | Retrofit | Pacoima | Los Angeles | 91331 | Host Customer is System Owner | 7 |  | 2011141B | Heliodyne, Inc. | HELIOPAK | HPAK 016 1 410 G 80 ACD Z | Indirect Forced Circulation (IF) | 40.17 |  | 410 001 | Glycol | Advanced Controller with a Vacation or Holiday Mode | Solar Storage and Auxiliary Tanks are separate | 80 | 1 | 1 | 85 | Z09 | [18 empty] | Los Angeles | FALSE | 30.31 |  | 2011-06-01: 2018-02-10; 2011-08-03: 2018-02-20; 2011-09-20: 2018-04-11 | 2384 | 4244 | Up-front Payment
SCG-010910 | Single Family Residential - Disadvantaged Community | Domestic Hot Water | Gas | Southern California Gas Company | Incentive:Paid | 3821 | 29.85 |  | 1 | 128 |  | 128 |  | 2018-02-26 19:31 | 2018-06-25 | TITANIUM POWER INC | Retrofit | North Hollywood | Los Angeles | 91605 | Host Customer is System Owner | 6 |  | 30004079 | GREENoneTEC Solarindustrie GmbH | Solpal Plus | Solpal Plus L-GT | Direct Integral Collector Storage (DI) | 25.66 |  | Solpal Plus L |  |  | Solar Storage with Tankless Auxiliary Water Heater | 51 | 1 | 1 | 75 | Z09 | [18 empty] | Los Angeles | FALSE | 30.15 |  | 2011-06-01: 2018-02-10; 2011-08-03: 2018-02-26; 2011-09-20: 2018-06-25 | 2308 | 3859 | Up-front Payment
SCG-010911 | Single Family Residential | Domestic Hot Water | Gas | Southern California Gas Company | Incentive:Paid | 4179 | 29.85 |  | 1 | 140 |  | 140 |  | 2018-02-20 19:53 | 2018-06-04 | TITANIUM POWER INC | Retrofit | Pacoima | Los Angeles | 91331 | Owner/Tenant | 8 |  | 2011141B | Heliodyne, Inc. | HELIOPAK | HPAK 016 1 410 G 80 ACD Z | Indirect Forced Circulation (IF) | 40.17 |  | 410 001 | Glycol | Advanced Controller with a Vacation or Holiday Mode | Solar Storage and Auxiliary Tanks are separate | 80 | 1 | 1 | 95 | Z09 | [18 empty] | Los Angeles | FALSE | 30.31 |  | 2011-06-01: 2018-02-10; 2011-08-03: 2018-02-20; 2011-09-20: 2018-06-04 | 2334 | 4244 | Up-front Payment
SCG-010912 | Single Family Residential - Disadvantaged Community | Domestic Hot Water | Gas | Southern California Gas Company | Incentive:Paid | 3821 | 29.85 |  | 1 | 128 |  | 128 |  | 2018-03-06 10:11 | 2018-06-01 | TITANIUM POWER INC | Retrofit | North Hollywood | Los Angeles | 91606 | Owner/Tenant | 6 |  | 30004079 | GREENoneTEC Solarindustrie GmbH | Solpal Plus | Solpal Plus L-GT | Direct Integral Collector Storage (DI) | 25.66 |  | Solpal Plus L |  |  | Solar Storage with Tankless Auxiliary Water Heater | 51 | 1 | 1 | 75 | Z09 | [18 empty] | Los Angeles | FALSE | 30.15 |  | 2011-06-01: 2018-02-10; 2011-08-03: 2018-03-06; 2011-09-20: 2018-06-01 | 2314 | 3859 | Up-front Payment
SCG-010913 | Single Family Residential - Disadvantaged Community | Domestic Hot Water | Gas | Southern California Gas Company | Incentive:Paid | 3821 | 29.85 |  | 1 | 128 |  | 128 |  | 2018-03-08 10:01 | 2018-03-14 | TITANIUM POWER INC | Retrofit | Sun Valley | Los Angeles | 91352 | Host Customer is System Owner | 4 |  | 30004079 | GREENoneTEC Solarindustrie GmbH | Solpal Plus | Solpal Plus L-GT | Direct Integral Collector Storage (DI) | 25.66 |  | Solpal Plus L |  |  | Solar Storage with Tankless Auxiliary Water Heater | 51 | 1 | 1 | 55 | Z09 | [18 empty] | Los Angeles | FALSE | 30.15 |  | 2011-06-01: 2018-02-10; 2011-08-03: 2018-03-08; 2011-09-20: 2018-03-14 | 2410 | 3859 | Up-front Payment
SCG-010914 | Single Family Residential - Disadvantaged Community | Domestic Hot Water | Gas | Southern California Gas Company | Incentive:Paid | 3821 | 29.85 |  | 1 | 128 |  | 128 |  | 2018-02-26 19:08 | 2018-06-25 | TITANIUM POWER INC | Retrofit | Canoga Park | Los Angeles | 91331 | Host Customer is System Owner | 8 |  | 30004079 | GREENoneTEC Solarindustrie GmbH | Solpal Plus | Solpal Plus L-GT | Direct Integral Collector Storage (DI) | 25.66 |  | Solpal Plus L |  |  | Solar Storage with Tankless Auxiliary Water Heater | 51 | 1 | 1 | 95 | Z09 | [18 empty] | Los Angeles | FALSE | 30.15 |  | 2011-06-01: 2018-02-10; 2011-08-03: 2018-02-26; 2011-09-20: 2018-06-25 | 2308 | 3859 | Up-front Payment
SCG-010915 | Single Family Residential - Disadvantaged Community | Domestic Hot Water | Gas | Southern California Gas Company | Incentive:Paid | 3630 | 29.85 |  | 1 | 128 |  | 122 |  | 2018-03-08 10:03 | 2018-03-14 | TITANIUM POWER INC | Retrofit | Sun Valley | Los Angeles | 91352 | Host Customer is System Owner | 4 |  | 30004079 | GREENoneTEC Solarindustrie GmbH | Solpal Plus | Solpal Plus L-GT | Direct Integral Collector Storage (DI) | 25.66 |  | Solpal Plus L |  |  | Solar Storage with Tankless Auxiliary Water Heater | 51 | 1 | 0.95 | 55 | Z09 | [18 empty] | Los Angeles | FALSE | 28.98 |  | 2011-06-01: 2018-02-10; 2011-08-03: 2018-03-08; 2011-09-20: 2018-03-14 | 2410 | 3709 | Up-front Payment
SCG-010916 | Single Family Residential - Disadvantaged Community | Domestic Hot Water | Gas | Southern California Gas Company | Incentive:Paid | 4179 | 29.85 |  | 1 | 140 |  | 140 |  | 2018-03-08 10:10 | 2018-03-14 | TITANIUM POWER INC | Retrofit | Pacoima | Los Angeles | 91331 | Owner/Tenant | 6 |  | 2011141B | Heliodyne, Inc. | HELIOPAK | HPAK 016 1 410 G 80 ACD Z | Indirect Forced Circulation (IF) | 40.17 |  | 410 001 | Glycol | Advanced Controller with a Vacation or Holiday Mode | Solar and Auxiliary Storage are the same Tank | 80 | 1 | 1 | 75 | Z09 | [18 empty] | Los Angeles | FALSE | 30.31 |  | 2011-06-01: 2018-02-12; 2011-08-03: 2018-03-08; 2011-09-20: 2018-03-14 | 2410 | 4244 | Up-front Payment
SCG-010917 | Single Family Residential | Domestic Hot Water | Gas | Southern California Gas Company | Incentive:Paid | 4179 | 29.85 |  | 1 | 140 |  | 140 |  | 2018-02-22 11:46 | 2018-06-25 | TITANIUM POWER INC | Retrofit | Pacoima | Los Angeles | 91331 | Host Customer is System Owner | 7 |  | 2011141B | Heliodyne, Inc. | HELIOPAK | HPAK 016 1 410 G 80 ACD Z | Indirect Forced Circulation (IF) | 40.17 |  | 410 001 | Glycol | Advanced Controller with a Vacation or Holiday Mode | Solar Storage and Auxiliary Tanks are separate | 80 | 1 | 1 | 85 | Z09 | [18 empty] | Los Angeles | FALSE | 30.31 |  | 2011-06-01: 2018-02-12; 2011-08-03: 2018-02-22; 2011-09-20: 2018-06-25 | 2314 | 4244 | Up-front Payment
SCG-010918 | Commercial/Multifamily Residential | Domestic Hot Water | Gas | Southern California Gas Company | Incentive:Paid | 18716 | 20.19 |  | 1 | 927 |  | 927 |  | 2018-02-16 09:16 | 2018-02-21 | EVOLUTION ENERGY SOLUTIONS L L C | Retrofit | Anaheim | Los Angeles | 92804 | Host Customer is System Owner | [7 empty] | 245.7 | 40.95 |  | Drainback |  | Solar Storage and Auxiliary Tanks are separate |  | 1 | 1 | 504 | Z08 | 12 | Units | Apartments/Condos | TRB-40 | 6 | 1 | 500 | 1 | 100 | 1 | 200000 | TRUE | 140 | 140 |  |  |  |  | Anaheim | FALSE | 20.19 |  | 2018-02-12 |  | 2018-02-16 | 2018-02-21 | 2019-08-09 | 2019-08-09 | 1900 | 18716 | Up-front Payment
PGE-010919 | Single Family Residential - Disadvantaged Community | Domestic Hot Water | Gas | Pacific Gas and Electric | Incentive:Paid | 3522 | 29.85 |  | 1 | 118 |  | 118 |  | 2018-08-06 14:30 | 2018-08-24 | INTELLIGENT GREEN SOLUTIONS CA | Retrofit | Sanger | Fresno | 93657 | Host Customer is System Owner | 4 |  | 30004236 | SunMaxx Solar LLC | ThermoPower | VTS30-HP-G | Indirect Thermosyphon (IT) | 47.9 |  | ThermoPower-VTS-HP30 | Automatic Drainback |  | Solar Storage and Auxiliary Tanks are separate | 79 | 1 | 1 | 55 | Z13 | [18 empty] | City of Sanger | FALSE | 52.88 |  | 2011-06-01: 2018-02-12; 2011-08-03: 2018-08-06; 2011-09-20: 2018-08-24 | 2234 | 6240 | Up-front Payment
SCG-010921 | Low Income Single Family Residential | Domestic Hot Water | Gas | Southern California Gas Company | Incentive:Canceled | 4723 | 36.9 |  | 1 | 128 |  | 128 |  | 2018-03-07 14:33 |  | TITANIUM POWER INC | Retrofit | Pacoima | Los Angeles | 91331 | Host Customer is System Owner | 4 |  | 30004079 | GREENoneTEC Solarindustrie GmbH | Solpal Plus | Solpal Plus L-GT | Direct Integral Collector Storage (DI) | 25.66 |  | Solpal Plus L |  |  | Solar Storage with Tankless Auxiliary Water Heater | 51 | 1 | 1 | 55 | Z09 | [18 empty] | Los Angeles | FALSE | 37.18 |  | 2011-06-01: 2018-02-12; 2011-06-21: 2018-07-24; 2011-08-03: 2018-03-07 | 2287 | 4759 | Up-front Payment
SCG-010922 | Low Income Single Family Residential | Domestic Hot Water | Gas | Southern California Gas Company | Incentive:Canceled | 4723 | 36.9 |  | 1 | 128 |  | 128 |  | 2018-03-10 10:41 |  | TITANIUM POWER INC | Retrofit | Arleta | Los Angeles | 91331 | Host Customer is System Owner | 4 |  | 30004079 | GREENoneTEC Solarindustrie GmbH | Solpal Plus | Solpal Plus L-GT | Direct Integral Collector Storage (DI) | 25.66 |  | Solpal Plus L |  |  | Solar Storage with Tankless Auxiliary Water Heater | 51 | 1 | 1 | 55 | Z09 | [18 empty] | Los Angeles | FALSE | 37.18 |  | 2011-06-01: 2018-02-13; 2011-06-21: 2018-07-25; 2011-08-03: 2018-03-10 | 2286 | 4759 | Up-front Payment
SCG-010923 | Low Income Single Family Residential | Domestic Hot Water | Gas | Southern California Gas Company | Incentive:Paid | 4723 | 36.9 |  | 1 | 128 |  | 128 |  | 2018-02-22 12:47 | 2018-07-18 | TITANIUM POWER INC | Retrofit | Arleta | Los Angeles | 91331 | Host Customer is System Owner | 4 |  | 30004079 | GREENoneTEC Solarindustrie GmbH | Solpal Plus | Solpal Plus L-GT | Direct Integral Collector Storage (DI) | 25.66 |  | Solpal Plus L |  |  | Solar Storage with Tankless Auxiliary Water Heater | 51 | 1 | 1 | 55 | Z09 | [18 empty] | Los Angeles | FALSE | 37.18 |  | 2011-06-01: 2018-02-13; 2011-08-03: 2018-02-22; 2011-09-20: 2018-07-18 | 2291 | 4759 | Up-front Payment
SCG-010924 | Low Income Single Family Residential | Domestic Hot Water | Gas | Southern California Gas Company | Incentive:Canceled | 4723 | 36.9 |  | 1 | 128 |  | 128 |  | 2018-02-22 12:33 |  | TITANIUM POWER INC | Retrofit | Arleta | Los Angeles | 91331 | Host Customer is System Owner | 5 |  | 30004079 | GREENoneTEC Solarindustrie GmbH | Solpal Plus | Solpal Plus L-GT | Direct Integral Collector Storage (DI) | 25.66 |  | Solpal Plus L |  |  | Solar Storage with Tankless Auxiliary Water Heater | 51 | 1 | 1 | 65 | Z09 | [18 empty] | Los Angeles | FALSE | 37.18 |  | 2011-06-01: 2018-02-13; 2011-06-21: 2018-07-25; 2011-08-03: 2018-02-22 | 2286 | 4759 | Up-front Payment
SCG-010926 | Commercial/Multifamily Residential | Domestic Hot Water | Gas | Southern California Gas Company | Incentive:Paid | 39855 | 20.19 |  | 1 | 1974 |  | 1974 |  | 2018-05-15 05:27 | 2018-07-23 | INTELLIGENT GREEN SOLUTIONS CA | Retrofit | Corcoran | Kings | 93212 | Lease | [7 empty] | 707.76 | 29.49 |  | Glycol | Steam Back | Solar Storage and Auxiliary Tanks are separate |  | 1 | 1 | 1400 | Z13 |  |  | Other | 10002034 | 24 | 1 | 1200 | 1 | 100 | 2 | 199900 | FALSE | 160 | 140 |  | SunMaxx Solar - SmartMaxx-EMETER1000 |  | SunMaxx Solar - SmartMaxx-EMETER1000 | City of Corcoran | FALSE | 46.61 |  | 2018-02-13 |  | 2018-05-15 | 2018-07-23 | 2018-10-31 | 2018-11-21 | 2160 | 92009 | Up-front Payment
SCG-010930 | Single Family Residential - Disadvantaged Community | Domestic Hot Water | Gas | Southern California Gas Company | Incentive:Paid | 2994 | 29.85 |  | 1 | 118 |  | 100 |  | 2018-04-16 07:50 | 2018-06-04 | INTELLIGENT GREEN SOLUTIONS CA | Retrofit | Pixley | Tulare | 93256 | Host Customer is System Owner | 4 |  | 30004236 | SunMaxx Solar LLC | ThermoPower | VTS30-HP-G | Indirect Thermosyphon (IT) | 47.9 |  | ThermoPower-VTS-HP30 | Automatic Drainback | Drainback (Water) | Solar Storage and Auxiliary Tanks are separate | 79 | 1 | 0.85 | 55 | Z13 | [11 empty] | FALSE | [6 empty] | Tulare | FALSE | 52.88 |  | 2011-06-01: 2018-02-14; 2011-08-03: 2018-04-16; 2011-09-20: 2018-06-04 | 2334 | 6240 | Up-front Payment
SCG-010931 | Low Income Single Family Residential | Domestic Hot Water | Gas | Southern California Gas Company | Incentive:Paid | 4723 | 36.9 |  | 1 | 128 |  | 128 |  | 2018-02-22 12:43 | 2018-04-26 | TITANIUM POWER INC | Retrofit | Arleta | Los Angeles | 91331 | Host Customer is System Owner | 10 |  | 30004079 | GREENoneTEC Solarindustrie GmbH | Solpal Plus | Solpal Plus L-GT | Direct Integral Collector Storage (DI) | 25.66 |  | Solpal Plus L |  |  | Solar Storage with Tankless Auxiliary Water Heater | 51 | 1 | 1 | 115 | Z09 | [18 empty] | Los Angeles | FALSE | 37.18 |  | 2011-06-01: 2018-02-14; 2011-08-03: 2018-02-22; 2011-09-20: 2018-04-26 | 2369 | 4759 | Up-front Payment
SCG-010932 | Single Family Residential - Disadvantaged Community | Domestic Hot Water | Gas | Southern California Gas Company | Incentive:Paid | 3522 | 29.85 |  | 1 | 118 |  | 118 |  | 2018-06-14 02:36 | 2018-08-13 | INTELLIGENT GREEN SOLUTIONS CA | Retrofit | Parlier | Fresno | 93648 | Owner/Tenant | 5 |  | 30004236 | SunMaxx Solar LLC | ThermoPower | VTS30-HP-G | Indirect Thermosyphon (IT) | 47.9 |  | ThermoPower-VTS-HP30 | Automatic Drainback |  | Solar Storage and Auxiliary Tanks are separate | 79 | 1 | 1 | 65 | Z13 | [18 empty] | City of Parlier | FALSE | 52.88 |  | 2011-06-01: 2018-02-14; 2011-08-03: 2018-06-14; 2011-09-20: 2018-08-13 | 2256 | 6240 | Up-front Payment
SCG-010933 | Low Income Single Family Residential | Domestic Hot Water | Gas | Southern California Gas Company | Incentive:Paid | 4723 | 36.9 |  | 1 | 128 |  | 128 |  | 2018-02-22 12:41 | 2018-05-14 | TITANIUM POWER INC | Retrofit | Arleta | Los Angeles | 91331 | Host Customer is System Owner | 10 |  | 30004079 | GREENoneTEC Solarindustrie GmbH | Solpal Plus | Solpal Plus L-GT | Direct Integral Collector Storage (DI) | 25.66 |  | Solpal Plus L |  |  | Solar Storage with Tankless Auxiliary Water Heater | 51 | 1 | 1 | 115 | Z09 | [18 empty] | Los Angeles | FALSE | 37.18 |  | 2011-06-01: 2018-02-14; 2011-08-03: 2018-02-22; 2011-09-20: 2018-05-14 | 2348 | 4759 | Up-front Payment
SCG-010934 | Low Income Single Family Residential | Domestic Hot Water | Gas | Southern California Gas Company | Incentive:Canceled | 4723 | 36.9 |  | 1 | 128 |  | 128 |  | 2018-02-22 11:51 |  | TITANIUM POWER INC | Retrofit | Arleta | Los Angeles | 91331 | Host Customer is System Owner | 8 |  | 30004079 | GREENoneTEC Solarindustrie GmbH | Solpal Plus | Solpal Plus L-GT | Direct Integral Collector Storage (DI) | 25.66 |  | Solpal Plus L |  |  | Solar Storage with Tankless Auxiliary Water Heater | 51 | 1 | 1 | 95 | Z09 | [18 empty] | Los Angeles | FALSE | 37.18 |  | 2011-06-01: 2018-02-14; 2011-06-21: 2018-07-25; 2011-08-03: 2018-02-22 | 2286 | 4759 | Up-front Payment
SCG-010935 | Single Family Residential | Domestic Hot Water | Gas | Southern California Gas Company | Incentive:Paid | 4366 | 29.85 |  | 1 | 170 |  | 162 |  | 2018-05-17 06:56 | 2018-06-04 | ALL VALLEY SOLAR INC | Retrofit | Beverly Hills | Beverly Hills | 90212 | Host Customer is System Owner | 4 |  | 30004023 | SunEarth, Inc. | Cascade 2 | C2-48-80-TLG | Indirect Forced Circulation (IF) | 49.48 |  | EC-24 / EC-24-0.75 | Automatic Drainback |  | Solar Storage with Tankless Auxiliary Water Heater | 80 | 1 | 0.95 | 55 | Z09 | [18 empty] | City of Beverly Hills | FALSE | 86.05 |  | 2011-06-01: 2018-02-14; 2011-08-03: 2018-05-17; 2011-09-20: 2018-06-04 | 2334 | 14628 | Up-front Payment
PGE-010936 | Single Family Residential | Domestic Hot Water | Gas | Pacific Gas and Electric | Incentive:Paid | 2042 | 29.85 |  | 1 | 72 |  | 68 |  | 2018-05-18 11:28 | 2018-10-17 | SUNTREK INDUSTRIES INC | Retrofit | Saratoga | Saratoga | 95070 | Host Customer is System Owner | 4 |  | 2012012B | GREENoneTEC Solarindustrie GmbH | SOLPAL (formerly Solcrafte) | SOLPAL L-G | Direct Integral Collector Storage (DI) | 26.11 |  | Solpal L |  |  | Solar Storage with Tankless Auxiliary Water Heater | 51 | 1 | 0.95 | 55 | Z04 | [18 empty] | Saratoga | FALSE | 173.61 |  | 2018-02-14 | 2018-05-30 |  |  | 2018-05-18 | 2018-10-17 | 2192 | 12500 | Up-front Payment
SCG-010937 | Low Income Single Family Residential | Domestic Hot Water | Gas | Southern California Gas Company | Incentive:Paid | 4723 | 36.9 |  | 1 | 128 |  | 128 |  | 2018-03-10 10:44 | 2018-04-27 | TITANIUM POWER INC | Retrofit | Arleta | Los Angeles | 91331 | Host Customer is System Owner | 5 |  | 30004079 | GREENoneTEC Solarindustrie GmbH | Solpal Plus | Solpal Plus L-GT | Direct Integral Collector Storage (DI) | 25.66 |  | Solpal Plus L |  |  | Solar Storage with Tankless Auxiliary Water Heater | 51 | 1 | 1 | 65 | Z09 | [18 empty] | Los Angeles | FALSE | 37.18 |  | 2011-06-01: 2018-02-14; 2011-08-03: 2018-03-10; 2011-09-20: 2018-04-27 | 2368 | 4759 | Up-front Payment
SCG-010938 | Low Income Single Family Residential | Domestic Hot Water | Gas | Southern California Gas Company | Incentive:Canceled | 4723 | 36.9 |  | 1 | 128 |  | 128 |  | 2018-03-09 09:52 |  | TITANIUM POWER INC | Retrofit | Sun Valley | Los Angeles | 91352 | Owner/Tenant | 6 |  | 30004079 | GREENoneTEC Solarindustrie GmbH | Solpal Plus | Solpal Plus L-GT | Direct Integral Collector Storage (DI) | 25.66 |  | Solpal Plus L |  |  | Solar Storage with Tankless Auxiliary Water Heater | 51 | 1 | 1 | 75 | Z09 | [18 empty] | Los Angeles | FALSE | 37.18 |  | 2011-06-01: 2018-02-14; 2011-06-21: 2018-07-25; 2011-08-03: 2018-03-09 | 2286 | 4759 | Up-front Payment
SCG-010939 | Single Family Residential - Disadvantaged Community | Domestic Hot Water | Gas | Southern California Gas Company | Incentive:Paid | 3522 | 29.85 |  | 1 | 118 |  | 118 |  | 2018-06-01 04:44 | 2018-06-22 | INTELLIGENT GREEN SOLUTIONS CA | Retrofit | Orange Cove | Fresno | 93646 | Host Customer is System Owner | 6 |  | 30004236 | SunMaxx Solar LLC | ThermoPower | VTS30-HP-G | Indirect Thermosyphon (IT) | 47.9 |  | VTS-HP30 | Automatic Drainback |  | Solar Storage and Auxiliary Tanks are separate | 79 | 1 | 1 | 75 | Z13 | [18 empty] | City of Orange Cove | FALSE | 52.88 |  | 2011-06-01: 2018-02-14; 2011-08-03: 2018-06-01; 2011-09-20: 2018-06-22 | 2313 | 6240 | Up-front Payment
SCG-010940 | Low Income Single Family Residential | Domestic Hot Water | Gas | Southern California Gas Company | Incentive:Paid | 4723 | 36.9 |  | 1 | 128 |  | 128 |  | 2018-02-22 11:53 | 2018-04-25 | TITANIUM POWER INC | Retrofit | Sun Valley | Los Angeles | 91352 | Host Customer is System Owner | 4 |  | 30004079 | GREENoneTEC Solarindustrie GmbH | Solpal Plus | Solpal Plus L-GT | Direct Integral Collector Storage (DI) | 25.66 |  | Solpal Plus L |  |  | Solar Storage with Tankless Auxiliary Water Heater | 51 | 1 | 1 | 55 | Z09 | [18 empty] | Los Angeles | FALSE | 37.18 |  | 2011-06-01: 2018-02-14; 2011-08-03: 2018-02-22; 2011-09-20: 2018-04-25 | 2369 | 4759 | Up-front Payment
SCG-010941 | Low Income Single Family Residential | Domestic Hot Water | Gas | Southern California Gas Company | Incentive:Paid | 4723 | 36.9 |  | 1 | 128 |  | 128 |  | 2018-02-22 11:57 | 2018-04-25 | TITANIUM POWER INC | Retrofit | Sun Valley | Los Angeles | 91352 | Host Customer is System Owner | 7 |  | 30004079 | GREENoneTEC Solarindustrie GmbH | Solpal Plus | Solpal Plus L-GT | Direct Integral Collector Storage (DI) | 25.66 |  | Solpal Plus L |  |  | Solar Storage with Tankless Auxiliary Water Heater | 51 | 1 | 1 | 85 | Z09 | [18 empty] | Los Angeles | FALSE | 37.18 |  | 2011-06-01: 2018-02-14; 2011-08-03: 2018-02-22; 2011-09-20: 2018-04-25 | 2369 | 4759 | Up-front Payment
SCG-010942 | Low Income Single Family Residential | Domestic Hot Water | Gas | Southern California Gas Company | Incentive:Paid | 4487 | 36.9 |  | 1 | 128 |  | 122 |  | 2018-02-22 12:10 | 2018-04-25 | TITANIUM POWER INC | Retrofit | Van Nuys | Los Angeles | 91405 | Host Customer is System Owner | 7 |  | 30004079 | GREENoneTEC Solarindustrie GmbH | Solpal Plus | Solpal Plus L-GT | Direct Integral Collector Storage (DI) | 25.66 |  | Solpal Plus L |  |  | Solar Storage with Tankless Auxiliary Water Heater | 51 | 1 | 0.95 | 85 | Z09 | [18 empty] | Los Angeles | FALSE | 35.62 |  | 2011-06-01: 2018-02-15; 2011-08-03: 2018-02-22; 2011-09-20: 2018-04-25 | 2369 | 4559 | Up-front Payment
SCG-010943 | Low Income Single Family Residential | Domestic Hot Water | Gas | Southern California Gas Company | Incentive:Paid | 4723 | 36.9 |  | 1 | 128 |  | 128 |  | 2018-02-22 12:17 | 2018-04-24 | TITANIUM POWER INC | Retrofit | Sun Valley | Los Angeles | 91352 | Host Customer is System Owner | 4 |  | 30004079 | GREENoneTEC Solarindustrie GmbH | Solpal Plus | Solpal Plus L-GT | Direct Integral Collector Storage (DI) | 25.66 |  | Solpal Plus L |  |  | Solar Storage with Tankless Auxiliary Water Heater | 51 | 1 | 1 | 55 | Z09 | [18 empty] | Los Angeles | FALSE | 37.18 |  | 2011-06-01: 2018-02-15; 2011-08-03: 2018-02-22; 2011-09-20: 2018-04-24 | 2369 | 4759 | Up-front Payment
SCG-010944 | Low Income Single Family Residential | Domestic Hot Water | Gas | Southern California Gas Company | Incentive:Paid | 4723 | 36.9 |  | 1 | 128 |  | 128 |  | 2018-02-22 12:19 | 2018-04-24 | TITANIUM POWER INC | Retrofit | North Hollywood | Los Angeles | 91606 | Host Customer is System Owner | 5 |  | 30004079 | GREENoneTEC Solarindustrie GmbH | Solpal Plus | Solpal Plus L-GT | Direct Integral Collector Storage (DI) | 25.66 |  | Solpal Plus L |  |  | Solar Storage with Tankless Auxiliary Water Heater | 51 | 1 | 1 | 65 | Z09 | [18 empty] | Los Angeles | FALSE | 37.18 |  | 2011-06-01: 2018-02-15; 2011-08-03: 2018-02-22; 2011-09-20: 2018-04-24 | 2375 | 4759 | Up-front Payment
SCG-010945 | Low Income Single Family Residential | Domestic Hot Water | Gas | Southern California Gas Company | Incentive:Paid | 4723 | 36.9 |  | 1 | 128 |  | 128 |  | 2018-02-22 12:23 | 2018-04-24 | TITANIUM POWER INC | Retrofit | North Hollywood | Los Angeles | 91606 | Host Customer is System Owner | 5 |  | 30004079 | GREENoneTEC Solarindustrie GmbH | Solpal Plus | Solpal Plus L-GT | Direct Integral Collector Storage (DI) | 25.66 |  | Solpal Plus L |  |  | Solar Storage with Tankless Auxiliary Water Heater | 51 | 1 | 1 | 65 | Z09 | [18 empty] | Los Angeles | FALSE | 37.18 |  | 2011-06-01: 2018-02-15; 2011-08-03: 2018-02-22; 2011-09-20: 2018-04-24 | 2375 | 4759 | Up-front Payment
PGE-010946 | Low Income Multifamily Residential | Domestic Hot Water | Gas | Pacific Gas and Electric | Incentive:Paid | 91345 | 24.89 |  | 1 | 3707 |  | 3670 |  | 2018-03-06 08:28 | 2018-04-11 | SUN LIGHT & POWER | New Construction | Oakland | Alameda | 94601 | Host Customer is System Owner | [7 empty] | 1044.42 | 40.17 |  | Glycol | Pressure Stagnation Protection (PSP) | Solar Storage and Auxiliary Tanks are separate |  | 0.99 | 1 | 3572 | Z03 | 94 | Units | Apartments/Condos | 2010115A | 26 | 2 | 1500 | 3 | 375 | 3 | 1199997 | TRUE | 140 | 125 |  | Heliodyne - Delta-T Pro Ethernet |  | Heliodyne - Delta-T Pro Ethernet | City of Oakland | FALSE | 28.67 |  | 2018-02-26 | 2018-03-08 | 2018-03-06 | 2018-04-11 | 2020-03-30 | 2020-05-12 | 1622 | 106294 | Up-front Payment
SCG-010947 | Low Income Single Family Residential | Domestic Hot Water | Gas | Southern California Gas Company | Incentive:Paid | 4723 | 36.9 |  | 1 | 128 |  | 128 |  | 2018-02-27 10:53 | 2018-08-16 | TITANIUM POWER INC | Retrofit | Sun Valley | Los Angeles | 91352 | Host Customer is System Owner | 6 |  | 30004079 | GREENoneTEC Solarindustrie GmbH | Solpal Plus | Solpal Plus L-GT | Direct Integral Collector Storage (DI) | 25.66 |  | Solpal Plus L |  |  | Solar Storage with Tankless Auxiliary Water Heater | 51 | 1 | 1 | 75 | Z09 | [18 empty] | Los Angeles | FALSE | 37.18 |  | 2011-06-01: 2018-02-15; 2011-08-03: 2018-02-27; 2011-09-20: 2018-08-16 | 2257 | 4759 | Up-front Payment
SCG-010949 | Low Income Single Family Residential | Domestic Hot Water | Gas | Southern California Gas Company | Incentive:Paid | 4487 | 36.9 |  | 1 | 128 |  | 122 |  | 2018-02-22 12:30 | 2018-07-02 | TITANIUM POWER INC | Retrofit | North Hollywood | Los Angeles | 91606 | Host Customer is System Owner | 5 |  | 30004079 | GREENoneTEC Solarindustrie GmbH | Solpal Plus | Solpal Plus L-GT | Direct Integral Collector Storage (DI) | 25.66 |  | Solpal Plus L |  |  | Solar Storage with Tankless Auxiliary Water Heater | 51 | 1 | 0.95 | 65 | Z09 | [18 empty] | Los Angeles | FALSE | 35.62 |  | 2011-06-01: 2018-02-15; 2011-08-03: 2018-02-22; 2011-09-20: 2018-07-02 | 2299 | 4559 | Up-front Payment
SCG-010950 | Commercial/Multifamily Residential | Domestic Hot Water | Gas | Southern California Gas Company | Incentive:Paid | 31880 | 20.19 |  | 1 | 1579 |  | 1579 |  | 2018-03-16 09:43 | 2018-06-01 | EVOLUTION ENERGY SOLUTIONS L L C | Retrofit | Los Angeles | Los Angeles | 90017 | Host Customer is System Owner | [7 empty] | 450.45 | 40.95 |  | Drainback | Drainback (Water) | Solar Storage and Auxiliary Tanks are separate |  | 1 | 1 | 840 | Z09 | 20 | Units | Apartments/Condos | TRB-40 | 11 | 1 | 800 | 1 | 100 | 1 | 199000 | TRUE | 140 | 140 |  |  |  |  | Los Angeles | FALSE | 20.19 |  | 2018-02-15 |  | 2018-03-16 | 2018-06-01 | 2018-10-24 | 2018-10-25 | 2187 | 31880 | Up-front Payment
SCG-010951 | Low Income Single Family Residential | Domestic Hot Water | Gas | Southern California Gas Company | Incentive:Paid | 4487 | 36.9 |  | 1 | 128 |  | 122 |  | 2018-03-15 09:50 | 2018-05-29 | TITANIUM POWER INC | Retrofit | North Hollywood | Los Angeles | 91605 | Host Customer is System Owner | 4 |  | 30004079 | GREENoneTEC Solarindustrie GmbH | Solpal Plus | Solpal Plus L-GT | Direct Integral Collector Storage (DI) | 25.66 |  | Solpal Plus L |  |  | Solar Storage with Tankless Auxiliary Water Heater | 51 | 1 | 0.95 | 55 | Z09 | [18 empty] | Los Angeles | FALSE | 35.62 |  | 2011-06-01: 2018-02-15; 2011-08-03: 2018-03-15; 2011-09-20: 2018-05-29 | 2333 | 4559 | Up-front Payment
SCG-010952 | Low Income Single Family Residential | Domestic Hot Water | Gas | Southern California Gas Company | Incentive:Canceled | 4487 | 36.9 |  | 1 | 128 |  | 122 |  | 2018-02-22 12:31 |  | TITANIUM POWER INC | Retrofit | North Hollywood | Los Angeles | 91605 | Host Customer is System Owner | 10 |  | 30004079 | GREENoneTEC Solarindustrie GmbH | Solpal Plus | Solpal Plus L-GT | Direct Integral Collector Storage (DI) | 25.66 |  | Solpal Plus L |  |  | Solar Storage with Tankless Auxiliary Water Heater | 51 | 1 | 0.95 | 115 | Z09 | [18 empty] | Los Angeles | FALSE | 35.62 |  | 2011-06-01: 2018-02-15; 2011-06-21: 2018-07-25; 2011-08-03: 2018-02-22 | 2286 | 4559 | Up-front Payment
SCG-010953 | Low Income Single Family Residential | Domestic Hot Water | Gas | Southern California Gas Company | Incentive:Canceled | 4487 | 36.9 |  | 1 | 128 |  | 122 |  | 2018-03-10 10:42 |  | TITANIUM POWER INC | Retrofit | Arleta | Los Angeles | 91331 | Host Customer is System Owner | 6 |  | 30004079 | GREENoneTEC Solarindustrie GmbH | Solpal Plus | Solpal Plus L-GT | Direct Integral Collector Storage (DI) | 25.66 |  | Solpal Plus L |  |  | Solar Storage with Tankless Auxiliary Water Heater | 51 | 1 | 0.95 | 75 | Z09 | [18 empty] | Los Angeles | FALSE | 35.62 |  | 2011-06-01: 2018-02-15; 2011-06-21: 2018-08-03; 2011-08-03: 2018-03-10 | 2276 | 4559 | Up-front Payment
SCG-010954 | Low Income Single Family Residential | Domestic Hot Water | Gas | Southern California Gas Company | Incentive:Paid | 4723 | 36.9 |  | 1 | 128 |  | 128 |  | 2018-02-22 12:34 | 2018-04-23 | TITANIUM POWER INC | Retrofit | Pacoima | Los Angeles | 91331 | Host Customer is System Owner | 5 |  | 30004079 | GREENoneTEC Solarindustrie GmbH | Solpal Plus | Solpal Plus L-GT | Direct Integral Collector Storage (DI) | 25.66 |  | Solpal Plus L |  |  | Solar Storage with Tankless Auxiliary Water Heater | 51 | 1 | 1 | 65 | Z09 | [18 empty] | Los Angeles | FALSE | 37.18 |  | 2011-06-01: 2018-02-16; 2011-08-03: 2018-02-22; 2011-09-20: 2018-04-23 | 2375 | 4759 | Up-front Payment
SCG-010955 | Low Income Single Family Residential | Domestic Hot Water | Gas | Southern California Gas Company | Incentive:Paid | 4723 | 36.9 |  | 1 | 128 |  | 128 |  | 2018-02-22 12:36 | 2018-04-20 | TITANIUM POWER INC | Retrofit | Pacoima | Los Angeles | 91331 | Host Customer is System Owner | 5 |  | 30004079 | GREENoneTEC Solarindustrie GmbH | Solpal Plus | Solpal Plus L-GT | Direct Integral Collector Storage (DI) | 25.66 |  | Solpal Plus L |  |  | Solar Storage with Tankless Auxiliary Water Heater | 51 | 1 | 1 | 65 | Z09 | [18 empty] | Los Angeles | FALSE | 37.18 |  | 2011-06-01: 2018-02-16; 2011-08-03: 2018-02-22; 2011-09-20: 2018-04-20 | 2375 | 4759 | Up-front Payment
SCG-010956 | Low Income Single Family Residential | Domestic Hot Water | Gas | Southern California Gas Company | Incentive:Paid | 4723 | 36.9 |  | 1 | 128 |  | 128 |  | 2018-02-22 12:37 | 2018-06-27 | TITANIUM POWER INC | Retrofit | Pacoima | Los Angeles | 91331 | Host Customer is System Owner | 9 |  | 30004079 | GREENoneTEC Solarindustrie GmbH | Solpal Plus | Solpal Plus L-GT | Direct Integral Collector Storage (DI) | 25.66 |  | Solpal Plus L |  |  | Solar Storage with Tankless Auxiliary Water Heater | 51 | 1 | 1 | 105 | Z09 | [18 empty] | Los Angeles | FALSE | 37.18 |  | 2011-06-01: 2018-02-16; 2011-08-03: 2018-02-22; 2011-09-20: 2018-06-27 | 2299 | 4759 | Up-front Payment
SCG-010957 | Low Income Single Family Residential | Domestic Hot Water | Gas | Southern California Gas Company | Incentive:Paid | 4723 | 36.9 |  | 1 | 128 |  | 128 |  | 2018-02-22 12:39 | 2018-04-16 | TITANIUM POWER INC | Retrofit | Pacoima | Los Angeles | 91331 | Host Customer is System Owner | 4 |  | 30004079 | GREENoneTEC Solarindustrie GmbH | Solpal Plus | Solpal Plus L-GT | Direct Integral Collector Storage (DI) | 25.66 |  | Solpal Plus L |  |  | Solar Storage with Tankless Auxiliary Water Heater | 51 | 1 | 1 | 55 | Z09 | [18 empty] | Los Angeles | FALSE | 37.18 |  | 2011-06-01: 2018-02-16; 2011-08-03: 2018-02-22; 2011-09-20: 2018-04-16 | 2383 | 4759 | Up-front Payment
SCG-010958 | Low Income Single Family Residential | Domestic Hot Water | Gas | Southern California Gas Company | Incentive:Paid | 4723 | 36.9 |  | 1 | 128 |  | 128 |  | 2018-03-10 10:38 | 2018-05-17 | TITANIUM POWER INC | Retrofit | Pacoima | Los Angeles | 91331 | Host Customer is System Owner | 5 |  | 30004079 | GREENoneTEC Solarindustrie GmbH | Solpal Plus | Solpal Plus L-GT | Direct Integral Collector Storage (DI) | 25.66 |  | Solpal Plus L |  |  | Solar Storage with Tankless Auxiliary Water Heater | 51 | 1 | 1 | 65 | Z09 | [18 empty] | Los Angeles | FALSE | 37.18 |  | 2011-06-01: 2018-02-16; 2011-08-03: 2018-03-10; 2011-09-20: 2018-05-17 | 2350 | 4759 | Up-front Payment
SCG-010959 | Low Income Single Family Residential | Domestic Hot Water | Gas | Southern California Gas Company | Incentive:Paid | 4723 | 36.9 |  | 1 | 128 |  | 128 |  | 2018-02-22 12:40 | 2018-04-16 | TITANIUM POWER INC | Retrofit | Pacoima | Los Angeles | 91331 | Host Customer is System Owner | 4 |  | 30004079 | GREENoneTEC Solarindustrie GmbH | Solpal Plus | Solpal Plus L-GT | Direct Integral Collector Storage (DI) | 25.66 |  | Solpal Plus L |  |  | Solar Storage with Tankless Auxiliary Water Heater | 51 | 1 | 1 | 55 | Z09 | [18 empty] | Los Angeles | FALSE | 37.18 |  | 2011-06-01: 2018-02-16; 2011-08-03: 2018-02-22; 2011-09-20: 2018-04-16 | 2383 | 4759 | Up-front Payment
SCG-010960 | Single Family Residential | Domestic Hot Water | Gas | Southern California Gas Company | Incentive:Paid | 3821 | 29.85 |  | 1 | 128 |  | 128 |  | 2018-02-26 19:17 | 2018-05-31 | TITANIUM POWER INC | Retrofit | Sylmar | Los Angeles | 91340 | Host Customer is System Owner | 6 |  | 30004079 | GREENoneTEC Solarindustrie GmbH | Solpal Plus | Solpal Plus L-GT | Direct Integral Collector Storage (DI) | 25.66 |  | Solpal Plus L |  |  | Solar Storage with Tankless Auxiliary Water Heater | 51 | 1 | 1 | 75 | Z09 | [18 empty] | Los Angeles | FALSE | 30.15 |  | 2011-06-01: 2018-02-16; 2011-08-03: 2018-02-26; 2011-09-20: 2018-05-31 | 2335 | 3859 | Up-front Payment
SCG-010961 | Single Family Residential | Domestic Hot Water | Gas | Southern California Gas Company | Incentive:Paid | 3821 | 29.85 |  | 1 | 128 |  | 128 |  | 2018-02-26 19:13 | 2018-06-25 | TITANIUM POWER INC | Retrofit | North Hollywood | Los Angeles | 91605 | Host Customer is System Owner | 4 |  | 30004079 | GREENoneTEC Solarindustrie GmbH | Solpal Plus | Solpal Plus L-GT | Direct Integral Collector Storage (DI) | 25.66 |  | Solpal Plus L |  |  | Solar Storage with Tankless Auxiliary Water Heater | 51 | 1 | 1 | 55 | Z09 | [18 empty] | Los Angeles | FALSE | 30.15 |  | 2011-06-01: 2018-02-16; 2011-08-03: 2018-02-26; 2011-09-20: 2018-06-25 | 2314 | 3859 | Up-front Payment
SCG-010963 | Single Family Residential | Domestic Hot Water | Gas | Southern California Gas Company | Incentive:Paid | 3821 | 29.85 |  | 1 | 128 |  | 128 |  | 2018-02-26 19:16 | 2018-05-31 | TITANIUM POWER INC | Retrofit | Pacoima | Los Angeles | 91340 | Host Customer is System Owner | 6 |  | 30004079 | GREENoneTEC Solarindustrie GmbH | Solpal Plus | Solpal Plus L-GT | Direct Integral Collector Storage (DI) | 25.66 |  | Solpal Plus L |  |  | Solar Storage with Tankless Auxiliary Water Heater | 51 | 1 | 1 | 75 | Z09 | [18 empty] | Los Angeles | FALSE | 30.15 |  | 2011-06-01: 2018-02-16; 2011-08-03: 2018-02-26; 2011-09-20: 2018-05-31 | 2335 | 3859 | Up-front Payment
PGE-010964 | Single Family Residential | Domestic Hot Water | Gas | Pacific Gas and Electric | Incentive:Paid | 2321 | 29.85 |  | 1 | 93 |  | 78 |  | 2018-02-19 12:40 | 2018-06-20 | ASOLIA | Retrofit | CHICO | Butte | 95928 | Host Customer is System Owner | 3 |  | 2001019A | ACR Solar International | SKYLINE SYSTEM 5 | 200152C80EX2TG | Indirect Forced Circulation (IF) | 40.64 |  | 20-01 | Forced Circulation |  | Solar Storage and Auxiliary Tanks are separate | 80 | 0.88 | 0.95 | 45 | Z11 | [18 empty] | City of Chico | FALSE | 98.92 |  | 2018-02-19 | 2018-02-21 |  |  | 2018-02-19 | 2018-06-20 | 2312 | 9200 | Up-front Payment
SCG-010965 | Low Income Single Family Residential | Domestic Hot Water | Gas | Southern California Gas Company | Incentive:Paid | 4723 | 36.9 |  | 1 | 128 |  | 128 |  | 2018-03-15 12:38 | 2018-04-17 | TITANIUM POWER INC | Retrofit | Pacoima | Los Angeles | 91331 | Host Customer is System Owner | 5 |  | 30004079 | GREENoneTEC Solarindustrie GmbH | Solpal Plus | Solpal Plus L-GT | Direct Integral Collector Storage (DI) | 25.66 |  | Solpal Plus L |  |  | Solar Storage with Tankless Auxiliary Water Heater | 51 | 1 | 1 | 65 | Z09 | [18 empty] | Los Angeles | FALSE | 37.18 |  | 2011-06-01: 2018-02-19; 2011-08-03: 2018-03-15; 2011-09-20: 2018-04-17 | 2381 | 4759 | Up-front Payment
SCG-010966 | Low Income Single Family Residential | Domestic Hot Water | Gas | Southern California Gas Company | Incentive:Canceled | 4723 | 36.9 |  | 1 | 128 |  | 128 |  | 2018-03-10 10:45 |  | TITANIUM POWER INC | Retrofit | Pacoima | Los Angeles | 91331 | Host Customer is System Owner | 7 |  | 30004079 | GREENoneTEC Solarindustrie GmbH | Solpal Plus | Solpal Plus L-GT | Direct Integral Collector Storage (DI) | 25.66 |  | Solpal Plus L |  |  | Solar Storage with Tankless Auxiliary Water Heater | 51 | 1 | 1 | 85 | Z09 | [18 empty] | Los Angeles | FALSE | 37.18 |  | 2011-06-01: 2018-02-19; 2011-06-21: 2018-07-25; 2011-08-03: 2018-03-10 | 2286 | 4759 | Up-front Payment
SCG-010967 | Low Income Single Family Residential | Domestic Hot Water | Gas | Southern California Gas Company | Incentive:Canceled | 4723 | 36.9 |  | 1 | 128 |  | 128 |  | 2018-03-10 10:46 |  | TITANIUM POWER INC | Retrofit | Pacoima | Los Angeles | 91331 | Host Customer is System Owner | 7 |  | 30004079 | GREENoneTEC Solarindustrie GmbH | Solpal Plus | Solpal Plus L-GT | Direct Integral Collector Storage (DI) | 25.66 |  | Solpal Plus L |  |  | Solar Storage with Tankless Auxiliary Water Heater | 51 | 1 | 1 | 85 | Z09 | [18 empty] | Los Angeles | FALSE | 37.18 |  | 2011-06-01: 2018-02-19; 2011-06-21: 2018-07-25; 2011-08-03: 2018-03-10 | 2258 | 4759 | Up-front Payment
SCG-010968 | Low Income Single Family Residential | Domestic Hot Water | Gas | Southern California Gas Company | Incentive:Paid | 4723 | 36.9 |  | 1 | 128 |  | 128 |  | 2018-03-06 11:06 | 2018-04-26 | TITANIUM POWER INC | Retrofit | Sylmar | Los Angeles | 91342 | Host Customer is System Owner | 5 |  | 30004079 | GREENoneTEC Solarindustrie GmbH | Solpal Plus | Solpal Plus L-GT | Direct Integral Collector Storage (DI) | 25.66 |  | Solpal Plus L |  |  | Solar Storage with Tankless Auxiliary Water Heater | 51 | 1 | 1 | 65 | Z09 | [18 empty] | Los Angeles | FALSE | 37.18 |  | 2011-06-01: 2018-02-19; 2011-08-03: 2018-03-06; 2011-09-20: 2018-04-26 | 2368 | 4759 | Up-front Payment
SCG-010969 | Low Income Single Family Residential | Domestic Hot Water | Gas | Southern California Gas Company | Incentive:Paid | 4723 | 36.9 |  | 1 | 128 |  | 128 |  | 2018-03-10 10:47 | 2018-05-09 | TITANIUM POWER INC | Retrofit | Sylmar | Los Angeles | 91342 | Host Customer is System Owner | 7 |  | 30004079 | GREENoneTEC Solarindustrie GmbH | Solpal Plus | Solpal Plus L-GT | Direct Integral Collector Storage (DI) | 25.66 |  | Solpal Plus L |  |  | Solar Storage with Tankless Auxiliary Water Heater | 51 | 1 | 1 | 85 | Z09 | [18 empty] | Los Angeles | FALSE | 37.18 |  | 2011-06-01: 2018-02-19; 2011-08-03: 2018-03-10; 2011-09-20: 2018-05-09 | 2355 | 4759 | Up-front Payment
SCG-010970 | Low Income Single Family Residential | Domestic Hot Water | Gas | Southern California Gas Company | Incentive:Paid | 4723 | 36.9 |  | 1 | 128 |  | 128 |  | 2018-03-15 12:54 | 2018-04-17 | TITANIUM POWER INC | Retrofit | Pacoima | Los Angeles | 91331 | Owner/Tenant | 6 |  | 30004079 | GREENoneTEC Solarindustrie GmbH | Solpal Plus | Solpal Plus L-GT | Direct Integral Collector Storage (DI) | 25.66 |  | Solpal Plus L |  |  | Solar Storage with Tankless Auxiliary Water Heater | 51 | 1 | 1 | 75 | Z09 | [18 empty] | Los Angeles | FALSE | 37.18 |  | 2011-06-01: 2018-02-19; 2011-08-03: 2018-03-15; 2011-09-20: 2018-04-17 | 2381 | 4759 | Up-front Payment
SCG-010971 | Low Income Single Family Residential | Domestic Hot Water | Gas | Southern California Gas Company | Incentive:Paid | 4723 | 36.9 |  | 1 | 128 |  | 128 |  | 2018-03-10 10:49 | 2018-05-09 | TITANIUM POWER INC | Retrofit | Pacoima | Los Angeles | 91331 | Host Customer is System Owner | 4 |  | 30004079 | GREENoneTEC Solarindustrie GmbH | Solpal Plus | Solpal Plus L-GT | Direct Integral Collector Storage (DI) | 25.66 |  | Solpal Plus L |  |  | Solar Storage with Tankless Auxiliary Water Heater | 51 | 1 | 1 | 55 | Z09 | [18 empty] | Los Angeles | FALSE | 37.18 |  | 2011-06-01: 2018-02-19; 2011-08-03: 2018-03-10; 2011-09-20: 2018-05-09 | 2356 | 4759 | Up-front Payment
SCG-010972 | Low Income Single Family Residential | Domestic Hot Water | Gas | Southern California Gas Company | Incentive:Paid | 4723 | 36.9 |  | 1 | 128 |  | 128 |  | 2018-03-15 12:26 | 2018-04-18 | TITANIUM POWER INC | Retrofit | Pacoima | Los Angeles | 91331 | Host Customer is System Owner | 5 |  | 30004079 | GREENoneTEC Solarindustrie GmbH | Solpal Plus | Solpal Plus L-GT | Direct Integral Collector Storage (DI) | 25.66 |  | Solpal Plus L |  |  | Solar Storage with Tankless Auxiliary Water Heater | 51 | 1 | 1 | 65 | Z09 | [18 empty] | Los Angeles | FALSE | 37.18 |  | 2011-06-01: 2018-02-19; 2011-08-03: 2018-03-15; 2011-09-20: 2018-04-18 | 2381 | 4759 | Up-front Payment
SCG-010973 | Low Income Single Family Residential | Domestic Hot Water | Gas | Southern California Gas Company | Incentive:Paid | 4487 | 36.9 |  | 1 | 128 |  | 122 |  | 2018-03-10 10:49 | 2018-05-09 | TITANIUM POWER INC | Retrofit | Pacoima | Los Angeles | 91331 | Host Customer is System Owner | 6 |  | 30004079 | GREENoneTEC Solarindustrie GmbH | Solpal Plus | Solpal Plus L-GT | Direct Integral Collector Storage (DI) | 25.66 |  | Solpal Plus L |  |  | Solar Storage with Tankless Auxiliary Water Heater | 51 | 1 | 0.95 | 75 | Z09 | [18 empty] | Los Angeles | FALSE | 35.62 |  | 2011-06-01: 2018-02-19; 2011-08-03: 2018-03-10; 2011-09-20: 2018-05-09 | 2356 | 4559 | Up-front Payment
SCG-010974 | Low Income Single Family Residential | Domestic Hot Water | Gas | Southern California Gas Company | Incentive:Paid | 4723 | 36.9 |  | 1 | 128 |  | 128 |  | 2018-03-12 10:27 | 2018-05-17 | TITANIUM POWER INC | Retrofit | Pacoima | Los Angeles | 91331 | Owner/Tenant | 6 |  | 30004079 | GREENoneTEC Solarindustrie GmbH | Solpal Plus | Solpal Plus L-GT | Direct Integral Collector Storage (DI) | 25.66 |  | Solpal Plus L |  |  | Solar Storage with Tankless Auxiliary Water Heater | 51 | 1 | 1 | 75 | Z09 | [18 empty] | Los Angeles | FALSE | 37.18 |  | 2011-06-01: 2018-02-19; 2011-08-03: 2018-03-12; 2011-09-20: 2018-05-17 | 2350 | 4759 | Up-front Payment
SCG-010975 | Low Income Single Family Residential | Domestic Hot Water | Gas | Southern California Gas Company | Incentive:Paid | 4487 | 36.9 |  | 1 | 128 |  | 122 |  | 2018-03-10 10:48 | 2018-05-15 | TITANIUM POWER INC | Retrofit | Sylmar | Los Angeles | 91340 | Host Customer is System Owner | 8 |  | 30004079 | GREENoneTEC Solarindustrie GmbH | Solpal Plus | Solpal Plus L-GT | Direct Integral Collector Storage (DI) | 25.66 |  | Solpal Plus L |  |  | Solar Storage with Tankless Auxiliary Water Heater | 51 | 1 | 0.95 | 95 | Z09 | [18 empty] | Los Angeles | FALSE | 35.62 |  | 2011-06-01: 2018-02-19; 2011-08-03: 2018-03-10; 2011-09-20: 2018-05-15 | 2347 | 4559 | Up-front Payment
SCG-010977 | Low Income Single Family Residential | Domestic Hot Water | Gas | Southern California Gas Company | Incentive:Paid | 4723 | 36.9 |  | 1 | 128 |  | 128 |  | 2018-03-06 11:09 | 2018-04-26 | TITANIUM POWER INC | Retrofit | Sun Valley | Los Angeles | 91352 | Host Customer is System Owner | 4 |  | 30004079 | GREENoneTEC Solarindustrie GmbH | Solpal Plus | Solpal Plus L-GT | Direct Integral Collector Storage (DI) | 25.66 |  | Solpal Plus L |  |  | Solar Storage with Tankless Auxiliary Water Heater | 51 | 1 | 1 | 55 | Z09 | [18 empty] | Los Angeles | FALSE | 37.18 |  | 2011-06-01: 2018-02-20; 2011-08-03: 2018-03-06; 2011-09-20: 2018-04-26 | 2368 | 4759 | Up-front Payment
SCG-010978 | Low Income Single Family Residential | Domestic Hot Water | Gas | Southern California Gas Company | Incentive:Paid | 4723 | 36.9 |  | 1 | 128 |  | 128 |  | 2018-03-09 12:34 | 2018-05-23 | TITANIUM POWER INC | Retrofit | Arleta | Los Angeles | 91331 | Host Customer is System Owner | 7 |  | 30004079 | GREENoneTEC Solarindustrie GmbH | Solpal Plus | Solpal Plus L-GT | Direct Integral Collector Storage (DI) | 25.66 |  | Solpal Plus L |  |  | Solar Storage with Tankless Auxiliary Water Heater | 51 | 1 | 1 | 85 | Z09 | [18 empty] | Los Angeles | FALSE | 37.18 |  | 2011-06-01: 2018-02-20; 2011-08-03: 2018-03-09; 2011-09-20: 2018-05-23 | 2343 | 4759 | Up-front Payment
SCG-010979 | Low Income Single Family Residential | Domestic Hot Water | Gas | Southern California Gas Company | Incentive:Paid | 4723 | 36.9 |  | 1 | 128 |  | 128 |  | 2018-03-12 10:17 | 2018-05-11 | TITANIUM POWER INC | Retrofit | Arleta | Los Angeles | 91331 | Host Customer is System Owner | 5 |  | 30004079 | GREENoneTEC Solarindustrie GmbH | Solpal Plus | Solpal Plus L-GT | Direct Integral Collector Storage (DI) | 25.66 |  | Solpal Plus L |  |  | Solar Storage with Tankless Auxiliary Water Heater | 51 | 1 | 1 | 65 | Z09 | [18 empty] | Los Angeles | FALSE | 37.18 |  | 2011-06-01: 2018-02-20; 2011-08-03: 2018-03-12; 2011-09-20: 2018-05-11 | 2355 | 4759 | Up-front Payment
SCG-010980 | Low Income Single Family Residential | Domestic Hot Water | Gas | Southern California Gas Company | Incentive:Canceled | 4723 | 36.9 |  | 1 | 128 |  | 128 |  | 2018-03-20 12:42 |  | TITANIUM POWER INC | Retrofit | San Fernado | Los Angeles | 91342 | Host Customer is System Owner | 5 |  | 30004079 | GREENoneTEC Solarindustrie GmbH | Solpal Plus | Solpal Plus L-GT | Direct Integral Collector Storage (DI) | 25.66 |  | Solpal Plus L |  |  | Solar Storage with Tankless Auxiliary Water Heater | 51 | 1 | 1 | 65 | Z09 | [18 empty] | Los Angeles | FALSE | 37.18 |  | 2011-06-01: 2018-02-20; 2011-06-21: 2018-07-25; 2011-08-03: 2018-03-20 | 2285 | 4759 | Up-front Payment
SCG-010981 | Low Income Single Family Residential | Domestic Hot Water | Gas | Southern California Gas Company | Incentive:Paid | 4723 | 36.9 |  | 1 | 128 |  | 128 |  | 2018-03-10 10:50 | 2018-05-09 | TITANIUM POWER INC | Retrofit | Pacoima | Los Angeles | 91331 | Host Customer is System Owner | 4 |  | 30004079 | GREENoneTEC Solarindustrie GmbH | Solpal Plus | Solpal Plus L-GT | Direct Integral Collector Storage (DI) | 25.66 |  | Solpal Plus L |  |  | Solar Storage with Tankless Auxiliary Water Heater | 51 | 1 | 1 | 55 | Z09 | [18 empty] | Los Angeles | FALSE | 37.18 |  | 2011-06-01: 2018-02-20; 2011-08-03: 2018-03-10; 2011-09-20: 2018-05-09 | 2361 | 4759 | Up-front Payment
SCG-010982 | Low Income Single Family Residential | Domestic Hot Water | Gas | Southern California Gas Company | Incentive:Paid | 4723 | 36.9 |  | 1 | 128 |  | 128 |  | 2018-03-20 12:41 | 2018-04-19 | TITANIUM POWER INC | Retrofit | Pacoima | Los Angeles | 91331 | Host Customer is System Owner | 4 |  | 30004079 | GREENoneTEC Solarindustrie GmbH | Solpal Plus | Solpal Plus L-GT | Direct Integral Collector Storage (DI) | 25.66 |  | Solpal Plus L |  |  | Solar Storage with Tankless Auxiliary Water Heater | 51 | 1 | 1 | 55 | Z09 | [18 empty] | Los Angeles | FALSE | 37.18 |  | 2011-06-01: 2018-02-20; 2011-08-03: 2018-03-20; 2011-09-20: 2018-04-19 | 2371 | 4759 | Up-front Payment
SCG-010983 | Low Income Single Family Residential | Domestic Hot Water | Gas | Southern California Gas Company | Incentive:Canceled | 4723 | 36.9 |  | 1 | 128 |  | 128 |  | 2018-03-06 11:16 |  | TITANIUM POWER INC | Retrofit | Pacoima | Los Angeles | 91331 | Host Customer is System Owner | 5 |  | 30004079 | GREENoneTEC Solarindustrie GmbH | Solpal Plus | Solpal Plus L-GT | Direct Integral Collector Storage (DI) | 25.66 |  | Solpal Plus L |  |  | Solar Storage with Tankless Auxiliary Water Heater | 51 | 1 | 1 | 65 | Z09 | [18 empty] | Los Angeles | FALSE | 37.18 |  | 2011-06-01: 2018-02-20; 2011-06-21: 2018-07-25; 2011-08-03: 2018-03-06 | 2286 | 4759 | Up-front Payment
SCG-010984 | Low Income Single Family Residential | Domestic Hot Water | Gas | Southern California Gas Company | Incentive:Paid | 4723 | 36.9 |  | 1 | 128 |  | 128 |  | 2018-03-06 11:18 | 2018-04-24 | TITANIUM POWER INC | Retrofit | Sylmar | Los Angeles | 91342 | Host Customer is System Owner | 6 |  | 30004079 | GREENoneTEC Solarindustrie GmbH | Solpal Plus | Solpal Plus L-GT | Direct Integral Collector Storage (DI) | 25.66 |  | Solpal Plus L |  |  | Solar Storage with Tankless Auxiliary Water Heater | 51 | 1 | 1 | 75 | Z09 | [18 empty] | Los Angeles | FALSE | 37.18 |  | 2011-06-01: 2018-02-20; 2011-08-03: 2018-03-06; 2011-09-20: 2018-04-24 | 2374 | 4759 | Up-front Payment
SCG-010985 | Low Income Single Family Residential | Domestic Hot Water | Gas | Southern California Gas Company | Incentive:Paid | 4723 | 36.9 |  | 1 | 128 |  | 128 |  | 2018-03-10 10:52 | 2018-05-29 | TITANIUM POWER INC | Retrofit | Pacoima | Los Angeles | 91331 | Host Customer is System Owner | 7 |  | 30004079 | GREENoneTEC Solarindustrie GmbH | Solpal Plus | Solpal Plus L-GT | Direct Integral Collector Storage (DI) | 25.66 |  | Solpal Plus L |  |  | Solar Storage with Tankless Auxiliary Water Heater | 51 | 1 | 1 | 85 | Z09 | [18 empty] | Los Angeles | FALSE | 37.18 |  | 2011-06-01: 2018-02-20; 2011-08-03: 2018-03-10; 2011-09-20: 2018-05-29 | 2335 | 4759 | Up-front Payment
SCG-010986 | Low Income Single Family Residential | Domestic Hot Water | Gas | Southern California Gas Company | Incentive:Paid | 4723 | 36.9 |  | 1 | 128 |  | 128 |  | 2018-03-06 11:21 | 2018-04-23 | TITANIUM POWER INC | Retrofit | Arleta | Los Angeles | 91331 | Host Customer is System Owner | 5 |  | 30004079 | GREENoneTEC Solarindustrie GmbH | Solpal Plus | Solpal Plus L-GT | Direct Integral Collector Storage (DI) | 25.66 |  | Solpal Plus L |  |  | Solar Storage with Tankless Auxiliary Water Heater | 51 | 1 | 1 | 65 | Z09 | [18 empty] | Los Angeles | FALSE | 37.18 |  | 2011-06-01: 2018-02-21; 2011-08-03: 2018-03-06; 2011-09-20: 2018-04-23 | 2374 | 4759 | Up-front Payment
SCG-010987 | Low Income Single Family Residential | Domestic Hot Water | Gas | Southern California Gas Company | Incentive:Paid | 4487 | 36.9 |  | 1 | 128 |  | 122 |  | 2018-03-10 10:53 | 2018-05-04 | TITANIUM POWER INC | Retrofit | Arleta | Los Angeles | 91331 | Host Customer is System Owner | 6 |  | 30004079 | GREENoneTEC Solarindustrie GmbH | Solpal Plus | Solpal Plus L-GT | Direct Integral Collector Storage (DI) | 25.66 |  | Solpal Plus L |  |  | Solar Storage with Tankless Auxiliary Water Heater | 51 | 1 | 0.95 | 75 | Z09 | [18 empty] | Los Angeles | FALSE | 35.62 |  | 2011-06-01: 2018-02-21; 2011-08-03: 2018-03-10; 2011-09-20: 2018-05-04 | 2362 | 4559 | Up-front Payment
SCG-010988 | Low Income Single Family Residential | Domestic Hot Water | Gas | Southern California Gas Company | Incentive:Paid | 4723 | 36.9 |  | 1 | 128 |  | 128 |  | 2018-03-06 11:23 | 2018-04-24 | TITANIUM POWER INC | Retrofit | Pacoima | Los Angeles | 91331 | Host Customer is System Owner | 8 |  | 30004079 | GREENoneTEC Solarindustrie GmbH | Solpal Plus | Solpal Plus L-GT | Direct Integral Collector Storage (DI) | 25.66 |  | Solpal Plus L |  |  | Solar Storage with Tankless Auxiliary Water Heater | 51 | 1 | 1 | 95 | Z09 | [18 empty] | Los Angeles | FALSE | 37.18 |  | 2011-06-01: 2018-02-21; 2011-08-03: 2018-03-06; 2011-09-20: 2018-04-24 | 2375 | 4759 | Up-front Payment
SCG-010989 | Low Income Single Family Residential | Domestic Hot Water | Gas | Southern California Gas Company | Incentive:Paid | 4723 | 36.9 |  | 1 | 128 |  | 128 |  | 2018-03-08 09:19 | 2018-05-14 | TITANIUM POWER INC | Retrofit | Pacoima | Los Angeles | 91331 | Host Customer is System Owner | 5 |  | 30004079 | GREENoneTEC Solarindustrie GmbH | Solpal Plus | Solpal Plus L-GT | Direct Integral Collector Storage (DI) | 25.66 |  | Solpal Plus L |  |  | Solar Storage with Tankless Auxiliary Water Heater | 51 | 1 | 1 | 65 | Z09 | [18 empty] | Los Angeles | FALSE | 37.18 |  | 2011-06-01: 2018-02-21; 2011-08-03: 2018-03-08; 2011-09-20: 2018-05-14 | 2348 | 4759 | Up-front Payment
SCG-010990 | Low Income Single Family Residential | Domestic Hot Water | Gas | Southern California Gas Company | Incentive:Paid | 4723 | 36.9 |  | 1 | 128 |  | 128 |  | 2018-03-10 10:53 | 2018-05-14 | TITANIUM POWER INC | Retrofit | Pacoima | Los Angeles | 91331 | Host Customer is System Owner | 5 |  | 30004079 | GREENoneTEC Solarindustrie GmbH | Solpal Plus | Solpal Plus L-GT | Direct Integral Collector Storage (DI) | 25.66 |  | Solpal Plus L |  |  | Solar Storage with Tankless Auxiliary Water Heater | 51 | 1 | 1 | 65 | Z09 | [18 empty] | Los Angeles | FALSE | 37.18 |  | 2011-06-01: 2018-02-21; 2011-08-03: 2018-03-10; 2011-09-20: 2018-05-14 | 2349 | 4759 | Up-front Payment
SCG-010991 | Low Income Single Family Residential | Domestic Hot Water | Gas | Southern California Gas Company | Incentive:Paid | 4723 | 36.9 |  | 1 | 128 |  | 128 |  | 2018-03-10 10:54 | 2018-05-03 | TITANIUM POWER INC | Retrofit | Pacoima | Los Angeles | 91331 | Host Customer is System Owner | 4 |  | 30004079 | GREENoneTEC Solarindustrie GmbH | Solpal Plus | Solpal Plus L-GT | Direct Integral Collector Storage (DI) | 25.66 |  | Solpal Plus L |  |  | Solar Storage with Tankless Auxiliary Water Heater | 51 | 1 | 1 | 55 | Z09 | [18 empty] | Los Angeles | FALSE | 37.18 |  | 2011-06-01: 2018-02-21; 2011-08-03: 2018-03-10; 2011-09-20: 2018-05-03 | 2364 | 4759 | Up-front Payment
SCG-010992 | Low Income Single Family Residential | Domestic Hot Water | Gas | Southern California Gas Company | Incentive:Paid | 4723 | 36.9 |  | 1 | 128 |  | 128 |  | 2018-03-15 10:00 | 2018-04-18 | TITANIUM POWER INC | Retrofit | Pacoima | Los Angeles | 91331 | Host Customer is System Owner | 6 |  | 30004079 | GREENoneTEC Solarindustrie GmbH | Solpal Plus | Solpal Plus L-GT | Direct Integral Collector Storage (DI) | 25.66 |  | Solpal Plus L |  |  | Solar Storage with Tankless Auxiliary Water Heater | 51 | 1 | 1 | 75 | Z09 | [18 empty] | Los Angeles | FALSE | 37.18 |  | 2011-06-01: 2018-02-21; 2011-08-03: 2018-03-15; 2011-09-20: 2018-04-18 | 2381 | 4759 | Up-front Payment
SCG-010993 | Low Income Single Family Residential | Domestic Hot Water | Gas | Southern California Gas Company | Incentive:Canceled | 4487 | 36.9 |  | 1 | 128 |  | 122 |  | 2018-03-06 12:08 |  | TITANIUM POWER INC | Retrofit | Pacoima | Los Angeles | 91331 | Host Customer is System Owner | 4 |  | 30004079 | GREENoneTEC Solarindustrie GmbH | Solpal Plus | Solpal Plus L-GT | Direct Integral Collector Storage (DI) | 25.66 |  | Solpal Plus L |  |  | Solar Storage with Tankless Auxiliary Water Heater | 51 | 1 | 0.95 | 55 | Z09 | [18 empty] | Los Angeles | FALSE | 35.62 |  | 2011-06-01: 2018-02-21; 2011-06-21: 2018-07-25; 2011-08-03: 2018-03-06 | 2196 | 4559 | Up-front Payment
SCG-010994 | Low Income Single Family Residential | Domestic Hot Water | Gas | Southern California Gas Company | Incentive:Paid | 4723 | 36.9 |  | 1 | 128 |  | 128 |  | 2018-03-10 10:55 | 2018-04-27 | TITANIUM POWER INC | Retrofit | Sylmar | Los Angeles | 91342 | Host Customer is System Owner | 6 |  | 30004079 | GREENoneTEC Solarindustrie GmbH | Solpal Plus | Solpal Plus L-GT | Direct Integral Collector Storage (DI) | 25.66 |  | Solpal Plus L |  |  | Solar Storage with Tankless Auxiliary Water Heater | 51 | 1 | 1 | 75 | Z09 | [18 empty] | Los Angeles | FALSE | 37.18 |  | 2011-06-01: 2018-02-21; 2011-08-03: 2018-03-10; 2011-09-20: 2018-04-27 | 2368 | 4759 | Up-front Payment
SCG-010995 | Single Family Residential - Disadvantaged Community | Domestic Hot Water | Gas | Southern California Gas Company | Incentive:Paid | 3522 | 29.85 |  | 1 | 118 |  | 118 |  | 2018-09-13 09:42 | 2018-09-17 | INTELLIGENT GREEN SOLUTIONS CA | Retrofit | Orange Cove | Fresno | 93646 | Host Customer is System Owner | 4 |  | 30004236 | SunMaxx Solar LLC | ThermoPower | VTS30-HP-G | Indirect Thermosyphon (IT) | 47.9 |  | ThermoPower-VTS-HP30 | Automatic Drainback |  | Solar Storage and Auxiliary Tanks are separate | 79 | 1 | 1 | 55 | Z13 | [18 empty] | City of Orange Cove | FALSE | 52.88 |  | 2011-06-01: 2018-02-21; 2011-08-03: 2018-09-13; 2011-09-20: 2018-09-17 | 2229 | 6240 | Up-front Payment
SDG-010996 | Commercial/Multifamily Residential | Domestic Hot Water | Gas | San Diego Gas and Electric | Incentive:Paid | 146317 | 20.19 |  | 1 | 7247 |  | 7247 |  | 2018-02-26 13:19 | 2018-03-01 | ARNOLD SOLAR INC | New Construction | San Diego | San Diego | 92101 | Host Customer is System Owner | [7 empty] | 2538.9 | 56.42 |  | Drainback | Other | Solar Storage and Auxiliary Tanks are separate |  | 1 | 1 | 4810 | Z07 | 130 | Units | Apartments/Condos | 2009042B | 45 | 3 | 5000 | 1 | 400 | 1 | 1500000 | TRUE | 140 | 140 |  | Amatis Controls - AM-JOULE |  | Amatis Controls - AM-JOULE | City of San Diego | FALSE | 31.95 |  | 2018-02-22 | 2018-02-28 | 2018-02-26 | 2018-03-01 | 2018-04-09 | 2018-06-06 | 2305 | 231550 | Up-front Payment
PGE-010997 | Low Income Multifamily Residential | Domestic Hot Water | Gas | Pacific Gas and Electric | Incentive:Canceled | 101775 | 24.89 |  | 1 | 4089 |  | 4089 |  | 2018-09-12 12:22 | 2018-10-23 |  | Retrofit | San Francisco | San Francisco | 94102 | Host Customer is System Owner | [7 empty] | 982.8 | 40.95 |  | Drainback | Drainback (Water) | Solar Storage and Auxiliary Tanks are separate |  | 1 | 1 | 4958 | Z03 | 134 | Units | Apartments/Condos | TRB-40 | 24 | 1 | 1900 | 1 | 800 | 1 | 2520000 | TRUE | 140 | 140 | [5 empty] | FALSE | 24.89 |  | 2018-02-26 | 2018-10-19 | 2018-09-12 | 2018-10-23 |  |  | 2195 | 101775 | Up-front Payment
SDG-010998 | Commercial Pools | Pool Heating | Gas | San Diego Gas and Electric | Incentive:Paid | 11035 | 5 |  | 1 | 2609 |  | 2609 |  | 2018-03-22 10:19 | 2018-04-03 | SUNTREK INDUSTRIES INC | Retrofit | San Diego | San Diego | 92130 | Host Customer is System Owner | [7 empty] | 997.994 | 26.263 |  | Drainback |  |  |  | 1 | 1 |  | Z07 |  |  |  | 2007048A | 38 | 1 | [5 empty] | FALSE |  |  |  | SunEarth - SETR A503 TTR U + VFS 20-400 |  | SunEarth - SETR A503 TTR U + VFS 20-400 | San Diego | FALSE | 8.46 |  | 2018-02-23 | 2018-03-26 | 2018-03-22 | 2018-04-03 | 2018-05-01 | 2018-05-07 | 2355 | 22070 | Up-front Payment
PGE-010999 | Low Income Multifamily Residential | Domestic Hot Water | Gas | Pacific Gas and Electric | Incentive:Canceled | 154816 | 24.89 |  | 1 | 6220 |  | 6220 |  | 2018-09-12 12:17 | 2018-10-23 |  | Retrofit | San Francisco | San Francisco | 94102 | Host Customer is System Owner | [7 empty] | 1474.2 | 40.95 |  | Drainback | Drainback (Water) | Solar Storage and Auxiliary Tanks are separate |  | 1 | 1 | 7385 | Z03 | 211 | Units | Apartments/Condos | TRB-40 | 36 | 1 | 3400 | 1 | 800 | 4 | 2520000 | TRUE | 140 | 140 | [5 empty] | FALSE | 24.89 |  | 2018-02-26 | 2018-10-19 | 2018-09-12 | 2018-10-23 |  |  | 2195 | 154816 | Up-front Payment
PGE-011000 | Low Income Multifamily Residential | Domestic Hot Water | Gas | Pacific Gas and Electric | Incentive:Canceled | 44802 | 24.89 |  | 1 | 1800 |  | 1800 |  | 2018-09-12 12:27 | 2018-10-23 |  | Retrofit | San Francisco | San Francisco | 94102 | Host Customer is System Owner | [7 empty] | 532.35 | 40.95 |  | Drainback | Drainback (Water) | Solar Storage and Auxiliary Tanks are separate |  | 1 | 1 | 1000 | Z03 | 25 | Units | Apartments/Condos | TRB-40 | 13 | 1 | 1000 | 1 | 150 | 2 | 250000 | TRUE | 140 | 140 | [5 empty] | FALSE | 24.9 |  | 2018-02-27 | 2018-10-19 | 2018-09-12 | 2018-10-23 |  |  | 2195 | 44827 | Up-front Payment
SCG-011001 | Low Income Single Family Residential | Domestic Hot Water | Gas | Southern California Gas Company | Incentive:Paid | 4487 | 36.9 |  | 1 | 128 |  | 122 |  | 2018-03-15 09:39 | 2018-04-18 | TITANIUM POWER INC | Retrofit | Arleta | Los Angeles | 91331 | Host Customer is System Owner | 4 |  | 30004079 | GREENoneTEC Solarindustrie GmbH | Solpal Plus | Solpal Plus L-GT | Direct Integral Collector Storage (DI) | 25.66 |  | Solpal Plus L |  |  | Solar Storage with Tankless Auxiliary Water Heater | 51 | 1 | 0.95 | 55 | Z09 | [18 empty] | Los Angeles | FALSE | 35.62 |  | 2011-06-01: 2018-02-23; 2011-08-03: 2018-03-15; 2011-09-20: 2018-04-18 | 2379 | 4559 | Up-front Payment
SCG-011002 | Low Income Single Family Residential | Domestic Hot Water | Gas | Southern California Gas Company | Incentive:Paid | 4487 | 36.9 |  | 1 | 128 |  | 122 |  | 2018-03-10 10:37 | 2018-05-03 | TITANIUM POWER INC | Retrofit | Pacoima | Los Angeles | 91331 | Host Customer is System Owner | 4 |  | 30004079 | GREENoneTEC Solarindustrie GmbH | Solpal Plus | Solpal Plus L-GT | Direct Integral Collector Storage (DI) | 25.66 |  | Solpal Plus L |  |  | Solar Storage with Tankless Auxiliary Water Heater | 51 | 1 | 0.95 | 55 | Z09 | [18 empty] | Los Angeles | FALSE | 35.62 |  | 2011-06-01: 2018-02-23; 2011-08-03: 2018-03-10; 2011-09-20: 2018-05-03 | 2364 | 4559 | Up-front Payment
SCG-011003 | Low Income Single Family Residential | Domestic Hot Water | Gas | Southern California Gas Company | Incentive:Paid | 4723 | 36.9 |  | 1 | 128 |  | 128 |  | 2018-03-10 10:36 | 2018-05-14 | TITANIUM POWER INC | Retrofit | Pacoima | Los Angeles | 91331 | Host Customer is System Owner | 4 |  | 30004079 | GREENoneTEC Solarindustrie GmbH | Solpal Plus | Solpal Plus L-GT | Direct Integral Collector Storage (DI) | 25.66 |  | Solpal Plus L |  |  | Solar Storage with Tankless Auxiliary Water Heater | 51 | 1 | 1 | 55 | Z09 | [18 empty] | Los Angeles | FALSE | 37.18 |  | 2011-06-01: 2018-02-23; 2011-08-03: 2018-03-10; 2011-09-20: 2018-05-14 | 2349 | 4759 | Up-front Payment
SCG-011004 | Low Income Single Family Residential | Domestic Hot Water | Gas | Southern California Gas Company | Incentive:Paid | 4723 | 36.9 |  | 1 | 128 |  | 128 |  | 2018-03-06 12:10 | 2018-04-24 | TITANIUM POWER INC | Retrofit | Pacoima | Los Angeles | 91331 | Host Customer is System Owner | 6 |  | 30004079 | GREENoneTEC Solarindustrie GmbH | Solpal Plus | Solpal Plus L-GT | Direct Integral Collector Storage (DI) | 25.66 |  | Solpal Plus L |  |  | Solar Storage with Tankless Auxiliary Water Heater | 51 | 1 | 1 | 75 | Z09 | [18 empty] | Los Angeles | FALSE | 37.18 |  | 2011-06-01: 2018-02-23; 2011-08-03: 2018-03-06; 2011-09-20: 2018-04-24 | 2375 | 4759 | Up-front Payment
SCG-011005 | Low Income Single Family Residential | Domestic Hot Water | Gas | Southern California Gas Company | Incentive:Paid | 4723 | 36.9 |  | 1 | 128 |  | 128 |  | 2018-03-10 10:31 | 2018-05-03 | TITANIUM POWER INC | Retrofit | Pacoima | Los Angeles | 91331 | Host Customer is System Owner | 5 |  | 30004079 | GREENoneTEC Solarindustrie GmbH | Solpal Plus | Solpal Plus L-GT | Direct Integral Collector Storage (DI) | 25.66 |  | Solpal Plus L |  |  | Solar Storage with Tankless Auxiliary Water Heater | 51 | 1 | 1 | 65 | Z09 | [18 empty] | Los Angeles | FALSE | 37.18 |  | 2011-06-01: 2018-02-23; 2011-08-03: 2018-03-10; 2011-09-20: 2018-05-03 | 2364 | 4759 | Up-front Payment
SCG-011006 | Low Income Single Family Residential | Domestic Hot Water | Gas | Southern California Gas Company | Incentive:Canceled | 4723 | 36.9 |  | 1 | 128 |  | 128 |  | 2018-03-05 13:11 |  | TITANIUM POWER INC | Retrofit | Pacoima | Los Angeles | 91331 | Host Customer is System Owner | 8 |  | 30004079 | GREENoneTEC Solarindustrie GmbH | Solpal Plus | Solpal Plus L-GT | Direct Integral Collector Storage (DI) | 25.66 |  | Solpal Plus L |  |  | Solar Storage with Tankless Auxiliary Water Heater | 51 | 1 | 1 | 95 | Z09 | [18 empty] | Los Angeles | FALSE | 37.18 |  | 2011-06-01: 2018-02-23; 2011-06-21: 2018-07-25; 2011-08-03: 2018-03-05 | 2286 | 4759 | Up-front Payment
SCG-011007 | Low Income Single Family Residential | Domestic Hot Water | Gas | Southern California Gas Company | Incentive:Paid | 4723 | 36.9 |  | 1 | 128 |  | 128 |  | 2018-03-15 12:06 | 2018-04-18 | TITANIUM POWER INC | Retrofit | Arleta | Los Angeles | 91331 | Host Customer is System Owner | 4 |  | 30004079 | GREENoneTEC Solarindustrie GmbH | Solpal Plus | Solpal Plus L-GT | Direct Integral Collector Storage (DI) | 25.66 |  | Solpal Plus L |  |  | Solar Storage with Tankless Auxiliary Water Heater | 51 | 1 | 1 | 55 | Z09 | [18 empty] | Los Angeles | FALSE | 37.18 |  | 2011-06-01: 2018-02-24; 2011-08-03: 2018-03-15; 2011-09-20: 2018-04-18 | 2381 | 4759 | Up-front Payment
SCG-011008 | Low Income Single Family Residential | Domestic Hot Water | Gas | Southern California Gas Company | Incentive:Paid | 4723 | 36.9 |  | 1 | 128 |  | 128 |  | 2018-03-10 10:29 | 2018-05-03 | TITANIUM POWER INC | Retrofit | Canoga Park | Los Angeles | 91303 | Host Customer is System Owner | 5 |  | 30004079 | GREENoneTEC Solarindustrie GmbH | Solpal Plus | Solpal Plus L-GT | Direct Integral Collector Storage (DI) | 25.66 |  | Solpal Plus L |  |  | Solar Storage with Tankless Auxiliary Water Heater | 51 | 1 | 1 | 65 | Z09 | [18 empty] | Los Angeles | FALSE | 37.18 |  | 2011-06-01: 2018-02-24; 2011-08-03: 2018-03-10; 2011-09-20: 2018-05-03 | 2364 | 4759 | Up-front Payment
SCG-011009 | Low Income Single Family Residential | Domestic Hot Water | Gas | Southern California Gas Company | Incentive:Paid | 4723 | 36.9 |  | 1 | 128 |  | 128 |  | 2018-03-06 12:13 | 2018-05-23 | TITANIUM POWER INC | Retrofit | Panorama City | Los Angeles | 91402 | Host Customer is System Owner | 6 |  | 30004079 | GREENoneTEC Solarindustrie GmbH | Solpal Plus | Solpal Plus L-GT | Direct Integral Collector Storage (DI) | 25.66 |  | Solpal Plus L |  |  | Solar Storage with Tankless Auxiliary Water Heater | 51 | 1 | 1 | 75 | Z09 | [18 empty] | Los Angeles | FALSE | 37.18 |  | 2011-06-01: 2018-02-24; 2011-08-03: 2018-03-06; 2011-09-20: 2018-05-23 | 2343 | 4759 | Up-front Payment
SCG-011010 | Low Income Single Family Residential | Domestic Hot Water | Gas | Southern California Gas Company | Incentive:Paid | 4723 | 36.9 |  | 1 | 128 |  | 128 |  | 2018-03-06 12:15 | 2018-08-16 | TITANIUM POWER INC | Retrofit | Canoga Park | Los Angeles | 91303 | Host Customer is System Owner | 5 |  | 30004079 | GREENoneTEC Solarindustrie GmbH | Solpal Plus | Solpal Plus L-GT | Direct Integral Collector Storage (DI) | 25.66 |  | Solpal Plus L |  |  | Solar Storage with Tankless Auxiliary Water Heater | 51 | 1 | 1 | 65 | Z09 | [18 empty] | Los Angeles | FALSE | 37.18 |  | 2011-06-01: 2018-02-24; 2011-08-03: 2018-03-06; 2011-09-20: 2018-08-16 | 2259 | 4759 | Up-front Payment
SCG-011011 | Low Income Single Family Residential | Domestic Hot Water | Gas | Southern California Gas Company | Incentive:Paid | 4723 | 36.9 |  | 1 | 128 |  | 128 |  | 2018-03-10 10:09 | 2018-05-02 | TITANIUM POWER INC | Retrofit | Canoga Park | Los Angeles | 91303 | Host Customer is System Owner | 4 |  | 30004079 | GREENoneTEC Solarindustrie GmbH | Solpal Plus | Solpal Plus L-GT | Direct Integral Collector Storage (DI) | 25.66 |  | Solpal Plus L |  |  | Solar Storage with Tankless Auxiliary Water Heater | 51 | 1 | 1 | 55 | Z09 | [18 empty] | Los Angeles | FALSE | 37.18 |  | 2011-06-01: 2018-02-24; 2011-08-03: 2018-03-10; 2011-09-20: 2018-05-02 | 2363 | 4759 | Up-front Payment
SCG-011012 | Low Income Single Family Residential | Domestic Hot Water | Gas | Southern California Gas Company | Incentive:Paid | 4723 | 36.9 |  | 1 | 128 |  | 128 |  | 2018-03-10 10:08 | 2018-05-14 | TITANIUM POWER INC | Retrofit | Canoga Park | Los Angeles | 91303 | Host Customer is System Owner | 4 |  | 30004079 | GREENoneTEC Solarindustrie GmbH | Solpal Plus | Solpal Plus L-GT | Direct Integral Collector Storage (DI) | 25.66 |  | Solpal Plus L |  |  | Solar Storage with Tankless Auxiliary Water Heater | 51 | 1 | 1 | 55 | Z09 | [18 empty] | Los Angeles | FALSE | 37.18 |  | 2011-06-01: 2018-02-24; 2011-08-03: 2018-03-10; 2011-09-20: 2018-05-14 | 2349 | 4759 | Up-front Payment
SCG-011013 | Low Income Single Family Residential | Domestic Hot Water | Gas | Southern California Gas Company | Incentive:Paid | 4723 | 36.9 |  | 1 | 128 |  | 128 |  | 2018-03-10 10:06 | 2018-05-14 | TITANIUM POWER INC | Retrofit | Arleta | Los Angeles | 91331 | Host Customer is System Owner | 5 |  | 30004079 | GREENoneTEC Solarindustrie GmbH | Solpal Plus | Solpal Plus L-GT | Direct Integral Collector Storage (DI) | 25.66 |  | Solpal Plus L |  |  | Solar Storage with Tankless Auxiliary Water Heater | 51 | 1 | 1 | 65 | Z09 | [18 empty] | Los Angeles | FALSE | 37.18 |  | 2011-06-01: 2018-02-24; 2011-08-03: 2018-03-10; 2011-09-20: 2018-05-14 | 2349 | 4759 | Up-front Payment
SCG-011014 | Low Income Single Family Residential | Domestic Hot Water | Gas | Southern California Gas Company | Incentive:Paid | 4723 | 36.9 |  | 1 | 128 |  | 128 |  | 2018-03-15 12:43 | 2018-04-18 | TITANIUM POWER INC | Retrofit | Canoga Park | Los Angeles | 91303 | Host Customer is System Owner | 5 |  | 30004079 | GREENoneTEC Solarindustrie GmbH | Solpal Plus | Solpal Plus L-GT | Direct Integral Collector Storage (DI) | 25.66 |  | Solpal Plus L |  |  | Solar Storage with Tankless Auxiliary Water Heater | 51 | 1 | 1 | 65 | Z09 | [18 empty] | Los Angeles | FALSE | 37.18 |  | 2011-06-01: 2018-02-24; 2011-08-03: 2018-03-15; 2011-09-20: 2018-04-18 | 2376 | 4759 | Up-front Payment
SCG-011015 | Commercial/Multifamily Residential | Domestic Hot Water | Gas | Southern California Gas Company | Incentive:Paid | 36988 | 20.19 |  | 1 | 1832 |  | 1832 |  | 2018-03-08 09:23 | 2018-06-01 | EVOLUTION ENERGY SOLUTIONS L L C | Retrofit | Los Angeles | Los Angeles | 90064 | Host Customer is System Owner | [7 empty] | 532.35 | 40.95 |  | Drainback |  | Solar Storage with Tankless Auxiliary Water Heater |  | 1 | 1 | 960 | Z09 | 24 | Units | Apartments/Condos | TRB-40 | 13 | 1 | 1000 | 1 | 160 | 2 | 400000 | TRUE | 140 | 140 |  | SunEarth - SETR A503 TTR U + VFS 10-200 |  | SunEarth - SETR A503 TTR U + VFS 10-200 | Los Angeles | FALSE | 20.19 |  | 2018-02-26 |  | 2018-03-08 | 2018-06-01 | 2018-10-15 | 2018-10-19 | 2195 | 36988 | Up-front Payment
SCG-011016 | Low Income Single Family Residential | Domestic Hot Water | Gas | Southern California Gas Company | Incentive:Canceled | 4723 | 36.9 |  | 1 | 128 |  | 128 |  | 2018-03-08 09:40 |  | TITANIUM POWER INC | Retrofit | Arleta | Los Angeles | 91331 | Host Customer is System Owner | 4 |  | 30004079 | GREENoneTEC Solarindustrie GmbH | Solpal Plus | Solpal Plus L-GT | Direct Integral Collector Storage (DI) | 25.66 |  | Solpal Plus L |  |  | Solar Storage with Tankless Auxiliary Water Heater | 51 | 1 | 1 | 55 | Z09 | [18 empty] | Los Angeles | FALSE | 37.18 |  | 2011-06-01: 2018-02-26; 2011-06-21: 2018-07-25; 2011-08-03: 2018-03-08 | 2286 | 4759 | Up-front Payment
SCG-011017 | Low Income Single Family Residential | Domestic Hot Water | Gas | Southern California Gas Company | Incentive:Paid | 4723 | 36.9 |  | 1 | 128 |  | 128 |  | 2018-03-05 13:08 | 2018-04-17 | TITANIUM POWER INC | Retrofit | Canoga Park | Los Angeles | 91303 | Host Customer is System Owner | 11 |  | 30004079 | GREENoneTEC Solarindustrie GmbH | Solpal Plus | Solpal Plus L-GT | Direct Integral Collector Storage (DI) | 25.66 |  | Solpal Plus L |  |  | Solar Storage with Tankless Auxiliary Water Heater | 51 | 1 | 1 | 125 | Z09 | [18 empty] | Los Angeles | FALSE | 37.18 |  | 2011-06-01: 2018-02-26; 2011-08-03: 2018-03-05; 2011-09-20: 2018-04-17 | 2383 | 4759 | Up-front Payment
SCG-011018 | Low Income Single Family Residential | Domestic Hot Water | Gas | Southern California Gas Company | Incentive:Paid | 4723 | 36.9 |  | 1 | 128 |  | 128 |  | 2018-03-06 10:32 | 2018-04-23 | TITANIUM POWER INC | Retrofit | Panorama City | Los Angeles | 91402 | Host Customer is System Owner | 5 |  | 30004079 | GREENoneTEC Solarindustrie GmbH | Solpal Plus | Solpal Plus L-GT | Direct Integral Collector Storage (DI) | 25.66 |  | Solpal Plus L |  |  | Solar Storage with Tankless Auxiliary Water Heater | 51 | 1 | 1 | 65 | Z09 | [18 empty] | Los Angeles | FALSE | 37.18 |  | 2011-06-01: 2018-02-26; 2011-08-03: 2018-03-06; 2011-09-20: 2018-04-23 | 2374 | 4759 | Up-front Payment
SCG-011019 | Low Income Single Family Residential | Domestic Hot Water | Gas | Southern California Gas Company | Incentive:Paid | 4723 | 36.9 |  | 1 | 128 |  | 128 |  | 2018-03-10 10:05 | 2018-05-02 | TITANIUM POWER INC | Retrofit | North Hollywood | Los Angeles | 91605 | Host Customer is System Owner | 10 |  | 30004079 | GREENoneTEC Solarindustrie GmbH | Solpal Plus | Solpal Plus L-GT | Direct Integral Collector Storage (DI) | 25.66 |  | Solpal Plus L |  |  | Solar Storage with Tankless Auxiliary Water Heater | 51 | 1 | 1 | 115 | Z09 | [18 empty] | Los Angeles | FALSE | 37.18 |  | 2011-06-01: 2018-02-26; 2011-08-03: 2018-03-10; 2011-09-20: 2018-05-02 | 2363 | 4759 | Up-front Payment
SCG-011020 | Low Income Single Family Residential | Domestic Hot Water | Gas | Southern California Gas Company | Incentive:Canceled | 4487 | 36.9 |  | 1 | 128 |  | 122 |  | 2018-03-09 12:49 |  | TITANIUM POWER INC | Retrofit | Pacoima | Los Angeles | 91331 | Host Customer is System Owner | 4 |  | 30004079 | GREENoneTEC Solarindustrie GmbH | Solpal Plus | Solpal Plus L-GT | Direct Integral Collector Storage (DI) | 25.66 |  | Solpal Plus L |  |  | Solar Storage with Tankless Auxiliary Water Heater | 51 | 1 | 0.95 | 55 | Z09 | [18 empty] | Los Angeles | FALSE | 35.62 |  | 2011-06-01: 2018-02-26; 2011-06-21: 2018-07-25; 2011-08-03: 2018-03-09 | 2286 | 4559 | Up-front Payment
SCG-011021 | Low Income Single Family Residential | Domestic Hot Water | Gas | Southern California Gas Company | Incentive:Paid | 4487 | 36.9 |  | 1 | 128 |  | 122 |  | 2018-03-06 10:36 | 2018-04-18 | TITANIUM POWER INC | Retrofit | Arleta | Los Angeles | 91331 | Host Customer is System Owner | 5 |  | 30004079 | GREENoneTEC Solarindustrie GmbH | Solpal Plus | Solpal Plus L-GT | Direct Integral Collector Storage (DI) | 25.66 |  | Solpal Plus L |  |  | Solar Storage with Tankless Auxiliary Water Heater | 51 | 1 | 0.95 | 65 | Z09 | [18 empty] | Los Angeles | FALSE | 35.62 |  | 2011-06-01: 2018-02-26; 2011-08-03: 2018-03-06; 2011-09-20: 2018-04-18 | 2379 | 4559 | Up-front Payment
SCG-011022 | Low Income Single Family Residential | Domestic Hot Water | Gas | Southern California Gas Company | Incentive:Paid | 4723 | 36.9 |  | 1 | 128 |  | 128 |  | 2018-03-09 12:47 | 2018-05-01 | TITANIUM POWER INC | Retrofit | Pacoima | Los Angeles | 91331 | Host Customer is System Owner | 6 |  | 30004079 | GREENoneTEC Solarindustrie GmbH | Solpal Plus | Solpal Plus L-GT | Direct Integral Collector Storage (DI) | 25.66 |  | Solpal Plus L |  |  | Solar Storage with Tankless Auxiliary Water Heater | 51 | 1 | 1 | 75 | Z09 | [18 empty] | Los Angeles | FALSE | 37.18 |  | 2011-06-01: 2018-02-26; 2011-08-03: 2018-03-09; 2011-09-20: 2018-05-01 | 2368 | 4759 | Up-front Payment
SCG-011023 | Low Income Single Family Residential | Domestic Hot Water | Gas | Southern California Gas Company | Incentive:Paid | 4487 | 36.9 |  | 1 | 128 |  | 122 |  | 2018-03-06 10:43 | 2018-08-16 | TITANIUM POWER INC | Retrofit | Pacoima | Los Angeles | 91331 | Host Customer is System Owner | 4 |  | 30004079 | GREENoneTEC Solarindustrie GmbH | Solpal Plus | Solpal Plus L-GT | Direct Integral Collector Storage (DI) | 25.66 |  | Solpal Plus L |  |  | Solar Storage with Tankless Auxiliary Water Heater | 51 | 1 | 0.95 | 55 | Z09 | [18 empty] | Los Angeles | FALSE | 35.62 |  | 2011-06-01: 2018-02-26; 2011-08-03: 2018-03-06; 2011-09-20: 2018-08-16 | 2257 | 4559 | Up-front Payment
SCG-011024 | Low Income Single Family Residential | Domestic Hot Water | Gas | Southern California Gas Company | Incentive:Paid | 4723 | 36.9 |  | 1 | 128 |  | 128 |  | 2018-03-06 10:47 | 2018-04-18 | TITANIUM POWER INC | Retrofit | North Hollywood | Los Angeles | 91605 | Host Customer is System Owner | 5 |  | 30004079 | GREENoneTEC Solarindustrie GmbH | Solpal Plus | Solpal Plus L-GT | Direct Integral Collector Storage (DI) | 25.66 |  | Solpal Plus L |  |  | Solar Storage with Tankless Auxiliary Water Heater | 51 | 1 | 1 | 65 | Z09 | [18 empty] | Los Angeles | FALSE | 37.18 |  | 2011-06-01: 2018-02-26; 2011-08-03: 2018-03-06; 2011-09-20: 2018-04-18 | 2379 | 4759 | Up-front Payment
SCG-011025 | Low Income Single Family Residential | Domestic Hot Water | Gas | Southern California Gas Company | Incentive:Canceled | 4723 | 36.9 |  | 1 | 128 |  | 128 |  | 2018-03-12 10:28 |  | TITANIUM POWER INC | Retrofit | Pacoima | Los Angeles | 91331 | Host Customer is System Owner | 5 |  | 30004079 | GREENoneTEC Solarindustrie GmbH | Solpal Plus | Solpal Plus L-GT | Direct Integral Collector Storage (DI) | 25.66 |  | Solpal Plus L |  |  | Solar Storage with Tankless Auxiliary Water Heater | 51 | 1 | 1 | 65 | Z09 | [18 empty] | Los Angeles | FALSE | 37.18 |  | 2011-06-01: 2018-02-26; 2011-06-21: 2018-07-25; 2011-08-03: 2018-03-12 | 2286 | 4759 | Up-front Payment
SCG-011026 | Low Income Single Family Residential | Domestic Hot Water | Gas | Southern California Gas Company | Incentive:Paid | 4723 | 36.9 |  | 1 | 128 |  | 128 |  | 2018-03-15 12:13 | 2018-04-19 | TITANIUM POWER INC | Retrofit | North Hollywood | Los Angeles | 91605 | Host Customer is System Owner | 4 |  | 30004079 | GREENoneTEC Solarindustrie GmbH | Solpal Plus | Solpal Plus L-GT | Direct Integral Collector Storage (DI) | 25.66 |  | Solpal Plus L |  |  | Solar Storage with Tankless Auxiliary Water Heater | 51 | 1 | 1 | 55 | Z09 | [18 empty] | Los Angeles | FALSE | 37.18 |  | 2011-06-01: 2018-02-26; 2011-08-03: 2018-03-15; 2011-09-20: 2018-04-19 | 2371 | 4759 | Up-front Payment
SCG-011027 | Low Income Single Family Residential | Domestic Hot Water | Gas | Southern California Gas Company | Incentive:Paid | 4723 | 36.9 |  | 1 | 128 |  | 128 |  | 2018-03-15 09:42 | 2018-04-19 | TITANIUM POWER INC | Retrofit | Sun Valley | Los Angeles | 91352 | Host Customer is System Owner | 4 |  | 30004079 | GREENoneTEC Solarindustrie GmbH | Solpal Plus | Solpal Plus L-GT | Direct Integral Collector Storage (DI) | 25.66 |  | Solpal Plus L |  |  | Solar Storage with Tankless Auxiliary Water Heater | 51 | 1 | 1 | 55 | Z09 | [18 empty] | Los Angeles | FALSE | 37.18 |  | 2011-06-01: 2018-02-26; 2011-08-03: 2018-03-15; 2011-09-20: 2018-04-19 | 2376 | 4759 | Up-front Payment
SCG-011028 | Low Income Single Family Residential | Domestic Hot Water | Gas | Southern California Gas Company | Incentive:Paid | 4723 | 36.9 |  | 1 | 128 |  | 128 |  | 2018-03-09 12:45 | 2018-05-01 | TITANIUM POWER INC | Retrofit | Pacoima | Los Angeles | 91331 | Host Customer is System Owner | 10 |  | 30004079 | GREENoneTEC Solarindustrie GmbH | Solpal Plus | Solpal Plus L-GT | Direct Integral Collector Storage (DI) | 25.66 |  | Solpal Plus L |  |  | Solar Storage with Tankless Auxiliary Water Heater | 51 | 1 | 1 | 115 | Z09 | [18 empty] | Los Angeles | FALSE | 37.18 |  | 2011-06-01: 2018-02-26; 2011-08-03: 2018-03-09; 2011-09-20: 2018-05-01 | 2368 | 4759 | Up-front Payment
SCG-011029 | Low Income Single Family Residential | Domestic Hot Water | Gas | Southern California Gas Company | Incentive:Paid | 4723 | 36.9 |  | 1 | 128 |  | 128 |  | 2018-03-09 12:43 | 2018-05-16 | TITANIUM POWER INC | Retrofit | Pacoima | Los Angeles | 91331 | Host Customer is System Owner | 4 |  | 30004079 | GREENoneTEC Solarindustrie GmbH | Solpal Plus | Solpal Plus L-GT | Direct Integral Collector Storage (DI) | 25.66 |  | Solpal Plus L |  |  | Solar Storage with Tankless Auxiliary Water Heater | 51 | 1 | 1 | 55 | Z09 | [18 empty] | Los Angeles | FALSE | 37.18 |  | 2011-06-01: 2018-02-26; 2011-08-03: 2018-03-09; 2011-09-20: 2018-05-16 | 2353 | 4759 | Up-front Payment
SCG-011030 | Low Income Single Family Residential | Domestic Hot Water | Gas | Southern California Gas Company | Incentive:Paid | 4723 | 36.9 |  | 1 | 128 |  | 128 |  | 2018-03-09 12:42 | 2018-05-01 | TITANIUM POWER INC | Retrofit | Arleta | Los Angeles | 91331 | Host Customer is System Owner | 5 |  | 30004079 | GREENoneTEC Solarindustrie GmbH | Solpal Plus | Solpal Plus L-GT | Direct Integral Collector Storage (DI) | 25.66 |  | Solpal Plus L |  |  | Solar Storage with Tankless Auxiliary Water Heater | 51 | 1 | 1 | 65 | Z09 | [18 empty] | Los Angeles | FALSE | 37.18 |  | 2011-06-01: 2018-02-26; 2011-08-03: 2018-03-09; 2011-09-20: 2018-05-01 | 2368 | 4759 | Up-front Payment
SCG-011031 | Low Income Single Family Residential | Domestic Hot Water | Gas | Southern California Gas Company | Incentive:Canceled | 4723 | 36.9 |  | 1 | 128 |  | 128 |  | 2018-03-06 10:49 |  | TITANIUM POWER INC | Retrofit | Pacoima | Los Angeles | 91331 | Host Customer is System Owner | 5 |  | 30004079 | GREENoneTEC Solarindustrie GmbH | Solpal Plus | Solpal Plus L-GT | Direct Integral Collector Storage (DI) | 25.66 |  | Solpal Plus L |  |  | Solar Storage with Tankless Auxiliary Water Heater | 51 | 1 | 1 | 65 | Z09 | [18 empty] | Los Angeles | FALSE | 37.18 |  | 2011-06-01: 2018-02-26; 2011-06-21: 2018-07-25; 2011-08-03: 2018-03-06 | 2286 | 4759 | Up-front Payment
SCG-011032 | Low Income Single Family Residential | Domestic Hot Water | Gas | Southern California Gas Company | Incentive:Paid | 4723 | 36.9 |  | 1 | 128 |  | 128 |  | 2018-03-06 10:51 | 2018-05-14 | TITANIUM POWER INC | Retrofit | Pacoima | Los Angeles | 91331 | Host Customer is System Owner | 8 |  | 30004079 | GREENoneTEC Solarindustrie GmbH | Solpal Plus | Solpal Plus L-GT | Direct Integral Collector Storage (DI) | 25.66 |  | Solpal Plus L |  |  | Solar Storage with Tankless Auxiliary Water Heater | 51 | 1 | 1 | 95 | Z09 | [18 empty] | Los Angeles | FALSE | 37.18 |  | 2011-06-01: 2018-02-26; 2011-08-03: 2018-03-06; 2011-09-20: 2018-05-14 | 2355 | 4759 | Up-front Payment
PGE-011033 | Low Income Multifamily Residential | Domestic Hot Water | Gas | Pacific Gas and Electric | Incentive:Canceled | 96223 | 24.89 |  | 1 | 4027 |  | 3866 |  | 2018-03-19 14:03 | 2018-03-23 | SUN LIGHT & POWER | New Construction | San Francisco | San Francisco | 94110 | Host Customer is System Owner | [7 empty] | 1124.76 | 40.17 |  | Glycol | Pressure Stagnation Protection (PSP) | Solar Storage and Auxiliary Tanks are separate |  | 0.96 | 1 | 4699 | Z03 | 127 | Units | Apartments/Condos | 2010115A | 28 | 2 | 1600 | 1 | 360 | 3 | 200000 | TRUE | 140 | 120 |  | Heliodyne - Delta-T Pro Ethernet |  | Heliodyne - Delta-T Pro Ethernet |  | FALSE | 44.17 |  | 2011-06-01: 2018-02-28; 2011-06-23: 2018-03-19; 2011-07-01: 2018-03-23 | 2409 | 177890 | Up-front Payment
SCG-011034 | Low Income Single Family Residential | Domestic Hot Water | Gas | Southern California Gas Company | Incentive:Paid | 4723 | 36.9 |  | 1 | 128 |  | 128 |  | 2018-03-08 09:32 | 2018-05-14 | TITANIUM POWER INC | Retrofit | Pacoima | Los Angeles | 91331 | Host Customer is System Owner | 4 |  | 30004079 | GREENoneTEC Solarindustrie GmbH | Solpal Plus | Solpal Plus L-GT | Direct Integral Collector Storage (DI) | 25.66 |  | Solpal Plus L |  |  | Solar Storage with Tankless Auxiliary Water Heater | 51 | 1 | 1 | 55 | Z09 | [18 empty] | Los Angeles | FALSE | 37.18 |  | 2011-06-01: 2018-02-26; 2011-08-03: 2018-03-08; 2011-09-20: 2018-05-14 | 2355 | 4759 | Up-front Payment
PGE-011035 | Low Income Multifamily Residential | Domestic Hot Water | Gas | Pacific Gas and Electric | Incentive:Paid | 107756 | 24.89 |  | 1 | 4373 |  | 4329 |  | 2018-05-29 16:28 | 2018-06-20 | SUN LIGHT & POWER | New Construction | San Francisco | San Francisco | 94107 | Host Customer is System Owner | [7 empty] | 1446.12 | 40.17 |  | Glycol | Pressure Stagnation Protection (PSP) | Solar Storage and Auxiliary Tanks are separate |  | 0.99 | 1 | 2698 | Z03 | 71 | Units | Apartments/Condos | 2010115A | 36 | 2 | 2160 | 1 | 200 | 1 | 1500000 | TRUE | 120 | 120 |  | Heliodyne - Delta-T Pro Ethernet |  | Heliodyne - Delta-T Pro Ethernet | City and County of San Francisco | FALSE | 56.86 |  | 2018-05-25 | 2018-05-30 | 2018-05-29 | 2018-06-20 | 2019-03-29 | 2019-05-14 | 1986 | 248634 | Up-front Payment
SCG-011036 | Low Income Single Family Residential | Domestic Hot Water | Gas | Southern California Gas Company | Incentive:Canceled | 4723 | 36.9 |  | 1 | 128 |  | 128 |  | 2018-03-09 12:38 |  | TITANIUM POWER INC | Retrofit | Pacoima | Los Angeles | 91331 | Host Customer is System Owner | 5 |  | 30004079 | GREENoneTEC Solarindustrie GmbH | Solpal Plus | Solpal Plus L-GT | Direct Integral Collector Storage (DI) | 25.66 |  | Solpal Plus L |  |  | Solar Storage with Tankless Auxiliary Water Heater | 51 | 1 | 1 | 65 | Z09 | [18 empty] | Los Angeles | FALSE | 37.18 |  | 2011-06-01: 2018-02-27; 2011-06-21: 2018-07-25; 2011-08-03: 2018-03-09 | 2286 | 4759 | Up-front Payment
SCG-011037 | Low Income Single Family Residential | Domestic Hot Water | Gas | Southern California Gas Company | Incentive:Paid | 4723 | 36.9 |  | 1 | 128 |  | 128 |  | 2018-03-15 12:28 | 2018-06-11 | TITANIUM POWER INC | Retrofit | Pacoima | Los Angeles | 91331 | Host Customer is System Owner | 7 |  | 30004079 | GREENoneTEC Solarindustrie GmbH | Solpal Plus | Solpal Plus L-GT | Direct Integral Collector Storage (DI) | 25.66 |  | Solpal Plus L |  |  | Solar Storage with Tankless Auxiliary Water Heater | 51 | 1 | 1 | 85 | Z09 | [18 empty] | Los Angeles | FALSE | 37.18 |  | 2011-06-01: 2018-02-27; 2011-08-03: 2018-03-15; 2011-09-20: 2018-06-11 | 2327 | 4759 | Up-front Payment
SCG-011038 | Low Income Single Family Residential | Domestic Hot Water | Gas | Southern California Gas Company | Incentive:Paid | 4723 | 36.9 |  | 1 | 128 |  | 128 |  | 2018-03-08 09:35 | 2018-05-01 | TITANIUM POWER INC | Retrofit | Arleta | Los Angeles | 91331 | Host Customer is System Owner | 4 |  | 30004079 | GREENoneTEC Solarindustrie GmbH | Solpal Plus | Solpal Plus L-GT | Direct Integral Collector Storage (DI) | 25.66 |  | Solpal Plus L |  |  | Solar Storage with Tankless Auxiliary Water Heater | 51 | 1 | 1 | 55 | Z09 | [18 empty] | Los Angeles | FALSE | 37.18 |  | 2011-06-01: 2018-02-27; 2011-08-03: 2018-03-08; 2011-09-20: 2018-05-01 | 2368 | 4759 | Up-front Payment
SCG-011039 | Low Income Single Family Residential | Domestic Hot Water | Gas | Southern California Gas Company | Incentive:Paid | 4723 | 36.9 |  | 1 | 128 |  | 128 |  | 2018-03-06 10:54 | 2018-04-18 | TITANIUM POWER INC | Retrofit | Sylmar | Los Angeles | 91342 | Host Customer is System Owner | 8 |  | 30004079 | GREENoneTEC Solarindustrie GmbH | Solpal Plus | Solpal Plus L-GT | Direct Integral Collector Storage (DI) | 25.66 |  | Solpal Plus L |  |  | Solar Storage with Tankless Auxiliary Water Heater | 51 | 1 | 1 | 95 | Z09 | [18 empty] | Los Angeles | FALSE | 37.18 |  | 2011-06-01: 2018-02-27; 2011-08-03: 2018-03-06; 2011-09-20: 2018-04-18 | 2378 | 4759 | Up-front Payment
SCG-011040 | Low Income Single Family Residential | Domestic Hot Water | Gas | Southern California Gas Company | Incentive:Canceled | 4723 | 36.9 |  | 1 | 128 |  | 128 |  | 2018-03-06 10:58 |  | TITANIUM POWER INC | Retrofit | Van Nuys | Los Angeles | 91405 | Host Customer is System Owner | 4 |  | 30004079 | GREENoneTEC Solarindustrie GmbH | Solpal Plus | Solpal Plus L-GT | Direct Integral Collector Storage (DI) | 25.66 |  | Solpal Plus L |  |  | Solar Storage with Tankless Auxiliary Water Heater | 51 | 1 | 1 | 55 | Z09 | [18 empty] | Los Angeles | FALSE | 37.18 |  | 2011-06-01: 2018-02-27; 2011-06-21: 2018-07-25; 2011-08-03: 2018-03-06 | 2286 | 4759 | Up-front Payment
SCG-011041 | Low Income Single Family Residential | Domestic Hot Water | Gas | Southern California Gas Company | Incentive:Paid | 4723 | 36.9 |  | 1 | 128 |  | 128 |  | 2018-03-08 09:28 | 2018-05-01 | TITANIUM POWER INC | Retrofit | Pacoima | Los Angeles | 91331 | Host Customer is System Owner | 10 |  | 30004079 | GREENoneTEC Solarindustrie GmbH | Solpal Plus | Solpal Plus L-GT | Direct Integral Collector Storage (DI) | 25.66 |  | Solpal Plus L |  |  | Solar Storage with Tankless Auxiliary Water Heater | 51 | 1 | 1 | 115 | Z09 | [18 empty] | Los Angeles | FALSE | 37.18 |  | 2011-06-01: 2018-02-27; 2011-08-03: 2018-03-08; 2011-09-20: 2018-05-01 | 2368 | 4759 | Up-front Payment
SCG-011042 | Low Income Single Family Residential | Domestic Hot Water | Gas | Southern California Gas Company | Incentive:Paid | 4723 | 36.9 |  | 1 | 128 |  | 128 |  | 2018-03-06 11:00 | 2018-06-19 | TITANIUM POWER INC | Retrofit | Pacoima | Los Angeles | 91331 | Host Customer is System Owner | 9 |  | 30004079 | GREENoneTEC Solarindustrie GmbH | Solpal Plus | Solpal Plus L-GT | Direct Integral Collector Storage (DI) | 25.66 |  | Solpal Plus L |  |  | Solar Storage with Tankless Auxiliary Water Heater | 51 | 1 | 1 | 105 | Z09 | [18 empty] | Los Angeles | FALSE | 37.18 |  | 2011-06-01: 2018-02-27; 2011-08-03: 2018-03-06; 2011-09-20: 2018-06-19 | 2314 | 4759 | Up-front Payment
SCG-011043 | Low Income Single Family Residential | Domestic Hot Water | Gas | Southern California Gas Company | Incentive:Paid | 4723 | 36.9 |  | 1 | 128 |  | 128 |  | 2018-03-08 09:22 | 2018-04-26 | TITANIUM POWER INC | Retrofit | Pacoima | Los Angeles | 91331 | Host Customer is System Owner | 5 |  | 30004079 | GREENoneTEC Solarindustrie GmbH | Solpal Plus | Solpal Plus L-GT | Direct Integral Collector Storage (DI) | 25.66 |  | Solpal Plus L |  |  | Solar Storage with Tankless Auxiliary Water Heater | 51 | 1 | 1 | 65 | Z09 | [18 empty] | Los Angeles | FALSE | 37.18 |  | 2011-06-01: 2018-02-27; 2011-08-03: 2018-03-08; 2011-09-20: 2018-04-26 | 2369 | 4759 | Up-front Payment
PGE-011044 | Low Income Single Family Residential | Domestic Hot Water | Gas | Pacific Gas and Electric | Incentive:Canceled | 4300 | 36.9 |  | 1 | 149 |  | 145 |  |  |  | SUNDOWNER INSULATION COMPANY INC | Retrofit | Fresno | Fresno | 93727 | Owner/Tenant | 6 |  | 2010017C | Alternate Energy Technologies | EAGLESUN | DBS-G2-80-64 | Indirect Forced Circulation (IF) | 65.34 |  | MSC-32 | Automatic Drainback |  | Solar Storage and Auxiliary Tanks are separate | 80 | 0.97 | 1 | 75 | Z13 | [18 empty] | City of Fresno | FALSE | 53.69 |  | 2011-06-01: 2018-02-27 | 2432 | 8000 | Up-front Payment
SCG-011045 | Commercial/Multifamily Residential | Domestic Hot Water | Gas | Southern California Gas Company | Incentive:Paid | 38866 | 20.19 |  | 1 | 1925 |  | 1925 |  | 2018-02-27 15:23 | 2018-06-01 | EVOLUTION ENERGY SOLUTIONS L L C | Retrofit | Los Angeles | Los Angeles | 90043 | Host Customer is System Owner | [7 empty] | 532.35 | 40.95 |  | Drainback | Advanced Controller with a Vacation or Holiday Mode | Solar Storage and Auxiliary Tanks are separate |  | 1 | 1 | 960 | Z08 | 24 | Units | Apartments/Condos | 10001803 | 13 | 1 | 1000 | 1 | 209 | 2 | 340000 | TRUE | 140 | 140 |  | SunEarth - SETR A503 TTR U + VFS 10-200 |  | SunEarth - SETR A503 TTR U + VFS 10-200 | Los Angeles | FALSE | 20.19 |  | 2018-02-27 |  | 2018-02-27 | 2018-06-01 | 2018-10-05 | 2018-11-12 | 2173 | 38866 | Up-front Payment
SCG-011046 | Low Income Single Family Residential | Domestic Hot Water | Gas | Southern California Gas Company | Incentive:Paid | 4723 | 36.9 |  | 1 | 128 |  | 128 |  | 2018-03-09 12:39 | 2018-04-27 | TITANIUM POWER INC | Retrofit | Pacoima | Los Angeles | 91331 | Host Customer is System Owner | 5 |  | 30004079 | GREENoneTEC Solarindustrie GmbH | Solpal Plus | Solpal Plus L-GT | Direct Integral Collector Storage (DI) | 25.66 |  | Solpal Plus L |  |  | Solar Storage with Tankless Auxiliary Water Heater | 51 | 1 | 1 | 65 | Z09 | [18 empty] | Los Angeles | FALSE | 37.18 |  | 2011-06-01: 2018-02-27; 2011-08-03: 2018-03-09; 2011-09-20: 2018-04-27 | 2369 | 4759 | Up-front Payment
PGE-011047 | Single Family Residential | Domestic Hot Water | Gas | Pacific Gas and Electric | Incentive:Paid | 2994 | 29.85 |  | 1 | 118 |  | 100 |  | 2018-05-29 12:29 | 2018-06-29 | INTELLIGENT GREEN SOLUTIONS CA | Retrofit | Sanger | Fresno | 93657 | Host Customer is System Owner | 6 |  | 30004236 | SunMaxx Solar LLC | ThermoPower | VTS30-HP-G | Indirect Thermosyphon (IT) | 47.9 |  | ThermoPower-VTS-HP30 | Automatic Drainback |  | Solar Storage and Auxiliary Tanks are separate | 79 | 1 | 0.85 | 75 | Z13 | [18 empty] | City of Sanger | FALSE | 52.88 |  | 2018-02-27 | 2018-05-30 |  |  | 2018-05-29 | 2018-06-29 | 2298 | 6240 | Up-front Payment
SCG-011048 | Low Income Single Family Residential | Domestic Hot Water | Gas | Southern California Gas Company | Incentive:Paid | 4487 | 36.9 |  | 1 | 128 |  | 122 |  | 2018-03-08 09:47 | 2018-04-26 | TITANIUM POWER INC | Retrofit | Arleta | Los Angeles | 91331 | Host Customer is System Owner | 6 |  | 30004079 | GREENoneTEC Solarindustrie GmbH | Solpal Plus | Solpal Plus L-GT | Direct Integral Collector Storage (DI) | 25.66 |  | Solpal Plus L |  |  | Solar Storage with Tankless Auxiliary Water Heater | 51 | 1 | 0.95 | 75 | Z09 | [18 empty] | Los Angeles | FALSE | 35.62 |  | 2011-06-01: 2018-02-27; 2011-08-03: 2018-03-08; 2011-09-20: 2018-04-26 | 2369 | 4559 | Up-front Payment
SCG-011049 | Low Income Single Family Residential | Domestic Hot Water | Gas | Southern California Gas Company | Incentive:Canceled | 4487 | 36.9 |  | 1 | 128 |  | 122 |  | 2018-03-12 10:21 |  | TITANIUM POWER INC | Retrofit | Arleta | Los Angeles | 91331 | Host Customer is System Owner | 10 |  | 30004079 | GREENoneTEC Solarindustrie GmbH | Solpal Plus | Solpal Plus L-GT | Direct Integral Collector Storage (DI) | 25.66 |  | Solpal Plus L |  |  | Solar Storage with Tankless Auxiliary Water Heater | 51 | 1 | 0.95 | 115 | Z09 | [18 empty] | Los Angeles | FALSE | 35.62 |  | 2011-06-01: 2018-02-27; 2011-06-21: 2018-07-25; 2011-08-03: 2018-03-12 | 2286 | 4559 | Up-front Payment
SCG-011050 | Low Income Single Family Residential | Domestic Hot Water | Gas | Southern California Gas Company | Incentive:Paid | 4723 | 36.9 |  | 1 | 128 |  | 128 |  | 2018-03-08 09:45 | 2018-12-04 | TITANIUM POWER INC | Retrofit | Pacoima | Los Angeles | 91331 | Host Customer is System Owner | 6 |  | 30004079 | GREENoneTEC Solarindustrie GmbH | Solpal Plus | Solpal Plus L-GT | Direct Integral Collector Storage (DI) | 25.66 |  | Solpal Plus L |  |  | Solar Storage with Tankless Auxiliary Water Heater | 51 | 1 | 1 | 75 | Z09 | [18 empty] | Los Angeles | FALSE | 37.18 |  | 2011-06-01: 2018-02-27; 2011-08-03: 2018-03-08; 2011-09-20: 2018-12-04 | 2151 | 4759 | Up-front Payment
SCG-011051 | Low Income Single Family Residential | Domestic Hot Water | Gas | Southern California Gas Company | Incentive:Paid | 4723 | 36.9 |  | 1 | 128 |  | 128 |  | 2018-03-09 12:36 | 2018-05-16 | TITANIUM POWER INC | Retrofit | Pacoima | Los Angeles | 91331 | Host Customer is System Owner | 8 |  | 30004079 | GREENoneTEC Solarindustrie GmbH | Solpal Plus | Solpal Plus L-GT | Direct Integral Collector Storage (DI) | 25.66 |  | Solpal Plus L |  |  | Solar Storage with Tankless Auxiliary Water Heater | 51 | 1 | 1 | 95 | Z09 | [18 empty] | Los Angeles | FALSE | 37.18 |  | 2011-06-01: 2018-02-27; 2011-08-03: 2018-03-09; 2011-09-20: 2018-05-16 | 2353 | 4759 | Up-front Payment
SCG-011052 | Low Income Single Family Residential | Domestic Hot Water | Gas | Southern California Gas Company | Incentive:Paid | 4487 | 36.9 |  | 1 | 128 |  | 122 |  | 2018-03-06 11:03 | 2018-04-17 | TITANIUM POWER INC | Retrofit | Pacoima | Los Angeles | 91331 | Host Customer is System Owner | 4 |  | 30004079 | GREENoneTEC Solarindustrie GmbH | Solpal Plus | Solpal Plus L-GT | Direct Integral Collector Storage (DI) | 25.66 |  | Solpal Plus L |  |  | Solar Storage with Tankless Auxiliary Water Heater | 51 | 1 | 0.95 | 55 | Z09 | [18 empty] | Los Angeles | FALSE | 35.62 |  | 2011-06-01: 2018-02-27; 2011-08-03: 2018-03-06; 2011-09-20: 2018-04-17 | 2382 | 4559 | Up-front Payment
SCG-011053 | Single Family Residential - Disadvantaged Community | Domestic Hot Water | Gas | Southern California Gas Company | Incentive:Paid | 2994 | 29.85 |  | 1 | 118 |  | 100 |  | 2018-04-16 06:49 | 2018-06-01 | INTELLIGENT GREEN SOLUTIONS CA | Retrofit | Pixley | Tulare | 93256 | Host Customer is System Owner | 4 |  | 30004236 | SunMaxx Solar LLC | ThermoPower | VTS30-HP-G | Indirect Thermosyphon (IT) | 47.9 |  | ThermoPower-VTS-HP30 | Automatic Drainback |  | Solar Storage and Auxiliary Tanks are separate | 79 | 1 | 0.85 | 55 | Z13 | [18 empty] | Tulare | FALSE | 52.88 |  | 2011-06-01: 2018-02-28; 2011-08-03: 2018-04-16; 2011-09-20: 2018-06-01 | 2280 | 6240 | Up-front Payment
SCG-011054 | Single Family Residential | Domestic Hot Water | Gas | Southern California Gas Company | Incentive:Paid | 2245 | 25.37 |  | 2 | 118 |  | 88 |  | 2019-07-12 15:33 | 2020-07-02 | INTELLIGENT GREEN SOLUTIONS CA | Retrofit | Orange Cove | Fresno | 93646 | Host Customer is System Owner | 4 |  | 30004236 | SunMaxx Solar LLC | ThermoPower | VTS30-HP-G | Indirect Thermosyphon (IT) | 47.9 |  | ThermoPower-VTS-HP30 | Automatic Drainback |  | Solar Storage and Auxiliary Tanks are separate | 79 | 1 | 0.75 | 55 | Z13 | [18 empty] | City of Orange Cove | FALSE | 52.88 |  | 2011-06-01: 2018-02-28; 2011-08-03: 2019-07-12; 2011-09-20: 2020-07-02 | 1545 | 6240 | Up-front Payment
SCG-011055 | Commercial/Multifamily Residential | Domestic Hot Water | Gas | Southern California Gas Company | Incentive:Canceled | 32809 | 20.19 |  | 1 | 1625 |  | 1625 |  | 2018-03-01 08:57 | 2018-06-01 |  | Retrofit | San Gabriel | Los Angeles | 91775 | Host Customer is System Owner | [7 empty] | 450.45 | 40.95 |  | Drainback | Drainback (Water) | Solar Storage and Auxiliary Tanks are separate |  | 1 | 1 | 840 | Z08 | 20 | Units | Apartments/Condos | TRB-40 | 11 | 1 | 800 | 1 | 100 | 1 | 199000 | TRUE | 140 | 140 | [5 empty] | FALSE | 20.19 |  | 2011-06-01: 2018-02-28; 2011-06-23: 2018-03-01; 2011-07-01: 2018-06-01 | 2339 | 32809 | Up-front Payment
SCG-011056 | Commercial/Multifamily Residential | Domestic Hot Water | Gas | Southern California Gas Company | Incentive:Paid | 44277 | 20.19 |  | 1 | 2206 |  | 2206 |  | 2018-03-01 09:28 | 2018-06-01 | EVOLUTION ENERGY SOLUTIONS L L C | Retrofit | Lakewood | Los Angeles | 90713 | Host Customer is System Owner | [7 empty] | 589.68 | 42.12 |  | Drainback | Drainback (Water) | Solar Storage and Auxiliary Tanks are separate |  | 1 | 1 | 1200 | Z08 | 30 | Units | Apartments/Condos | 10001912 | 14 | 1 | 1100 | 1 | 200 | 2 | 540000 | TRUE | 140 | 140 |  | SunEarth - SETR A503 TTR U + VFS 10-200 |  | SunEarth - SETR A503 TTR U + VFS 10-200 | Lakewood | FALSE | 20.07 |  | 2018-02-28 |  | 2018-03-01 | 2018-06-01 | 2019-02-07 | 2019-02-19 | 2069 | 44277 | Up-front Payment
SCG-011057 | Low Income Single Family Residential | Domestic Hot Water | Gas | Southern California Gas Company | Incentive:Paid | 4723 | 36.9 |  | 1 | 128 |  | 128 |  | 2018-03-06 12:26 | 2018-05-14 | TITANIUM POWER INC | Retrofit | Arleta | Los Angeles | 91331 | Host Customer is System Owner | 5 |  | 30004079 | GREENoneTEC Solarindustrie GmbH | Solpal Plus | Solpal Plus L-GT | Direct Integral Collector Storage (DI) | 25.66 |  | Solpal Plus L |  |  | Solar Storage with Tankless Auxiliary Water Heater | 51 | 1 | 1 | 65 | Z09 | [18 empty] | Los Angeles | FALSE | 37.18 |  | 2011-06-01: 2018-03-01; 2011-08-03: 2018-03-06; 2011-09-20: 2018-05-14 | 2355 | 4759 | Up-front Payment
SCG-011058 | Low Income Single Family Residential | Domestic Hot Water | Gas | Southern California Gas Company | Incentive:Paid | 4723 | 36.9 |  | 1 | 128 |  | 128 |  | 2018-03-06 12:17 | 2018-04-17 | TITANIUM POWER INC | Retrofit | Pacoima | Los Angeles | 91331 | Host Customer is System Owner | 7 |  | 30004079 | GREENoneTEC Solarindustrie GmbH | Solpal Plus | Solpal Plus L-GT | Direct Integral Collector Storage (DI) | 25.66 |  | Solpal Plus L |  |  | Solar Storage with Tankless Auxiliary Water Heater | 51 | 1 | 1 | 85 | Z09 | [18 empty] | Los Angeles | FALSE | 37.18 |  | 2011-06-01: 2018-03-01; 2011-08-03: 2018-03-06; 2011-09-20: 2018-04-17 | 2381 | 4759 | Up-front Payment
SCG-011061 | Commercial/Multifamily Residential | Domestic Hot Water | Gas | Southern California Gas Company | Incentive:Paid | 39371 | 20.19 |  | 1 | 1950 |  | 1950 |  | 2018-03-07 08:20 | 2018-06-01 | EVOLUTION ENERGY SOLUTIONS L L C | Retrofit | Redondo Beach | Los Angeles | 90277 | Host Customer is System Owner | [7 empty] | 532.35 | 40.95 |  | Drainback | Drainback (Water) | Solar Storage and Auxiliary Tanks are separate |  | 1 | 1 | 1040 | Z06 | 26 | Units | Apartments/Condos | TRB-40 | 13 | 1 | 1000 | 1 | 115 | 1 | 250000 | TRUE | 140 | 140 |  | SunEarth - SETR A503 TTR U + VFS 10-200 |  | SunEarth - SETR A503 TTR U + VFS 10-200 | Redondo Beach | FALSE | 20.19 |  | 2018-03-01 |  | 2018-03-07 | 2018-06-01 | 2019-07-02 | 2019-07-08 | 1928 | 39371 | Up-front Payment
SCG-011062 | Commercial/Multifamily Residential | Domestic Hot Water | Gas | Southern California Gas Company | Incentive:Paid | 82153 | 20.19 |  | 1 | 4069 |  | 4069 |  | 2018-03-07 08:20 | 2018-06-01 | EVOLUTION ENERGY SOLUTIONS L L C | Retrofit | Lawndale | Los Angeles | 90260 | Host Customer is System Owner | [7 empty] | 1146.6 | 40.95 |  | Drainback | Drainback (Water) | Solar Storage and Auxiliary Tanks are separate |  | 1 | 1 | 2052 | Z08 | 54 | Units | Apartments/Condos | TRB-40 | 28 | 1 | 2000 | 1 | 175 | 1 | 500000 | TRUE | 140 | 140 |  | SunEarth - SETR A503 TTR U + VFS 10-200 |  | SunEarth - SETR A503 TTR U + VFS 10-200 | Lawndale | FALSE | 20.19 |  | 2018-03-01 |  | 2018-03-07 | 2018-06-01 | 2019-07-02 | 2019-07-08 | 1928 | 82153 | Up-front Payment
PGE-011063 | Low Income Multifamily Residential | Domestic Hot Water | Gas | Pacific Gas and Electric | Incentive:Canceled | 131085 | 24.89 |  | 1 | 5486 |  | 5267 |  | 2018-03-05 16:07 | 2018-03-08 | SUN LIGHT & POWER | New Construction | Oakland | Alameda | 94608 | Host Customer is System Owner | [7 empty] | 1687.14 | 40.17 |  | Glycol | Pressure Stagnation Protection (PSP) | Solar Storage and Auxiliary Tanks are separate |  | 0.96 | 1 | 3306 | Z03 | 87 | Units | Apartments/Condos | 2010115A | 42 | 2 | 2500 | 1 | 500 | 1 | 1200000 | TRUE | 125 | 125 |  | Heliodyne - Delta-T Pro Ethernet |  | Heliodyne - Delta-T Pro Ethernet |  | FALSE | 44.18 |  | 2011-06-01: 2018-03-01; 2011-06-23: 2018-03-05; 2011-07-01: 2018-03-08 | 2424 | 242356 | Up-front Payment
SCG-011064 | Low Income Single Family Residential | Domestic Hot Water | Gas | Southern California Gas Company | Incentive:Canceled | 4723 | 36.9 |  | 1 | 128 |  | 128 |  | 2018-03-08 09:16 |  | TITANIUM POWER INC | Retrofit | Pacoima | Los Angeles | 91331 | Host Customer is System Owner | 4 |  | 30004079 | GREENoneTEC Solarindustrie GmbH | Solpal Plus | Solpal Plus L-GT | Direct Integral Collector Storage (DI) | 25.66 |  | Solpal Plus L |  |  | Solar Storage with Tankless Auxiliary Water Heater | 51 | 1 | 1 | 55 | Z09 | [18 empty] | Los Angeles | FALSE | 37.18 |  | 2011-06-01: 2018-03-02; 2011-06-21: 2018-07-25; 2011-08-03: 2018-03-08 | 2286 | 4759 | Up-front Payment
PGE-011067 | Low Income Single Family Residential | Domestic Hot Water | Gas | Pacific Gas and Electric | Incentive:Paid | 3978 | 36.9 |  | 1 | 121 |  | 108 |  | 2018-03-22 11:51 | 2018-03-27 | MERCED COUNTY COMMUNITY ACTION BOARD | Retrofit | Merced | Merced | 95340 | Owner/Tenant | 1 |  | 30004214 | Alternate Energy Technologies | EAGLESUN | DBS-G2-60-40 | Indirect Forced Circulation (IF) | 41.35 |  | MSC-20 | Automatic Drainback | Drainback (Water) | Solar Storage and Auxiliary Tanks are separate | 60 | 0.99 | 0.9 | 20 | Z12 | [18 empty] | County of Merced | FALSE | 38.05 |  | 2018-03-05 | 2018-04-04 |  |  | 2018-03-22 | 2018-03-27 | 2367 | 4604.04 | Up-front Payment
PGE-011069 | Low Income Multifamily Residential | Domestic Hot Water | Gas | Pacific Gas and Electric | Incentive:Paid | 76711 | 24.89 |  | 1 | 3082 |  | 3082 |  | 2018-04-10 15:31 | 2018-04-18 | SUN LIGHT & POWER | New Construction | Livermore | Alameda | 94551 | Host Customer is System Owner | [7 empty] | 763.23 | 40.17 |  | Glycol | Pressure Stagnation Protection (PSP) | Solar Storage and Auxiliary Tanks are separate |  | 1 | 1 | 2812 | Z12 | 74 | Units | Apartments/Condos | 2010115A | 19 | 2 | 1200 | 1 | 357 | 3 | 399900 | TRUE | 135 | 125 |  | Heliodyne - Delta-T Pro Ethernet |  | Heliodyne - Delta-T Pro Ethernet | City of Livermore | FALSE | 44.16 |  | 2018-04-09 | 2018-04-18 | 2018-04-10 | 2018-04-18 | 2019-10-08 | 2019-11-14 | 1355 | 136109 | Up-front Payment
SCG-011070 | Commercial/Multifamily Residential | Domestic Hot Water | Gas | Southern California Gas Company | Incentive:Paid | 77974 | 20.19 |  | 1 | 3862 |  | 3862 |  | 2018-04-11 11:29 | 2018-06-04 | ENVIRONMENTAL SOLAR DESIGN INC | Retrofit | Pasadena | Pasadena | 91106 | Host Customer is System Owner | [7 empty] | 1116.22 | 32.83 |  | Glycol | Steam Back | Solar Storage and Auxiliary Tanks are separate |  | 1 | 1 | 2280 | Z09 | 60 | Units | Apartments/Condos | TRB-32 | 34 | 3 | 1570 | 1 | 2000 | 1 | 700000 | TRUE | 125 | 145 |  | SunEarth - SETR A503 TTR U + VFS 20-400 |  | SunEarth - SETR A503 TTR U + VFS 20-400 | City of Pasadena | FALSE | 29.22 |  | 2018-03-06 |  | 2018-04-11 | 2018-06-04 | 2018-07-17 | 2018-08-08 | 2262 | 112860 | Up-front Payment
SCG-011073 | Low Income Multifamily Residential | Domestic Hot Water | Gas | Southern California Gas Company | Incentive:Paid | 158226 | 24.89 |  | 1 | 6357 |  | 6357 |  | 2018-04-11 13:15 | 2018-04-23 | EVOLUTION ENERGY SOLUTIONS L L C | Retrofit | Van Nuys | Los Angeles | 91405 | Host Customer is System Owner | [7 empty] | 1638 | 40.95 |  | Drainback | Drainback (Water) | Solar Storage and Auxiliary Tanks are separate |  | 1 | 1 | 3800 | Z09 | 100 | Units | Apartments/Condos | TRB-40 | 40 | 1 | 3400 | 1 | 175 | 1 | 1500000 | TRUE | 140 | 140 |  | SunEarth - SETR A503 TTR U + VFS 10-200 |  | SunEarth - SETR A503 TTR U + VFS 10-200 | Los Angeles | FALSE | 24.89 |  | 2018-03-14 |  | 2018-04-11 | 2018-04-23 | 2018-11-20 | 2018-12-10 | 2138 | 158226 | Up-front Payment
SCG-011074 | Commercial/Multifamily Residential | Domestic Hot Water | Gas | Southern California Gas Company | Incentive:Paid | 7995 | 20.19 |  | 1 | 396 |  | 396 |  | 2018-04-17 11:52 | 2018-06-04 | ENVIRONMENTAL SOLAR DESIGN INC | Retrofit | Los Angeles | Los Angeles | 90034 | Owner/Tenant | [7 empty] | 122.85 | 40.95 |  | Glycol | Advanced Controller with a Vacation or Holiday Mode | Solar Storage and Auxiliary Tanks are separate |  | 1 | 1 | 294 | Z09 | 7 | Units | Apartments/Condos | TRB-40 | 3 | 1 | 120 | 1 | 100 | 1 | 199000 | FALSE | 125 | 145 |  |  |  |  | Los Angeles | FALSE | 32.2 |  | 2018-03-07 |  | 2018-04-17 | 2018-06-04 | 2018-07-05 | 2018-07-17 | 2259 | 12750 | Up-front Payment
PGE-011075 | Single Family Residential | Domestic Hot Water | Gas | Pacific Gas and Electric | Incentive:Paid | 4366 | 29.85 |  | 1 | 178 |  | 178 |  | 2018-10-31 14:52 | 2018-11-21 | OXYPOWER INC | Retrofit | San Francisco | San Francisco | 94116 | Host Customer is System Owner | 6 |  | 2009036D | Heliodyne, Inc. | HELIOPAK | HPAK 016 2 410 G 120 ACD Z | Indirect Forced Circulation (IF) | 80.34 |  | 410 001 | Glycol | Pressure Stagnation Protection (PSP) | Solar Storage and Auxiliary Tanks are separate | 120 | 1 | 1 | 75 | Z03 | [18 empty] | San Francisco | FALSE | 89.89 |  | 2018-03-07 | 2018-11-05 |  |  | 2018-10-31 | 2018-11-21 | 2139 | 16000 | Up-front Payment
PGE-011076 | Low Income Single Family Residential | Domestic Hot Water | Gas | Pacific Gas and Electric | Incentive:Paid | 3757 | 36.9 |  | 1 | 121 |  | 102 |  | 2018-03-22 11:53 | 2018-03-27 | MERCED COUNTY COMMUNITY ACTION BOARD | Retrofit | Merced | Merced | 95341 | Owner/Tenant | 5 |  | 30004214 | Alternate Energy Technologies | EAGLESUN | DBS-G2-60-40 | Indirect Forced Circulation (IF) | 41.35 |  | MSC-20 | Automatic Drainback |  | Solar Storage and Auxiliary Tanks are separate | 60 | 0.99 | 0.85 | 65 | Z12 | [18 empty] | County of Merced | FALSE | 40.05 |  | 2011-06-01: 2018-03-08; 2011-08-03: 2018-03-22; 2011-09-20: 2018-03-27 | 2367 | 4846.17 | Up-front Payment
SCG-011077 | Commercial/Multifamily Residential | Domestic Hot Water | Gas | Southern California Gas Company | Incentive:Paid | 31436 | 20.19 |  | 1 | 1557 |  | 1557 |  | 2018-03-12 09:28 | 2018-06-01 | EVOLUTION ENERGY SOLUTIONS L L C | Retrofit | Encino | Los Angeles | 91316 | Host Customer is System Owner | [7 empty] | 450.45 | 40.95 |  | Drainback |  | Solar Storage with Tankless Auxiliary Water Heater |  | 1 | 1 | 840 | Z09 | 21 | Units | Apartments/Condos | TRB-40 | 11 | 1 | 800 | 1 | 200 | 2 | 500000 | TRUE | 140 | 140 |  |  |  |  | Los Angeles | FALSE | 20.19 |  | 2018-03-08 | 2018-03-08 | 2018-03-12 | 2018-06-01 | 2019-10-09 | 2019-10-10 | 1839 | 31436 | Up-front Payment
SCG-011080 | Low Income Multifamily Residential | Domestic Hot Water | Gas | Southern California Gas Company | Incentive:Paid | 52593 | 24.89 |  | 1 | 2113 |  | 2113 |  | 2018-03-26 14:55 | 2018-04-13 | EVOLUTION ENERGY SOLUTIONS L L C | Retrofit | Panorama City | Los Angeles | 91402 | Host Customer is System Owner | [7 empty] | 560.56 | 40.04 |  | Drainback | Drainback (Water) | Solar Storage and Auxiliary Tanks are separate |  | 1 | 1 | 1280 | Z09 | 32 | Units | Apartments/Condos | 10002008 | 14 | 1 | 1100 | 1 | 300 | 3 | 597000 | TRUE | 140 | 140 |  | SunEarth - SETR A503 TTR U + VFS 10-200 |  | SunEarth - SETR A503 TTR U + VFS 10-200 | Los Angeles | FALSE | 24.89 |  | 2018-03-14 |  | 2018-03-26 | 2018-04-13 | 2018-07-23 | 2018-08-20 | 2251 | 52593 | Up-front Payment
SCG-011081 | Commercial/Multifamily Residential | Domestic Hot Water | Gas | Southern California Gas Company | Incentive:Paid | 2025 | 20.19 |  | 1 | 118 |  | 100 |  | 2018-03-09 11:40 | 2018-06-01 | INTELLIGENT GREEN SOLUTIONS CA | Retrofit | Visalia | Tulare | 93277 | Host Customer is System Owner |  |  | 30004236 | SunMaxx Solar LLC | ThermoPower | VTS30-HP-G | Indirect Thermosyphon (IT) | 47.9 |  | ThermoPower-VTS-HP30 | Automatic Drainback |  | Solar Storage and Auxiliary Tanks are separate | 79 | 1 | 0.85 | 0 | Z13 | [18 empty] | City of Visalia | FALSE | 52.88 |  | 2018-03-09 |  | 2018-03-09 | 2018-06-01 | 2018-06-06 | 2018-06-22 | 2312 | 6240 | Up-front Payment
PGE-011082 | Low Income Multifamily Residential | Domestic Hot Water | Gas | Pacific Gas and Electric | Incentive:Paid | 48984 | 24.89 |  | 1 | 1968 |  | 1968 |  | 2018-06-12 12:46 | 2018-07-25 | SOLARIX SYSTEMS | New Construction | San Francisco | San Francisco | 94124 | Host Customer is System Owner | [7 empty] | 682.89 | 40.17 |  | Glycol | Pressure Stagnation Protection (PSP) | Solar Storage and Auxiliary Tanks are separate |  | 1 | 1 | 1240 | Z03 | 31 | Units | Apartments/Condos | 2010115A | 17 | 1 | 1040 | 1 | 765 | 1 | 270000 | TRUE | 130 | 120 |  | Heliodyne - Delta-T Pro Ethernet |  | Heliodyne - Delta-T Pro Ethernet | CIty of San Francisco | FALSE | 53.35 |  | 2018-03-09 | 2018-06-27 | 2018-06-12 | 2018-07-25 | 2019-03-06 | 2019-03-08 | 2046 | 105000 | Up-front Payment
SCG-011084 | Single Family Residential - Disadvantaged Community | Domestic Hot Water | Gas | Southern California Gas Company | Incentive:Paid | 2298 | 29.85 |  | 1 | 77 |  | 77 |  | 2019-03-13 11:07 | 2019-03-14 | INTELLIGENT GREEN SOLUTIONS CA | Retrofit | Orange Cove | Fresno | 93646 | Host Customer is System Owner | 4 |  | 30004234 | SunMaxx Solar LLC | ThermoPower | VTS15-HP-G | Indirect Thermosyphon (IT) | 24.46 |  | ThermoPower-VTS-HP15 | Automatic Drainback | Drainback (Water) | Solar Storage and Auxiliary Tanks are separate | 39.5 | 1 | 1 | 55 | Z13 | [18 empty] | City of Orange Cove | FALSE | 81.04 |  | 2011-06-01: 2018-03-09; 2011-08-03: 2019-03-13; 2011-09-20: 2019-03-14 | 2050 | 6240 | Up-front Payment
SCG-011086 | Low Income Single Family Residential | Domestic Hot Water | Gas | Southern California Gas Company | Incentive:Paid | 4723 | 36.9 |  | 1 | 128 |  | 128 |  | 2018-03-19 14:34 | 2018-07-05 | TITANIUM POWER INC | Retrofit | Van Nuys | Los Angeles | 91406 | Host Customer is System Owner | 4 |  | 30004079 | GREENoneTEC Solarindustrie GmbH | Solpal Plus | Solpal Plus L-GT | Direct Integral Collector Storage (DI) | 25.66 |  | Solpal Plus L |  |  | Solar Storage with Tankless Auxiliary Water Heater | 51 | 1 | 1 | 55 | Z09 | [18 empty] | Los Angeles | FALSE | 37.18 |  | 2011-06-01: 2018-03-09; 2011-08-03: 2018-03-19; 2011-09-20: 2018-07-05 | 2304 | 4759 | Up-front Payment
SCG-011087 | Low Income Single Family Residential | Domestic Hot Water | Gas | Southern California Gas Company | Incentive:Paid | 4723 | 36.9 |  | 1 | 128 |  | 128 |  | 2018-03-15 13:20 | 2018-05-18 | TITANIUM POWER INC | Retrofit | Van Nuys | Los Angeles | 91406 | Host Customer is System Owner | 4 |  | 30004079 | GREENoneTEC Solarindustrie GmbH | Solpal Plus | Solpal Plus L-GT | Direct Integral Collector Storage (DI) | 25.66 |  | Solpal Plus L |  |  | Solar Storage with Tankless Auxiliary Water Heater | 51 | 1 | 1 | 55 | Z09 | [18 empty] | Los Angeles | FALSE | 37.18 |  | 2011-06-01: 2018-03-09; 2011-08-03: 2018-03-15; 2011-09-20: 2018-05-18 | 2343 | 4759 | Up-front Payment
SCG-011088 | Low Income Single Family Residential | Domestic Hot Water | Gas | Southern California Gas Company | Incentive:Canceled | 4723 | 36.9 |  | 1 | 128 |  | 128 |  | 2018-03-15 13:26 |  | TITANIUM POWER INC | Retrofit | Arleta | Los Angeles | 91331 | Host Customer is System Owner | 4 |  | 30004079 | GREENoneTEC Solarindustrie GmbH | Solpal Plus | Solpal Plus L-GT | Direct Integral Collector Storage (DI) | 25.66 |  | Solpal Plus L |  |  | Solar Storage with Tankless Auxiliary Water Heater | 51 | 1 | 1 | 55 | Z09 | [18 empty] | Los Angeles | FALSE | 37.18 |  | 2011-06-01: 2018-03-09; 2011-06-21: 2018-07-25; 2011-08-03: 2018-03-15 | 2285 | 4759 | Up-front Payment
SCG-011090 | Commercial Pools | Pool Heating | Gas | Southern California Gas Company | Incentive:Paid | 5625 | 5 |  | 1 | 1211 |  | 1211 |  | 2018-05-15 09:28 | 2018-05-15 | MOHR POWER SOLAR INC | Retrofit | Laguna Woods | Orange | 92637 | Host Customer is System Owner | [7 empty] | 700 | 50 |  | Drainback |  |  |  | 1 | 1 |  | Z06 |  |  |  | 10001884 | 14 | 1 | [5 empty] | FALSE |  |  |  | Grundfos UPC-BTU+ VFS20-400 |  | Grundfos UPC-BTU+ VFS20-400 | City of Laguna Woods | FALSE | 9.29 |  | 2018-03-09 |  | 2018-05-15 | 2018-05-15 | 2018-05-23 | 2018-05-30 | 2327 | 11250 | Up-front Payment
SCG-011091 | Low Income Single Family Residential | Domestic Hot Water | Gas | Southern California Gas Company | Incentive:Paid | 4723 | 36.9 |  | 1 | 128 |  | 128 |  | 2018-03-19 14:36 | 2018-04-17 | TITANIUM POWER INC | Retrofit | Sun Valley | Los Angeles | 91352 | Host Customer is System Owner | 5 |  | 30004079 | GREENoneTEC Solarindustrie GmbH | Solpal Plus | Solpal Plus L-GT | Direct Integral Collector Storage (DI) | 25.66 |  | Solpal Plus L |  |  | Solar Storage with Tankless Auxiliary Water Heater | 51 | 1 | 1 | 65 | Z09 | [18 empty] | Los Angeles | FALSE | 37.18 |  | 2011-06-01: 2018-03-12; 2011-08-03: 2018-03-19; 2011-09-20: 2018-04-17 | 2371 | 4759 | Up-front Payment
SCG-011092 | Low Income Single Family Residential | Domestic Hot Water | Gas | Southern California Gas Company | Incentive:Paid | 4723 | 36.9 |  | 1 | 128 |  | 128 |  | 2018-03-19 14:39 | 2018-04-17 | TITANIUM POWER INC | Retrofit | Sun Valley | Los Angeles | 91352 | Host Customer is System Owner | 10 |  | 30004079 | GREENoneTEC Solarindustrie GmbH | Solpal Plus | Solpal Plus L-GT | Direct Integral Collector Storage (DI) | 25.66 |  | Solpal Plus L |  |  | Solar Storage with Tankless Auxiliary Water Heater | 51 | 1 | 1 | 115 | Z09 | [18 empty] | Los Angeles | FALSE | 37.18 |  | 2011-06-01: 2018-03-12; 2011-08-03: 2018-03-19; 2011-09-20: 2018-04-17 | 2371 | 4759 | Up-front Payment
SCG-011093 | Low Income Single Family Residential | Domestic Hot Water | Gas | Southern California Gas Company | Incentive:Paid | 4723 | 36.9 |  | 1 | 128 |  | 128 |  | 2018-03-15 13:17 | 2018-06-11 | TITANIUM POWER INC | Retrofit | Arleta | Los Angeles | 91331 | Host Customer is System Owner | 4 |  | 30004079 | GREENoneTEC Solarindustrie GmbH | Solpal Plus | Solpal Plus L-GT | Direct Integral Collector Storage (DI) | 25.66 |  | Solpal Plus L |  |  | Solar Storage with Tankless Auxiliary Water Heater | 51 | 1 | 1 | 55 | Z09 | [18 empty] | Los Angeles | FALSE | 37.18 |  | 2011-06-01: 2018-03-12; 2011-08-03: 2018-03-15; 2011-09-20: 2018-06-11 | 2327 | 4759 | Up-front Payment
SCG-011094 | Low Income Single Family Residential | Domestic Hot Water | Gas | Southern California Gas Company | Incentive:Paid | 4723 | 36.9 |  | 1 | 128 |  | 128 |  | 2018-03-19 14:42 | 2018-07-18 | TITANIUM POWER INC | Retrofit | Arleta | Los Angeles | 91331 | Host Customer is System Owner | 4 |  | 30004079 | GREENoneTEC Solarindustrie GmbH | Solpal Plus | Solpal Plus L-GT | Direct Integral Collector Storage (DI) | 25.66 |  | Solpal Plus L |  |  | Solar Storage with Tankless Auxiliary Water Heater | 51 | 1 | 1 | 55 | Z09 | [18 empty] | Los Angeles | FALSE | 37.18 |  | 2011-06-01: 2018-03-12; 2011-08-03: 2018-03-19; 2011-09-20: 2018-07-18 | 2291 | 4759 | Up-front Payment
SCG-011095 | Low Income Single Family Residential | Domestic Hot Water | Gas | Southern California Gas Company | Incentive:Canceled | 4723 | 36.9 |  | 1 | 128 |  | 128 |  | 2018-03-15 13:29 |  | TITANIUM POWER INC | Retrofit | Arleta | Los Angeles | 91331 | Host Customer is System Owner | 4 |  | 30004079 | GREENoneTEC Solarindustrie GmbH | Solpal Plus | Solpal Plus L-GT | Direct Integral Collector Storage (DI) | 25.66 |  | Solpal Plus L |  |  | Solar Storage with Tankless Auxiliary Water Heater | 51 | 1 | 1 | 55 | Z09 | [18 empty] | Los Angeles | FALSE | 37.18 |  | 2011-06-01: 2018-03-12; 2011-06-21: 2018-07-25; 2011-08-03: 2018-03-15 | 2285 | 4759 | Up-front Payment
SCG-011096 | Low Income Single Family Residential | Domestic Hot Water | Gas | Southern California Gas Company | Incentive:Paid | 4723 | 36.9 |  | 1 | 128 |  | 128 |  | 2018-03-20 09:58 | 2018-04-19 | TITANIUM POWER INC | Retrofit | Arleta | Los Angeles | 91331 | Host Customer is System Owner | 4 |  | 30004079 | GREENoneTEC Solarindustrie GmbH | Solpal Plus | Solpal Plus L-GT | Direct Integral Collector Storage (DI) | 25.66 |  | Solpal Plus L |  |  | Solar Storage with Tankless Auxiliary Water Heater | 51 | 1 | 1 | 55 | Z09 | [18 empty] | Los Angeles | FALSE | 37.18 |  | 2011-06-01: 2018-03-12; 2011-08-03: 2018-03-20; 2011-09-20: 2018-04-19 | 2372 | 4759 | Up-front Payment
SCG-011097 | Low Income Single Family Residential | Domestic Hot Water | Gas | Southern California Gas Company | Incentive:Paid | 4723 | 36.9 |  | 1 | 128 |  | 128 |  | 2018-03-15 13:31 | 2018-11-26 | TITANIUM POWER INC | Retrofit | Arleta | Los Angeles | 91331 | Host Customer is System Owner | 8 |  | 30004079 | GREENoneTEC Solarindustrie GmbH | Solpal Plus | Solpal Plus L-GT | Direct Integral Collector Storage (DI) | 25.66 |  | Solpal Plus L |  |  | Solar Storage with Tankless Auxiliary Water Heater | 51 | 1 | 1 | 95 | Z09 | [18 empty] | Los Angeles | FALSE | 37.18 |  | 2011-06-01: 2018-03-12; 2011-08-03: 2018-03-15; 2011-09-20: 2018-11-26 | 2154 | 4759 | Up-front Payment
SCG-011098 | Low Income Single Family Residential | Domestic Hot Water | Gas | Southern California Gas Company | Incentive:Paid | 4723 | 36.9 |  | 1 | 128 |  | 128 |  | 2018-03-20 12:44 | 2018-04-19 | TITANIUM POWER INC | Retrofit | Pacoima | Los Angeles | 91331 | Host Customer is System Owner | 4 |  | 30004079 | GREENoneTEC Solarindustrie GmbH | Solpal Plus | Solpal Plus L-GT | Direct Integral Collector Storage (DI) | 25.66 |  | Solpal Plus L |  |  | Solar Storage with Tankless Auxiliary Water Heater | 51 | 1 | 1 | 55 | Z09 | [18 empty] | Los Angeles | FALSE | 37.18 |  | 2011-06-01: 2018-03-12; 2011-08-03: 2018-03-20; 2011-09-20: 2018-04-19 | 2372 | 4759 | Up-front Payment
SCG-011099 | Low Income Single Family Residential | Domestic Hot Water | Gas | Southern California Gas Company | Incentive:Paid | 4723 | 36.9 |  | 1 | 128 |  | 128 |  | 2018-03-15 13:39 | 2018-05-01 | TITANIUM POWER INC | Retrofit | Pacoima | Los Angeles | 91331 | Host Customer is System Owner | 6 |  | 30004079 | GREENoneTEC Solarindustrie GmbH | Solpal Plus | Solpal Plus L-GT | Direct Integral Collector Storage (DI) | 25.66 |  | Solpal Plus L |  |  | Solar Storage with Tankless Auxiliary Water Heater | 51 | 1 | 1 | 75 | Z09 | [18 empty] | Los Angeles | FALSE | 37.18 |  | 2011-06-01: 2018-03-12; 2011-08-03: 2018-03-15; 2011-09-20: 2018-05-01 | 2364 | 4759 | Up-front Payment
SCG-011100 | Low Income Single Family Residential | Domestic Hot Water | Gas | Southern California Gas Company | Incentive:Paid | 4723 | 36.9 |  | 1 | 128 |  | 128 |  | 2018-03-15 13:42 | 2018-05-29 | TITANIUM POWER INC | Retrofit | Sun Valley | Los Angeles | 91352 | Host Customer is System Owner | 4 |  | 30004079 | GREENoneTEC Solarindustrie GmbH | Solpal Plus | Solpal Plus L-GT | Direct Integral Collector Storage (DI) | 25.66 |  | Solpal Plus L |  |  | Solar Storage with Tankless Auxiliary Water Heater | 51 | 1 | 1 | 55 | Z09 | [18 empty] | Los Angeles | FALSE | 37.18 |  | 2011-06-01: 2018-03-12; 2011-08-03: 2018-03-15; 2011-09-20: 2018-05-29 | 2335 | 4759 | Up-front Payment
SCG-011101 | Low Income Single Family Residential | Domestic Hot Water | Gas | Southern California Gas Company | Incentive:Paid | 4723 | 36.9 |  | 1 | 128 |  | 128 |  | 2018-03-15 13:44 | 2018-05-01 | TITANIUM POWER INC | Retrofit | Pacoima | Los Angeles | 91331 | Host Customer is System Owner | 5 |  | 30004079 | GREENoneTEC Solarindustrie GmbH | Solpal Plus | Solpal Plus L-GT | Direct Integral Collector Storage (DI) | 25.66 |  | Solpal Plus L |  |  | Solar Storage with Tankless Auxiliary Water Heater | 51 | 1 | 1 | 65 | Z09 | [18 empty] | Los Angeles | FALSE | 37.18 |  | 2011-06-01: 2018-03-12; 2011-08-03: 2018-03-15; 2011-09-20: 2018-05-01 | 2364 | 4759 | Up-front Payment
SCG-011102 | Low Income Single Family Residential | Domestic Hot Water | Gas | Southern California Gas Company | Incentive:Paid | 4723 | 36.9 |  | 1 | 128 |  | 128 |  | 2018-03-20 10:05 | 2018-04-19 | TITANIUM POWER INC | Retrofit | Arleta | Los Angeles | 91331 | Host Customer is System Owner | 6 |  | 30004079 | GREENoneTEC Solarindustrie GmbH | Solpal Plus | Solpal Plus L-GT | Direct Integral Collector Storage (DI) | 25.66 |  | Solpal Plus L |  |  | Solar Storage with Tankless Auxiliary Water Heater | 51 | 1 | 1 | 75 | Z09 | [18 empty] | Los Angeles | FALSE | 37.18 |  | 2011-06-01: 2018-03-12; 2011-08-03: 2018-03-20; 2011-09-20: 2018-04-19 | 2372 | 4759 | Up-front Payment
SCG-011103 | Low Income Single Family Residential | Domestic Hot Water | Gas | Southern California Gas Company | Incentive:Paid | 4723 | 36.9 |  | 1 | 128 |  | 128 |  | 2018-03-20 11:00 | 2018-04-18 | TITANIUM POWER INC | Retrofit | Pacoima | Los Angeles | 91331 | Host Customer is System Owner | 4 |  | 30004079 | GREENoneTEC Solarindustrie GmbH | Solpal Plus | Solpal Plus L-GT | Direct Integral Collector Storage (DI) | 25.66 |  | Solpal Plus L |  |  | Solar Storage with Tankless Auxiliary Water Heater | 51 | 1 | 1 | 55 | Z09 | [18 empty] | Los Angeles | FALSE | 37.18 |  | 2011-06-01: 2018-03-12; 2011-08-03: 2018-03-20; 2011-09-20: 2018-04-18 | 2375 | 4759 | Up-front Payment
SCG-011104 | Low Income Single Family Residential | Domestic Hot Water | Gas | Southern California Gas Company | Incentive:Paid | 4723 | 36.9 |  | 1 | 128 |  | 128 |  | 2018-03-15 13:46 | 2018-04-30 | TITANIUM POWER INC | Retrofit | Sun Valley | Los Angeles | 91352 | Host Customer is System Owner | 6 |  | 30004079 | GREENoneTEC Solarindustrie GmbH | Solpal Plus | Solpal Plus L-GT | Direct Integral Collector Storage (DI) | 25.66 |  | Solpal Plus L |  |  | Solar Storage with Tankless Auxiliary Water Heater | 51 | 1 | 1 | 75 | Z09 | [18 empty] | Los Angeles | FALSE | 37.18 |  | 2011-06-01: 2018-03-12; 2011-08-03: 2018-03-15; 2011-09-20: 2018-04-30 | 2362 | 4759 | Up-front Payment
SCG-011106 | Low Income Single Family Residential | Domestic Hot Water | Gas | Southern California Gas Company | Incentive:Canceled | 4723 | 36.9 |  | 1 | 128 |  | 128 |  | 2018-03-15 13:48 |  | TITANIUM POWER INC | Retrofit | Arleta | Los Angeles | 91331 | Host Customer is System Owner | 7 |  | 30004079 | GREENoneTEC Solarindustrie GmbH | Solpal Plus | Solpal Plus L-GT | Direct Integral Collector Storage (DI) | 25.66 |  | Solpal Plus L |  |  | Solar Storage with Tankless Auxiliary Water Heater | 51 | 1 | 1 | 85 | Z09 | [18 empty] | Los Angeles | FALSE | 37.18 |  | 2011-06-01: 2018-03-12; 2011-06-21: 2018-07-25; 2011-08-03: 2018-03-15 | 2286 | 4759 | Up-front Payment
SCG-011107 | Low Income Single Family Residential | Domestic Hot Water | Gas | Southern California Gas Company | Incentive:Paid | 4723 | 36.9 |  | 1 | 128 |  | 128 |  | 2018-03-15 13:54 | 2018-04-30 | TITANIUM POWER INC | Retrofit | Pacoima | Los Angeles | 91331 | Host Customer is System Owner | 7 |  | 30004079 | GREENoneTEC Solarindustrie GmbH | Solpal Plus | Solpal Plus L-GT | Direct Integral Collector Storage (DI) | 25.66 |  | Solpal Plus L |  |  | Solar Storage with Tankless Auxiliary Water Heater | 51 | 1 | 1 | 85 | Z09 | [18 empty] | Los Angeles | FALSE | 37.18 |  | 2011-06-01: 2018-03-12; 2011-08-03: 2018-03-15; 2011-09-20: 2018-04-30 | 2362 | 4759 | Up-front Payment
SCG-011108 | Low Income Single Family Residential | Domestic Hot Water | Gas | Southern California Gas Company | Incentive:Paid | 4723 | 36.9 |  | 1 | 128 |  | 128 |  | 2018-03-15 13:57 | 2018-04-30 | TITANIUM POWER INC | Retrofit | Pacoima | Los Angeles | 91331 | Host Customer is System Owner | 4 |  | 30004079 | GREENoneTEC Solarindustrie GmbH | Solpal Plus | Solpal Plus L-GT | Direct Integral Collector Storage (DI) | 25.66 |  | Solpal Plus L |  |  | Solar Storage with Tankless Auxiliary Water Heater | 51 | 1 | 1 | 55 | Z09 | [18 empty] | Los Angeles | FALSE | 37.18 |  | 2011-06-01: 2018-03-12; 2011-08-03: 2018-03-15; 2011-09-20: 2018-04-30 | 2368 | 4759 | Up-front Payment
PGE-011109 | Low Income Multifamily Residential | Domestic Hot Water | Gas | Pacific Gas and Electric | Incentive:Paid | 26169 | 24.89 |  | 1 | 1062 |  | 1051 |  | 2018-03-19 14:33 | 2018-03-29 | SUN LIGHT & POWER | Retrofit | SAN FRANCISCO | San Francisco | 94134 | Host Customer is System Owner | [7 empty] | 321.36 | 40.17 |  | Glycol | Pressure Stagnation Protection (PSP) | Solar Storage and Auxiliary Tanks are separate |  | 0.99 | 1 | 714 | Z03 | 17 | Units | Apartments/Condos | 2010115A | 8 | 2 | 476 | 4 | 119 | 1 | 300000 | TRUE | 120 | 120 |  |  |  |  | City and County of San Francisco | FALSE | 60.04 |  | 2018-03-14 | 2018-03-22 | 2018-03-19 | 2018-03-29 | 2019-09-11 | 2019-10-02 | 1829 | 63759 | Up-front Payment
SCG-011110 | Low Income Single Family Residential | Domestic Hot Water | Gas | Southern California Gas Company | Incentive:Paid | 4723 | 36.9 |  | 1 | 128 |  | 128 |  | 2018-03-15 13:15 | 2018-05-11 | TITANIUM POWER INC | Retrofit | Pacoima | Los Angeles | 91331 | Owner/Tenant | 10 |  | 30004079 | GREENoneTEC Solarindustrie GmbH | Solpal Plus | Solpal Plus L-GT | Direct Integral Collector Storage (DI) | 25.66 |  | Solpal Plus L |  |  | Solar Storage with Tankless Auxiliary Water Heater | 51 | 1 | 1 | 115 | Z09 | [18 empty] | Los Angeles | FALSE | 37.18 |  | 2011-06-01: 2018-03-12; 2011-08-03: 2018-03-15; 2011-09-20: 2018-05-11 | 2355 | 4759 | Up-front Payment
SCG-011111 | Single Family Residential - Disadvantaged Community | Domestic Hot Water | Gas | Southern California Gas Company | Incentive:Paid | 2642 | 29.85 |  | 1 | 118 |  | 88 |  | 2018-07-30 12:01 | 2018-08-15 | INTELLIGENT GREEN SOLUTIONS CA | Retrofit | Shafter | Kern | 93263 | Host Customer is System Owner | 3 |  | 30004236 | SunMaxx Solar LLC | ThermoPower | VTS30-HP-G | Indirect Thermosyphon (IT) | 47.9 |  | ThermoPower-VTS-HP30 | Automatic Drainback |  | Solar Storage and Auxiliary Tanks are separate | 79 | 1 | 0.75 | 45 | Z13 | [18 empty] | City of Shafter | FALSE | 52.88 |  | 2011-06-01: 2018-03-12; 2011-08-03: 2018-07-30; 2011-09-20: 2018-08-15 | 2258 | 6240 | Up-front Payment
PGE-011112 | Low Income Multifamily Residential | Domestic Hot Water | Gas | Pacific Gas and Electric | Incentive:Paid | 26169 | 24.89 |  | 1 | 1062 |  | 1051 |  | 2018-03-19 14:32 | 2018-03-29 | SUN LIGHT & POWER | Retrofit | SAN FRANCISCO | San Francisco | 94134 | Host Customer is System Owner | [7 empty] | 321.36 | 40.17 |  | Glycol | Pressure Stagnation Protection (PSP) | Solar Storage and Auxiliary Tanks are separate |  | 0.99 | 1 | 714 | Z03 | 17 | Units | Apartments/Condos | 2010115A | 8 | 2 | 476 | 4 | 119 | 1 | 300000 | TRUE | 120 | 120 |  |  |  |  | City and County of San Francisco | FALSE | 60.04 |  | 2018-03-14 | 2018-03-22 | 2018-03-19 | 2018-03-29 | 2019-09-11 | 2019-10-02 | 1829 | 63759 | Up-front Payment
PGE-011113 | Low Income Multifamily Residential | Domestic Hot Water | Gas | Pacific Gas and Electric | Incentive:Paid | 26169 | 24.89 |  | 1 | 1062 |  | 1051 |  | 2018-03-19 14:31 | 2018-03-29 | SUN LIGHT & POWER | Retrofit | SAN FRANCISCO | San Francisco | 94134 | Host Customer is System Owner | [7 empty] | 321.36 | 40.17 |  | Glycol | Pressure Stagnation Protection (PSP) | Solar Storage and Auxiliary Tanks are separate |  | 0.99 | 1 | 714 | Z03 | 17 | Units | Apartments/Condos | 2010115A | 8 | 2 | 476 | 4 | 119 | 1 | 300000 | TRUE | 120 | 120 |  |  |  |  | City and County of San Francisco | FALSE | 60.04 |  | 2018-03-14 | 2018-03-22 | 2018-03-19 | 2018-03-29 | 2019-09-11 | 2019-10-02 | 1829 | 63759 | Up-front Payment
PGE-011114 | Low Income Multifamily Residential | Domestic Hot Water | Gas | Pacific Gas and Electric | Incentive:Paid | 25905 | 24.89 |  | 1 | 1062 |  | 1041 |  | 2018-03-19 14:30 | 2018-03-29 | SUN LIGHT & POWER | Retrofit | SAN FRANCISCO | San Francisco | 94134 | Host Customer is System Owner | [7 empty] | 321.36 | 40.17 |  | Glycol | Pressure Stagnation Protection (PSP) | Solar Storage and Auxiliary Tanks are separate |  | 0.98 | 1 | 714 | Z03 | 17 | Units | Apartments/Condos | 2010115A | 8 | 2 | 476 | 4 | 119 | 1 | 300000 | TRUE | 120 | 120 |  |  |  |  | City and County of San Francisco | FALSE | 60.04 |  | 2018-03-14 | 2018-03-22 | 2018-03-19 | 2018-03-29 | 2019-09-11 | 2019-10-02 | 1829 | 63759 | Up-front Payment
SCG-011115 | Low Income Single Family Residential | Domestic Hot Water | Gas | Southern California Gas Company | Incentive:Paid | 4723 | 36.9 |  | 1 | 128 |  | 128 |  | 2018-03-15 14:00 | 2018-04-27 | TITANIUM POWER INC | Retrofit | Sun Valley | Los Angeles | 91352 | Host Customer is System Owner | 4 |  | 30004079 | GREENoneTEC Solarindustrie GmbH | Solpal Plus | Solpal Plus L-GT | Direct Integral Collector Storage (DI) | 25.66 |  | Solpal Plus L |  |  | Solar Storage with Tankless Auxiliary Water Heater | 51 | 1 | 1 | 55 | Z09 | [18 empty] | Los Angeles | FALSE | 37.18 |  | 2011-06-01: 2018-03-13; 2011-08-03: 2018-03-15; 2011-09-20: 2018-04-27 | 2368 | 4759 | Up-front Payment
SCG-011116 | Low Income Single Family Residential | Domestic Hot Water | Gas | Southern California Gas Company | Incentive:Paid | 4723 | 36.9 |  | 1 | 128 |  | 128 |  | 2018-03-16 10:52 | 2018-04-16 | TITANIUM POWER INC | Retrofit | Sun Valley | Los Angeles | 91352 | Host Customer is System Owner | 4 |  | 30004079 | GREENoneTEC Solarindustrie GmbH | Solpal Plus | Solpal Plus L-GT | Direct Integral Collector Storage (DI) | 25.66 |  | Solpal Plus L |  |  | Solar Storage with Tankless Auxiliary Water Heater | 51 | 1 | 1 | 55 | Z09 | [18 empty] | Los Angeles | FALSE | 37.18 |  | 2011-06-01: 2018-03-13; 2011-08-03: 2018-03-16; 2011-09-20: 2018-04-16 | 2371 | 4759 | Up-front Payment
SCG-011117 | Low Income Single Family Residential | Domestic Hot Water | Gas | Southern California Gas Company | Incentive:Paid | 4723 | 36.9 |  | 1 | 128 |  | 128 |  | 2018-03-16 12:32 | 2018-04-19 | TITANIUM POWER INC | Retrofit | Pacoima | Los Angeles | 91331 | Host Customer is System Owner | 4 |  | 30004079 | GREENoneTEC Solarindustrie GmbH | Solpal Plus | Solpal Plus L-GT | Direct Integral Collector Storage (DI) | 25.66 |  | Solpal Plus L |  |  | Solar Storage with Tankless Auxiliary Water Heater | 51 | 1 | 1 | 55 | Z09 | [18 empty] | Los Angeles | FALSE | 37.18 |  | 2011-06-01: 2018-03-13; 2011-08-03: 2018-03-16; 2011-09-20: 2018-04-19 | 2375 | 4759 | Up-front Payment
SCG-011118 | Low Income Single Family Residential | Domestic Hot Water | Gas | Southern California Gas Company | Incentive:Paid | 4723 | 36.9 |  | 1 | 128 |  | 128 |  | 2018-03-16 11:05 | 2018-04-16 | TITANIUM POWER INC | Retrofit | Pacoima | Los Angeles | 91331 | Host Customer is System Owner | 4 |  | 30004079 | GREENoneTEC Solarindustrie GmbH | Solpal Plus | Solpal Plus L-GT | Direct Integral Collector Storage (DI) | 25.66 |  | Solpal Plus L |  |  | Solar Storage with Tankless Auxiliary Water Heater | 51 | 1 | 1 | 55 | Z09 | [18 empty] | Los Angeles | FALSE | 37.18 |  | 2011-06-01: 2018-03-13; 2011-08-03: 2018-03-16; 2011-09-20: 2018-04-16 | 2375 | 4759 | Up-front Payment
SCG-011119 | Low Income Single Family Residential | Domestic Hot Water | Gas | Southern California Gas Company | Incentive:Paid | 4723 | 36.9 |  | 1 | 128 |  | 128 |  | 2018-03-16 11:13 | 2018-04-16 | TITANIUM POWER INC | Retrofit | Pacoima | Los Angeles | 91331 | Host Customer is System Owner | 10 |  | 30004079 | GREENoneTEC Solarindustrie GmbH | Solpal Plus | Solpal Plus L-GT | Direct Integral Collector Storage (DI) | 25.66 |  | Solpal Plus L |  |  | Solar Storage with Tankless Auxiliary Water Heater | 51 | 1 | 1 | 115 | Z09 | [18 empty] | Los Angeles | FALSE | 37.18 |  | 2011-06-01: 2018-03-13; 2011-08-03: 2018-03-16; 2011-09-20: 2018-04-16 | 2372 | 4759 | Up-front Payment
SCG-011120 | Low Income Single Family Residential | Domestic Hot Water | Gas | Southern California Gas Company | Incentive:Paid | 4723 | 36.9 |  | 1 | 128 |  | 128 |  | 2018-03-16 12:35 | 2018-04-16 | TITANIUM POWER INC | Retrofit | Sun Valley | Los Angeles | 91352 | Host Customer is System Owner | 5 |  | 30004079 | GREENoneTEC Solarindustrie GmbH | Solpal Plus | Solpal Plus L-GT | Direct Integral Collector Storage (DI) | 25.66 |  | Solpal Plus L |  |  | Solar Storage with Tankless Auxiliary Water Heater | 51 | 1 | 1 | 65 | Z09 | [18 empty] | Los Angeles | FALSE | 37.18 |  | 2011-06-01: 2018-03-13; 2011-08-03: 2018-03-16; 2011-09-20: 2018-04-16 | 2375 | 4759 | Up-front Payment
SCG-011121 | Low Income Single Family Residential | Domestic Hot Water | Gas | Southern California Gas Company | Incentive:Canceled | 4723 | 36.9 |  | 1 | 128 |  | 128 |  | 2018-03-16 12:08 |  | TITANIUM POWER INC | Retrofit | Pacoima | Los Angeles | 91331 | Host Customer is System Owner | 7 |  | 30004079 | GREENoneTEC Solarindustrie GmbH | Solpal Plus | Solpal Plus L-GT | Direct Integral Collector Storage (DI) | 25.66 |  | Solpal Plus L |  |  | Solar Storage with Tankless Auxiliary Water Heater | 51 | 1 | 1 | 85 | Z09 | [18 empty] | Los Angeles | FALSE | 37.18 |  | 2011-06-01: 2018-03-13; 2011-06-21: 2018-07-25; 2011-08-03: 2018-03-16 | 2285 | 4759 | Up-front Payment
SCG-011122 | Low Income Single Family Residential | Domestic Hot Water | Gas | Southern California Gas Company | Incentive:Canceled | 4723 | 36.9 |  | 1 | 128 |  | 128 |  | 2018-03-16 12:11 |  | TITANIUM POWER INC | Retrofit | Pacoima | Los Angeles | 91331 | Host Customer is System Owner | 5 |  | 30004079 | GREENoneTEC Solarindustrie GmbH | Solpal Plus | Solpal Plus L-GT | Direct Integral Collector Storage (DI) | 25.66 |  | Solpal Plus L |  |  | Solar Storage with Tankless Auxiliary Water Heater | 51 | 1 | 1 | 65 | Z09 | [18 empty] | Los Angeles | FALSE | 37.18 |  | 2011-06-01: 2018-03-13; 2011-06-21: 2018-07-25; 2011-08-03: 2018-03-16 | 2285 | 4759 | Up-front Payment
PGE-011123 | Commercial/Multifamily Residential | Domestic Hot Water | Gas | Pacific Gas and Electric | Incentive:Paid | 161601 | 20.19 |  | 1 | 8004 |  | 8004 |  | 2018-03-19 08:51 | 2018-03-22 | SUN LIGHT & POWER | New Construction | San Jose | Santa Clara | 95125 | Host Customer is System Owner | [7 empty] | 1928.16 | 40.17 |  | Glycol | Pressure Stagnation Protection (PSP) | Solar Storage and Auxiliary Tanks are separate |  | 1 | 1 | 12880 | Z04 | 368 | Units | Apartments/Condos | 2010115A | 48 | 2 | 2160 | 1 | 595 | 5 | 2500000 | TRUE | 120 | 120 |  | Heliodyne - Delta-T Pro Ethernet |  | Heliodyne - Delta-T Pro Ethernet | City of San Jose | FALSE | 31.36 |  | 2018-03-14 | 2020-03-24 | 2018-03-19 | 2018-03-22 | 2020-03-18 | 2020-09-15 | 1488 | 251008 | Up-front Payment
SCG-011124 | Low Income Single Family Residential | Domestic Hot Water | Gas | Southern California Gas Company | Incentive:Paid | 4723 | 36.9 |  | 1 | 128 |  | 128 |  | 2018-03-16 12:14 | 2018-04-16 | TITANIUM POWER INC | Retrofit | Pacoima | Los Angeles | 91331 | Host Customer is System Owner | 4 |  | 30004079 | GREENoneTEC Solarindustrie GmbH | Solpal Plus | Solpal Plus L-GT | Direct Integral Collector Storage (DI) | 25.66 |  | Solpal Plus L |  |  | Solar Storage with Tankless Auxiliary Water Heater | 51 | 1 | 1 | 55 | Z09 | [18 empty] | Los Angeles | FALSE | 37.18 |  | 2011-06-01: 2018-03-13; 2011-08-03: 2018-03-16; 2011-09-20: 2018-04-16 | 2372 | 4759 | Up-front Payment
PGE-011125 | Commercial/Multifamily Residential | Domestic Hot Water | Gas | Pacific Gas and Electric | Incentive:Paid | 121564 | 20.19 |  | 1 | 6021 |  | 6021 |  | 2018-03-19 08:50 | 2018-03-27 | SUN LIGHT & POWER | New Construction | San Jose | Santa Clara | 95128 | Host Customer is System Owner | [7 empty] | 1446.12 | 40.17 |  | Glycol | Pressure Stagnation Protection (PSP) | Solar Storage and Auxiliary Tanks are separate |  | 1 | 1 | 9310 | Z04 | 266 | Units | Apartments/Condos | 2010115A | 36 | 2 | 2880 | 1 | 595 | 5 | 2500000 | TRUE | 140 | 120 |  | Heliodyne - Delta-T Pro Ethernet |  | Heliodyne - Delta-T Pro Ethernet | City of San Jose | FALSE | 34.61 |  | 2018-03-14 | 2018-03-22 | 2018-03-19 | 2018-03-27 | 2020-03-18 | 2020-05-15 | 1592 | 208381 | Up-front Payment
SCG-011126 | Low Income Single Family Residential | Domestic Hot Water | Gas | Southern California Gas Company | Incentive:Canceled | 4723 | 36.9 |  | 1 | 128 |  | 128 |  | 2018-03-16 12:17 |  | TITANIUM POWER INC | Retrofit | Pacoima | Los Angeles | 91331 | Host Customer is System Owner | 7 |  | 30004079 | GREENoneTEC Solarindustrie GmbH | Solpal Plus | Solpal Plus L-GT | Direct Integral Collector Storage (DI) | 25.66 |  | Solpal Plus L |  |  | Solar Storage with Tankless Auxiliary Water Heater | 51 | 1 | 1 | 85 | Z09 | [18 empty] | Los Angeles | FALSE | 37.18 |  | 2011-06-01: 2018-03-13; 2011-06-21: 2018-07-25; 2011-08-03: 2018-03-16 | 2285 | 4759 | Up-front Payment
SCG-011127 | Low Income Single Family Residential | Domestic Hot Water | Gas | Southern California Gas Company | Incentive:Paid | 4723 | 36.9 |  | 1 | 128 |  | 128 |  | 2018-03-16 12:20 | 2018-04-20 | TITANIUM POWER INC | Retrofit | Pacoima | Los Angeles | 91331 | Host Customer is System Owner | 4 |  | 30004079 | GREENoneTEC Solarindustrie GmbH | Solpal Plus | Solpal Plus L-GT | Direct Integral Collector Storage (DI) | 25.66 |  | Solpal Plus L |  |  | Solar Storage with Tankless Auxiliary Water Heater | 51 | 1 | 1 | 55 | Z09 | [18 empty] | Los Angeles | FALSE | 37.18 |  | 2011-06-01: 2018-03-13; 2011-08-03: 2018-03-16; 2011-09-20: 2018-04-20 | 2374 | 4759 | Up-front Payment
SCG-011128 | Low Income Single Family Residential | Domestic Hot Water | Gas | Southern California Gas Company | Incentive:Paid | 4723 | 36.9 |  | 1 | 128 |  | 128 |  | 2018-03-26 14:19 | 2018-04-20 | TITANIUM POWER INC | Retrofit | Pacoima | Los Angeles | 91331 | Host Customer is System Owner | 4 |  | 30004079 | GREENoneTEC Solarindustrie GmbH | Solpal Plus | Solpal Plus L-GT | Direct Integral Collector Storage (DI) | 25.66 |  | Solpal Plus L |  |  | Solar Storage with Tankless Auxiliary Water Heater | 51 | 1 | 1 | 55 | Z09 | [18 empty] | Los Angeles | FALSE | 37.18 |  | 2011-06-01: 2018-03-13; 2011-08-03: 2018-03-26; 2011-09-20: 2018-04-20 | 2372 | 4759 | Up-front Payment
SCG-011129 | Low Income Single Family Residential | Domestic Hot Water | Gas | Southern California Gas Company | Incentive:Paid | 4723 | 36.9 |  | 1 | 128 |  | 128 |  | 2018-03-16 12:22 | 2018-04-23 | TITANIUM POWER INC | Retrofit | Sun Valley | Los Angeles | 91352 | Host Customer is System Owner | 6 |  | 30004079 | GREENoneTEC Solarindustrie GmbH | Solpal Plus | Solpal Plus L-GT | Direct Integral Collector Storage (DI) | 25.66 |  | Solpal Plus L |  |  | Solar Storage with Tankless Auxiliary Water Heater | 51 | 1 | 1 | 75 | Z09 | [18 empty] | Los Angeles | FALSE | 37.18 |  | 2011-06-01: 2018-03-13; 2011-08-03: 2018-03-16; 2011-09-20: 2018-04-23 | 2242 | 4759 | Up-front Payment
SCG-011130 | Low Income Single Family Residential | Domestic Hot Water | Gas | Southern California Gas Company | Incentive:Paid | 4723 | 36.9 |  | 1 | 128 |  | 128 |  | 2018-03-16 12:30 | 2018-04-17 | TITANIUM POWER INC | Retrofit | Pacoima | Los Angeles | 91331 | Host Customer is System Owner | 5 |  | 30004079 | GREENoneTEC Solarindustrie GmbH | Solpal Plus | Solpal Plus L-GT | Direct Integral Collector Storage (DI) | 25.66 |  | Solpal Plus L |  |  | Solar Storage with Tankless Auxiliary Water Heater | 51 | 1 | 1 | 65 | Z09 | [18 empty] | Los Angeles | FALSE | 37.18 |  | 2011-06-01: 2018-03-13; 2011-08-03: 2018-03-16; 2011-09-20: 2018-04-17 | 2379 | 4759 | Up-front Payment
PGE-011131 | Low Income Multifamily Residential | Domestic Hot Water | Gas | Pacific Gas and Electric | Incentive:Paid | 62673 | 24.89 |  | 1 | 2518 |  | 2518 |  | 2018-07-16 14:08 | 2018-08-23 | SUN LIGHT & POWER | New Construction | San Francisco | San Francisco | 94102 | Host Customer is System Owner | [7 empty] | 803.4 | 40.17 |  | Glycol | Pressure Stagnation Protection (PSP) | Solar Storage and Auxiliary Tanks are separate |  | 1 | 1 | 3002 | Z03 | 79 | Units | Apartments/Condos | 2010115A | 20 | 2 | 1080 | 1 | 401 | 1 | 798000 | TRUE | 140 | 130 |  | Heliodyne - Delta-T Pro Ethernet |  | Heliodyne - Delta-T Pro Ethernet | City and County of San Francisco | FALSE | 51.44 |  | 2018-07-11 | 2018-08-09 | 2018-07-16 | 2018-08-23 | 2020-02-04 | 2020-03-05 | 1682 | 129537 | Up-front Payment
SDG-011132 | Commercial Pools | Pool Heating | Gas | San Diego Gas and Electric | Incentive:Paid | 7350 | 5 |  | 1 | 1470 |  | 1470 |  | 2018-07-10 14:56 | 2018-07-20 | SUNTREK INDUSTRIES INC | Retrofit | San Diego | San Diego | 92122 | Host Customer is System Owner | [7 empty] | 1000.02 | 71.43 |  | Manual Drainback |  |  |  | 1 | 1 |  | Z07 |  |  |  | 2007048A | 14 | 1 | [5 empty] | FALSE |  |  |  | SunEarth - SETR A503 TTR U + VFS 20-400 |  | SunEarth - SETR A503 TTR U + VFS 20-400 | San Diego | FALSE | 14.08 |  | 2018-03-13 | 2018-07-11 | 2018-07-10 | 2018-07-20 | 2018-08-09 | 2018-10-09 | 2168 | 20700 | Up-front Payment
SCG-011135 | Single Family Residential - Disadvantaged Community | Domestic Hot Water | Gas | Southern California Gas Company | Incentive:Paid | 3821 | 29.85 |  | 1 | 128 |  | 128 |  | 2018-03-19 14:31 | 2018-03-27 | TITANIUM POWER INC | Retrofit | Pacoima | Los Angeles | 91331 | Host Customer is System Owner | 6 |  | 30004079 | GREENoneTEC Solarindustrie GmbH | Solpal Plus | Solpal Plus L-GT | Direct Integral Collector Storage (DI) | 25.66 |  | Solpal Plus L |  |  | Solar Storage with Tankless Auxiliary Water Heater | 51 | 1 | 1 | 75 | Z09 | [18 empty] | Los Angeles | FALSE | 30.15 |  | 2011-06-01: 2018-03-15; 2011-08-03: 2018-03-19; 2011-09-20: 2018-03-27 | 2399 | 3859 | Up-front Payment
SCG-011136 | Single Family Residential - Disadvantaged Community | Domestic Hot Water | Gas | Southern California Gas Company | Incentive:Paid | 3821 | 29.85 |  | 1 | 128 |  | 128 |  | 2018-03-19 14:31 | 2018-03-27 | TITANIUM POWER INC | Retrofit | San Fernado | Los Angeles | 91340 | Host Customer is System Owner | 8 |  | 30004079 | GREENoneTEC Solarindustrie GmbH | Solpal Plus | Solpal Plus L-GT | Direct Integral Collector Storage (DI) | 25.66 |  | Solpal Plus L |  |  | Solar Storage with Tankless Auxiliary Water Heater | 51 | 1 | 1 | 95 | Z09 | [18 empty] | Los Angeles | FALSE | 30.15 |  | 2011-06-01: 2018-03-15; 2011-08-03: 2018-03-19; 2011-09-20: 2018-03-27 | 2399 | 3859 | Up-front Payment
SCG-011137 | Single Family Residential - Disadvantaged Community | Domestic Hot Water | Gas | Southern California Gas Company | Incentive:Paid | 3821 | 29.85 |  | 1 | 128 |  | 128 |  | 2018-03-19 14:30 | 2018-03-26 | TITANIUM POWER INC | Retrofit | North Hollywood | Los Angeles | 91605 | Host Customer is System Owner | 5 |  | 30004079 | GREENoneTEC Solarindustrie GmbH | Solpal Plus | Solpal Plus L-GT | Direct Integral Collector Storage (DI) | 25.66 |  | Solpal Plus L |  |  | Solar Storage with Tankless Auxiliary Water Heater | 51 | 1 | 1 | 65 | Z09 | [18 empty] | Los Angeles | FALSE | 30.15 |  | 2011-06-01: 2018-03-15; 2011-08-03: 2018-03-19; 2011-09-20: 2018-03-26 | 2399 | 3859 | Up-front Payment
SCG-011138 | Single Family Residential - Disadvantaged Community | Domestic Hot Water | Gas | Southern California Gas Company | Incentive:Paid | 3821 | 29.85 |  | 1 | 128 |  | 128 |  | 2018-03-19 14:29 | 2018-03-27 | TITANIUM POWER INC | Retrofit | Pacoima | Los Angeles | 91331 | Host Customer is System Owner | 7 |  | 30004079 | GREENoneTEC Solarindustrie GmbH | Solpal Plus | Solpal Plus L-GT | Direct Integral Collector Storage (DI) | 25.66 |  | Solpal Plus L |  |  | Solar Storage with Tankless Auxiliary Water Heater | 51 | 1 | 1 | 85 | Z09 | [18 empty] | Los Angeles | FALSE | 30.15 |  | 2011-06-01: 2018-03-15; 2011-08-03: 2018-03-19; 2011-09-20: 2018-03-27 | 2399 | 3859 | Up-front Payment
SCG-011139 | Single Family Residential - Disadvantaged Community | Domestic Hot Water | Gas | Southern California Gas Company | Incentive:Paid | 3821 | 29.85 |  | 1 | 128 |  | 128 |  | 2018-03-19 14:25 | 2018-03-23 | TITANIUM POWER INC | Retrofit | Panorama City | Los Angeles | 91402 | Host Customer is System Owner | 4 |  | 30004079 | GREENoneTEC Solarindustrie GmbH | Solpal Plus | Solpal Plus L-GT | Direct Integral Collector Storage (DI) | 25.66 |  | Solpal Plus L |  |  | Solar Storage with Tankless Auxiliary Water Heater | 51 | 1 | 1 | 55 | Z09 | [18 empty] | Los Angeles | FALSE | 30.15 |  | 2011-06-01: 2018-03-15; 2011-08-03: 2018-03-19; 2011-09-20: 2018-03-23 | 2402 | 3859 | Up-front Payment
SCG-011140 | Single Family Residential - Disadvantaged Community | Domestic Hot Water | Gas | Southern California Gas Company | Incentive:Paid | 3821 | 29.85 |  | 1 | 128 |  | 128 |  | 2018-03-19 14:24 | 2018-03-23 | TITANIUM POWER INC | Retrofit | Sun Valley | Los Angeles | 91352 | Host Customer is System Owner | 7 |  | 30004079 | GREENoneTEC Solarindustrie GmbH | Solpal Plus | Solpal Plus L-GT | Direct Integral Collector Storage (DI) | 25.66 |  | Solpal Plus L |  |  | Solar Storage with Tankless Auxiliary Water Heater | 51 | 1 | 1 | 85 | Z09 | [18 empty] | Los Angeles | FALSE | 30.15 |  | 2011-06-01: 2018-03-15; 2011-08-03: 2018-03-19; 2011-09-20: 2018-03-23 | 2402 | 3859 | Up-front Payment
SCG-011141 | Single Family Residential - Disadvantaged Community | Domestic Hot Water | Gas | Southern California Gas Company | Incentive:Paid | 3821 | 29.85 |  | 1 | 128 |  | 128 |  | 2018-03-19 14:22 | 2018-06-29 | TITANIUM POWER INC | Retrofit | North Hollywood | Los Angeles | 91605 | Host Customer is System Owner | 8 |  | 30004079 | GREENoneTEC Solarindustrie GmbH | Solpal Plus | Solpal Plus L-GT | Direct Integral Collector Storage (DI) | 25.66 |  | Solpal Plus L |  |  | Solar Storage with Tankless Auxiliary Water Heater | 51 | 1 | 1 | 95 | Z09 | [18 empty] | Los Angeles | FALSE | 30.15 |  | 2011-06-01: 2018-03-15; 2011-08-03: 2018-03-19; 2011-09-20: 2018-06-29 | 2300 | 3859 | Up-front Payment
SCG-011142 | Single Family Residential - Disadvantaged Community | Domestic Hot Water | Gas | Southern California Gas Company | Incentive:Paid | 3821 | 29.85 |  | 1 | 128 |  | 128 |  | 2018-03-19 14:19 | 2018-03-23 | TITANIUM POWER INC | Retrofit | North Hollywood | Los Angeles | 91605 | Host Customer is System Owner | 4 |  | 30004079 | GREENoneTEC Solarindustrie GmbH | Solpal Plus | Solpal Plus L-GT | Direct Integral Collector Storage (DI) | 25.66 |  | Solpal Plus L |  |  | Solar Storage with Tankless Auxiliary Water Heater | 51 | 1 | 1 | 55 | Z09 | [18 empty] | Los Angeles | FALSE | 30.15 |  | 2011-06-01: 2018-03-15; 2011-08-03: 2018-03-19; 2011-09-20: 2018-03-23 | 2402 | 3859 | Up-front Payment
SCG-011143 | Single Family Residential - Disadvantaged Community | Domestic Hot Water | Gas | Southern California Gas Company | Incentive:Paid | 3630 | 29.85 |  | 1 | 128 |  | 122 |  | 2018-03-19 14:26 | 2018-03-23 | TITANIUM POWER INC | Retrofit | Sun Valley | Los Angeles | 91352 | Host Customer is System Owner | 7 |  | 30004079 | GREENoneTEC Solarindustrie GmbH | Solpal Plus | Solpal Plus L-GT | Direct Integral Collector Storage (DI) | 25.66 |  | Solpal Plus L |  |  | Solar Storage with Tankless Auxiliary Water Heater | 51 | 1 | 0.95 | 85 | Z09 | [18 empty] | Los Angeles | FALSE | 28.98 |  | 2011-06-01: 2018-03-15; 2011-08-03: 2018-03-19; 2011-09-20: 2018-03-23 | 2402 | 3709 | Up-front Payment
SCG-011144 | Single Family Residential | Domestic Hot Water | Gas | Southern California Gas Company | Incentive:Paid | 2657 | 29.85 |  | 1 | 89 |  | 89 |  | 2018-03-19 14:27 | 2018-03-22 | TITANIUM POWER INC | Retrofit | Pacoima | Los Angeles | 91331 | Host Customer is System Owner | 6 |  | 30004078 | GREENoneTEC Solarindustrie GmbH | Solpal Plus | Solpal Plus L-G | Direct Integral Collector Storage (DI) | 25.66 |  | Solpal Plus L |  |  | Solar Storage and Auxiliary Tanks are separate | 51 | 1 | 1 | 75 | Z09 | [18 empty] | Los Angeles | FALSE | 30.28 |  | 2011-06-01: 2018-03-15; 2011-08-03: 2018-03-19; 2011-09-20: 2018-03-22 | 2402 | 2695 | Up-front Payment
PGE-011145 | Low Income Multifamily Residential | Domestic Hot Water | Gas | Pacific Gas and Electric | Incentive:Paid | 91620 | 24.89 |  | 1 | 3681 |  | 3681 |  | 2018-04-27 13:45 | 2018-05-08 | PROMISE ENERGY INC | New Construction | Fresno | Fresno | 93727 | Host Customer is System Owner | [7 empty] | 1124.76 | 40.17 |  | Glycol | Steam Back | Solar Storage and Auxiliary Tanks are separate |  | 1 | 1 | 3382 | Z13 | 89 | Units | Apartments/Condos | 2010115A | 28 | 1 | 1600 | 2 | 238 | 2 | 999800 | TRUE | 140 | 120 |  | Heliodyne - Delta-T Pro WiFi |  | Heliodyne - Delta-T Pro WiFi | Fresno | FALSE | 48.7 |  | 2018-03-15 | 2018-05-07 | 2018-04-27 | 2018-05-08 | 2019-12-23 | 2020-09-03 | 1403 | 179257.33 | Up-front Payment
PGE-011146 | Low Income Multifamily Residential | Domestic Hot Water | Gas | Pacific Gas and Electric | Incentive:Paid | 47689 | 24.89 |  | 1 | 1916 |  | 1916 |  | 2018-04-27 13:46 | 2018-05-08 | PROMISE ENERGY INC | New Construction | Fresno | Fresno | 93727 | Host Customer is System Owner | [7 empty] | 562.38 | 40.17 |  | Glycol | Steam Back | Solar Storage and Auxiliary Tanks are separate |  | 1 | 1 | 1840 | Z13 | 46 | Units | Apartments/Condos | 2010115A | 14 | 1 | 800 | 1 | 200 | 2 | 399800 | TRUE | 140 | 120 |  | Heliodyne - Delta-T Pro WiFi |  | Heliodyne - Delta-T Pro WiFi | Fresno | FALSE | 46.78 |  | 2018-03-15 | 2018-05-07 | 2018-04-27 | 2018-05-08 | 2019-12-23 | 2020-10-30 | 1451 | 89628.67 | Up-front Payment
SCG-011147 | Low Income Single Family Residential | Domestic Hot Water | Gas | Southern California Gas Company | Incentive:Paid | 4487 | 36.9 |  | 1 | 128 |  | 122 |  | 2018-03-20 11:04 | 2018-04-18 | TITANIUM POWER INC | Retrofit | Pacoima | Los Angeles | 91331 | Host Customer is System Owner | 10 |  | 30004079 | GREENoneTEC Solarindustrie GmbH | Solpal Plus | Solpal Plus L-GT | Direct Integral Collector Storage (DI) | 25.66 |  | Solpal Plus L |  |  | Solar Storage with Tankless Auxiliary Water Heater | 51 | 1 | 0.95 | 115 | Z09 | [18 empty] | Los Angeles | FALSE | 35.62 |  | 2011-06-01: 2018-03-15; 2011-08-03: 2018-03-20; 2011-09-20: 2018-04-18 | 2372 | 4559 | Up-front Payment
SCG-011148 | Low Income Single Family Residential | Domestic Hot Water | Gas | Southern California Gas Company | Incentive:Paid | 4723 | 36.9 |  | 1 | 128 |  | 128 |  | 2018-03-26 14:21 | 2018-04-20 | TITANIUM POWER INC | Retrofit | Pacoima | Los Angeles | 91331 | Host Customer is System Owner | 9 |  | 30004079 | GREENoneTEC Solarindustrie GmbH | Solpal Plus | Solpal Plus L-GT | Direct Integral Collector Storage (DI) | 25.66 |  | Solpal Plus L |  |  | Solar Storage with Tankless Auxiliary Water Heater | 51 | 1 | 1 | 105 | Z09 | [18 empty] | Los Angeles | FALSE | 37.18 |  | 2011-06-01: 2018-03-15; 2011-08-03: 2018-03-26; 2011-09-20: 2018-04-20 | 2372 | 4759 | Up-front Payment
SCG-011149 | Low Income Single Family Residential | Domestic Hot Water | Gas | Southern California Gas Company | Incentive:Paid | 4723 | 36.9 |  | 1 | 128 |  | 128 |  | 2018-03-20 11:08 | 2018-05-18 | TITANIUM POWER INC | Retrofit | Pacoima | Los Angeles | 91331 | Host Customer is System Owner | 7 |  | 30004079 | GREENoneTEC Solarindustrie GmbH | Solpal Plus | Solpal Plus L-GT | Direct Integral Collector Storage (DI) | 25.66 |  | Solpal Plus L |  |  | Solar Storage with Tankless Auxiliary Water Heater | 51 | 1 | 1 | 85 | Z09 | [18 empty] | Los Angeles | FALSE | 37.18 |  | 2011-06-01: 2018-03-15; 2011-08-03: 2018-03-20; 2011-09-20: 2018-05-18 | 2343 | 4759 | Up-front Payment
SCG-011151 | Low Income Single Family Residential | Domestic Hot Water | Gas | Southern California Gas Company | Incentive:Canceled | 4723 | 36.9 |  | 1 | 128 |  | 128 |  | 2018-03-20 11:35 |  | TITANIUM POWER INC | Retrofit | Arleta | Los Angeles | 91331 | Host Customer is System Owner | 6 |  | 30004079 | GREENoneTEC Solarindustrie GmbH | Solpal Plus | Solpal Plus L-GT | Direct Integral Collector Storage (DI) | 25.66 |  | Solpal Plus L |  |  | Solar Storage with Tankless Auxiliary Water Heater | 51 | 1 | 1 | 75 | Z09 | [18 empty] | Los Angeles | FALSE | 37.18 |  | 2011-06-01: 2018-03-15; 2011-06-21: 2018-07-25; 2011-08-03: 2018-03-20 | 2285 | 4759 | Up-front Payment
SCG-011152 | Low Income Single Family Residential | Domestic Hot Water | Gas | Southern California Gas Company | Incentive:Paid | 4487 | 36.9 |  | 1 | 128 |  | 122 |  | 2018-03-20 11:39 | 2018-04-18 | TITANIUM POWER INC | Retrofit | Pacoima | Los Angeles | 91331 | Host Customer is System Owner | 4 |  | 30004079 | GREENoneTEC Solarindustrie GmbH | Solpal Plus | Solpal Plus L-GT | Direct Integral Collector Storage (DI) | 25.66 |  | Solpal Plus L |  |  | Solar Storage with Tankless Auxiliary Water Heater | 51 | 1 | 0.95 | 55 | Z09 | [18 empty] | Los Angeles | FALSE | 35.62 |  | 2011-06-01: 2018-03-15; 2011-08-03: 2018-03-20; 2011-09-20: 2018-04-18 | 2375 | 4559 | Up-front Payment
SCG-011153 | Low Income Single Family Residential | Domestic Hot Water | Gas | Southern California Gas Company | Incentive:Paid | 4487 | 36.9 |  | 1 | 128 |  | 122 |  | 2018-03-20 11:47 | 2018-04-18 | TITANIUM POWER INC | Retrofit | Pacoima | Los Angeles | 91331 | Host Customer is System Owner | 5 |  | 30004079 | GREENoneTEC Solarindustrie GmbH | Solpal Plus | Solpal Plus L-GT | Direct Integral Collector Storage (DI) | 25.66 |  | Solpal Plus L |  |  | Solar Storage with Tankless Auxiliary Water Heater | 51 | 1 | 0.95 | 65 | Z09 | [18 empty] | Los Angeles | FALSE | 35.62 |  | 2011-06-01: 2018-03-15; 2011-08-03: 2018-03-20; 2011-09-20: 2018-04-18 | 2375 | 4559 | Up-front Payment
SCG-011154 | Low Income Single Family Residential | Domestic Hot Water | Gas | Southern California Gas Company | Incentive:Paid | 4487 | 36.9 |  | 1 | 128 |  | 122 |  | 2018-03-26 14:16 | 2018-04-20 | TITANIUM POWER INC | Retrofit | Arleta | Los Angeles | 91331 | Host Customer is System Owner | 4 |  | 30004079 | GREENoneTEC Solarindustrie GmbH | Solpal Plus | Solpal Plus L-GT | Direct Integral Collector Storage (DI) | 25.66 |  | Solpal Plus L |  |  | Solar Storage with Tankless Auxiliary Water Heater | 51 | 1 | 0.95 | 55 | Z09 | [18 empty] | Los Angeles | FALSE | 35.62 |  | 2011-06-01: 2018-03-15; 2011-08-03: 2018-03-26; 2011-09-20: 2018-04-20 | 2375 | 4559 | Up-front Payment
SCG-011155 | Low Income Single Family Residential | Domestic Hot Water | Gas | Southern California Gas Company | Incentive:Paid | 4723 | 36.9 |  | 1 | 128 |  | 128 |  | 2018-03-20 11:42 | 2018-05-01 | TITANIUM POWER INC | Retrofit | Pacoima | Los Angeles | 91331 | Host Customer is System Owner | 4 |  | 30004079 | GREENoneTEC Solarindustrie GmbH | Solpal Plus | Solpal Plus L-GT | Direct Integral Collector Storage (DI) | 25.66 |  | Solpal Plus L |  |  | Solar Storage with Tankless Auxiliary Water Heater | 51 | 1 | 1 | 55 | Z09 | [18 empty] | Los Angeles | FALSE | 37.18 |  | 2011-06-01: 2018-03-15; 2011-08-03: 2018-03-20; 2011-09-20: 2018-05-01 | 2363 | 4759 | Up-front Payment
SCG-011156 | Low Income Multifamily Residential | Domestic Hot Water | Gas | Southern California Gas Company | Incentive:Paid | 48610 | 24.89 |  | 1 | 1953 |  | 1953 |  | 2018-04-11 13:33 | 2018-04-18 | CALIFORNIA SOLAR INTEGRATORS INC | New Construction | El Monte | El Monte | 91732 | Host Customer is System Owner | [7 empty] | 491.4 | 40.95 |  | Glycol | Steam Back | Solar Storage and Auxiliary Tanks are separate |  | 1 | 1 | 1960 | Z09 | 49 | Units | Apartments/Condos | TRB-40 | 12 | 1 | 800 | 1 | 200 | 2 | 500000 | TRUE | 120 | 140 |  | SunEarth - SETRA503 TTR U + Series 200 |  | SunEarth - SETRA503 TTR U + Series 200 | City of El Monte | FALSE | 28.19 |  | 2018-03-15 |  | 2018-04-11 | 2018-04-18 | 2018-11-12 | 2018-12-04 | 2148 | 55059 | Up-front Payment
SCG-011157 | Low Income Single Family Residential | Domestic Hot Water | Gas | Southern California Gas Company | Incentive:Paid | 4723 | 36.9 |  | 1 | 128 |  | 128 |  | 2018-03-20 11:55 | 2018-05-01 | TITANIUM POWER INC | Retrofit | Arleta | Los Angeles | 91331 | Host Customer is System Owner | 4 |  | 30004079 | GREENoneTEC Solarindustrie GmbH | Solpal Plus | Solpal Plus L-GT | Direct Integral Collector Storage (DI) | 25.66 |  | Solpal Plus L |  |  | Solar Storage with Tankless Auxiliary Water Heater | 51 | 1 | 1 | 55 | Z09 | [18 empty] | Los Angeles | FALSE | 37.18 |  | 2011-06-01: 2018-03-16; 2011-08-03: 2018-03-20; 2011-09-20: 2018-05-01 | 2363 | 4759 | Up-front Payment
SCG-011158 | Low Income Single Family Residential | Domestic Hot Water | Gas | Southern California Gas Company | Incentive:Paid | 4723 | 36.9 |  | 1 | 128 |  | 128 |  | 2018-03-20 12:39 | 2018-05-01 | TITANIUM POWER INC | Retrofit | Pacoima | Los Angeles | 91331 | Host Customer is System Owner | 6 |  | 30004079 | GREENoneTEC Solarindustrie GmbH | Solpal Plus | Solpal Plus L-GT | Direct Integral Collector Storage (DI) | 25.66 |  | Solpal Plus L |  |  | Solar Storage with Tankless Auxiliary Water Heater | 51 | 1 | 1 | 75 | Z09 | [18 empty] | Los Angeles | FALSE | 37.18 |  | 2011-06-01: 2018-03-16; 2011-08-03: 2018-03-20; 2011-09-20: 2018-05-01 | 2363 | 4759 | Up-front Payment
SCG-011159 | Low Income Single Family Residential | Domestic Hot Water | Gas | Southern California Gas Company | Incentive:Paid | 4723 | 36.9 |  | 1 | 128 |  | 128 |  | 2018-03-20 12:36 | 2018-04-17 | TITANIUM POWER INC | Retrofit | Arleta | Los Angeles | 91331 | Host Customer is System Owner | 4 |  | 30004079 | GREENoneTEC Solarindustrie GmbH | Solpal Plus | Solpal Plus L-GT | Direct Integral Collector Storage (DI) | 25.66 |  | Solpal Plus L |  |  | Solar Storage with Tankless Auxiliary Water Heater | 51 | 1 | 1 | 55 | Z09 | [18 empty] | Los Angeles | FALSE | 37.18 |  | 2011-06-01: 2018-03-16; 2011-08-03: 2018-03-20; 2011-09-20: 2018-04-17 | 2375 | 4759 | Up-front Payment
SCG-011160 | Low Income Single Family Residential | Domestic Hot Water | Gas | Southern California Gas Company | Incentive:Canceled | 4723 | 36.9 |  | 1 | 128 |  | 128 |  | 2018-03-20 12:38 |  | TITANIUM POWER INC | Retrofit | Arleta | Los Angeles | 91331 | Host Customer is System Owner | 8 |  | 30004079 | GREENoneTEC Solarindustrie GmbH | Solpal Plus | Solpal Plus L-GT | Direct Integral Collector Storage (DI) | 25.66 |  | Solpal Plus L |  |  | Solar Storage with Tankless Auxiliary Water Heater | 51 | 1 | 1 | 95 | Z09 | [18 empty] | Los Angeles | FALSE | 37.18 |  | 2011-06-01: 2018-03-16; 2011-06-21: 2018-07-25; 2011-08-03: 2018-03-20 | 2285 | 4759 | Up-front Payment
SCG-011161 | Low Income Single Family Residential | Domestic Hot Water | Gas | Southern California Gas Company | Incentive:Paid | 4723 | 36.9 |  | 1 | 128 |  | 128 |  | 2018-03-20 12:38 | 2018-04-17 | TITANIUM POWER INC | Retrofit | Pacoima | Los Angeles | 91331 | Host Customer is System Owner | 10 |  | 30004079 | GREENoneTEC Solarindustrie GmbH | Solpal Plus | Solpal Plus L-GT | Direct Integral Collector Storage (DI) | 25.66 |  | Solpal Plus L |  |  | Solar Storage with Tankless Auxiliary Water Heater | 51 | 1 | 1 | 115 | Z09 | [18 empty] | Los Angeles | FALSE | 37.18 |  | 2011-06-01: 2018-03-16; 2011-08-03: 2018-03-20; 2011-09-20: 2018-04-17 | 2375 | 4759 | Up-front Payment
SCG-011162 | Low Income Single Family Residential | Domestic Hot Water | Gas | Southern California Gas Company | Incentive:Paid | 4723 | 36.9 |  | 1 | 128 |  | 128 |  | 2018-03-28 13:14 | 2018-04-30 | TITANIUM POWER INC | Retrofit | San Fernando | Los Angeles | 91340 | Host Customer is System Owner | 8 |  | 30004079 | GREENoneTEC Solarindustrie GmbH | Solpal Plus | Solpal Plus L-GT | Direct Integral Collector Storage (DI) | 25.66 |  | Solpal Plus L |  |  | Solar Storage with Tankless Auxiliary Water Heater | 51 | 1 | 1 | 95 | Z09 | [18 empty] | Los Angeles | FALSE | 37.18 |  | 2011-06-01: 2018-03-19; 2011-08-03: 2018-03-28; 2011-09-20: 2018-04-30 | 2363 | 4759 | Up-front Payment
SCG-011163 | Low Income Single Family Residential | Domestic Hot Water | Gas | Southern California Gas Company | Incentive:Paid | 4723 | 36.9 |  | 1 | 128 |  | 128 |  | 2018-03-28 13:13 | 2018-04-30 | TITANIUM POWER INC | Retrofit | Pacoima | Los Angeles | 91331 | Host Customer is System Owner | 8 |  | 30004079 | GREENoneTEC Solarindustrie GmbH | Solpal Plus | Solpal Plus L-GT | Direct Integral Collector Storage (DI) | 25.66 |  | Solpal Plus L |  |  | Solar Storage with Tankless Auxiliary Water Heater | 51 | 1 | 1 | 95 | Z09 | [18 empty] | Los Angeles | FALSE | 37.18 |  | 2011-06-01: 2018-03-19; 2011-08-03: 2018-03-28; 2011-09-20: 2018-04-30 | 2363 | 4759 | Up-front Payment
SCG-011164 | Low Income Single Family Residential | Domestic Hot Water | Gas | Southern California Gas Company | Incentive:Paid | 4723 | 36.9 |  | 1 | 128 |  | 128 |  | 2018-03-28 13:12 | 2018-04-30 | TITANIUM POWER INC | Retrofit | Pacoima | Los Angeles | 91331 | Host Customer is System Owner | 4 |  | 30004079 | GREENoneTEC Solarindustrie GmbH | Solpal Plus | Solpal Plus L-GT | Direct Integral Collector Storage (DI) | 25.66 |  | Solpal Plus L |  |  | Solar Storage with Tankless Auxiliary Water Heater | 51 | 1 | 1 | 55 | Z09 | [18 empty] | Los Angeles | FALSE | 37.18 |  | 2011-06-01: 2018-03-19; 2011-08-03: 2018-03-28; 2011-09-20: 2018-04-30 | 2363 | 4759 | Up-front Payment
SCG-011165 | Low Income Single Family Residential | Domestic Hot Water | Gas | Southern California Gas Company | Incentive:Paid | 4723 | 36.9 |  | 1 | 128 |  | 128 |  | 2018-03-28 13:10 | 2018-05-09 | TITANIUM POWER INC | Retrofit | Pacoima | Los Angeles | 91331 | Host Customer is System Owner | 4 |  | 30004079 | GREENoneTEC Solarindustrie GmbH | Solpal Plus | Solpal Plus L-GT | Direct Integral Collector Storage (DI) | 25.66 |  | Solpal Plus L |  |  | Solar Storage with Tankless Auxiliary Water Heater |  | 1 | 1 | 55 | Z09 | [18 empty] | Los Angeles | FALSE | 37.18 |  | 2011-06-01: 2018-03-19; 2011-08-03: 2018-03-28; 2011-09-20: 2018-05-09 | 2357 | 4759 | Up-front Payment
SCG-011166 | Low Income Single Family Residential | Domestic Hot Water | Gas | Southern California Gas Company | Incentive:Paid | 4723 | 36.9 |  | 1 | 128 |  | 128 |  | 2018-03-28 13:09 | 2018-05-09 | TITANIUM POWER INC | Retrofit | Sun Valley | Los Angeles | 91352 | Host Customer is System Owner | 5 |  | 30004079 | GREENoneTEC Solarindustrie GmbH | Solpal Plus | Solpal Plus L-GT | Direct Integral Collector Storage (DI) | 25.66 |  | Solpal Plus L |  |  | Solar Storage with Tankless Auxiliary Water Heater | 51 | 1 | 1 | 65 | Z09 | [18 empty] | Los Angeles | FALSE | 37.18 |  | 2011-06-01: 2018-03-19; 2011-08-03: 2018-03-28; 2011-09-20: 2018-05-09 | 2357 | 4759 | Up-front Payment
SCG-011167 | Low Income Single Family Residential | Domestic Hot Water | Gas | Southern California Gas Company | Incentive:Canceled | 4723 | 36.9 |  | 1 | 128 |  | 128 |  | 2018-03-29 13:15 |  | TITANIUM POWER INC | Retrofit | Sun Valley | Los Angeles | 91352 | Owner/Tenant | 6 |  | 30004079 | GREENoneTEC Solarindustrie GmbH | Solpal Plus | Solpal Plus L-GT | Direct Integral Collector Storage (DI) | 25.66 |  | Solpal Plus L |  |  | Solar Storage with Tankless Auxiliary Water Heater | 51 | 1 | 1 | 75 | Z09 | [18 empty] | Los Angeles | FALSE | 37.18 |  | 2011-06-01: 2018-03-19; 2011-06-21: 2018-07-25; 2011-08-03: 2018-03-29 | 2286 | 4759 | Up-front Payment
SCG-011168 | Low Income Single Family Residential | Domestic Hot Water | Gas | Southern California Gas Company | Incentive:Paid | 4723 | 36.9 |  | 1 | 128 |  | 128 |  | 2018-03-28 13:07 | 2018-04-26 | TITANIUM POWER INC | Retrofit | Sun Valley | Los Angeles | 91352 | Owner/Tenant | 6 |  | 30004079 | GREENoneTEC Solarindustrie GmbH | Solpal Plus | Solpal Plus L-GT | Direct Integral Collector Storage (DI) | 25.66 |  | Solpal Plus L |  |  | Solar Storage with Tankless Auxiliary Water Heater | 51 | 1 | 1 | 75 | Z09 | [18 empty] | Los Angeles | FALSE | 37.18 |  | 2011-06-01: 2018-03-19; 2011-08-03: 2018-03-28; 2011-09-20: 2018-04-26 | 2363 | 4759 | Up-front Payment
SCG-011169 | Low Income Single Family Residential | Domestic Hot Water | Gas | Southern California Gas Company | Incentive:Canceled | 4723 | 36.9 |  | 1 | 128 |  | 128 |  | 2018-03-28 13:07 |  | TITANIUM POWER INC | Retrofit | Pacoima | Los Angeles | 91331 | Host Customer is System Owner | 4 |  | 30004079 | GREENoneTEC Solarindustrie GmbH | Solpal Plus | Solpal Plus L-GT | Direct Integral Collector Storage (DI) | 25.66 |  | Solpal Plus L |  |  | Solar Storage with Tankless Auxiliary Water Heater | 51 | 1 | 1 | 55 | Z09 | [18 empty] | Los Angeles | FALSE | 37.18 |  | 2011-06-01: 2018-03-19; 2011-06-21: 2018-07-25; 2011-08-03: 2018-03-28 | 2285 | 4759 | Up-front Payment
SCG-011171 | Low Income Single Family Residential | Domestic Hot Water | Gas | Southern California Gas Company | Incentive:Paid | 4723 | 36.9 |  | 1 | 128 |  | 128 |  | 2018-03-28 13:06 | 2018-04-25 | TITANIUM POWER INC | Retrofit | Sun Valley | Los Angeles | 91352 | Host Customer is System Owner | 5 |  | 30004079 | GREENoneTEC Solarindustrie GmbH | Solpal Plus | Solpal Plus L-GT | Direct Integral Collector Storage (DI) | 25.66 |  | Solpal Plus L |  |  | Solar Storage with Tankless Auxiliary Water Heater | 51 | 1 | 1 | 65 | Z09 | [18 empty] | Los Angeles | FALSE | 37.18 |  | 2011-06-01: 2018-03-19; 2011-08-03: 2018-03-28; 2011-09-20: 2018-04-25 | 2363 | 4759 | Up-front Payment
SCG-011172 | Low Income Single Family Residential | Domestic Hot Water | Gas | Southern California Gas Company | Incentive:Canceled | 4723 | 36.9 |  | 1 | 128 |  | 128 |  |  |  | TITANIUM POWER INC | Retrofit | Arleta | Los Angeles | 91331 | Host Customer is System Owner | 5 |  | 30004079 | GREENoneTEC Solarindustrie GmbH | Solpal Plus | Solpal Plus L-GT | Direct Integral Collector Storage (DI) | 25.66 |  | Solpal Plus L |  |  | Solar Storage with Tankless Auxiliary Water Heater | 51 | 1 | 1 | 65 | Z09 | [18 empty] | Los Angeles | FALSE | 37.18 |  | 2011-06-01: 2018-03-19 | 2413 | 4759 | Up-front Payment
SCG-011173 | Low Income Single Family Residential | Domestic Hot Water | Gas | Southern California Gas Company | Incentive:Paid | 4723 | 36.9 |  | 1 | 128 |  | 128 |  | 2018-03-28 13:05 | 2018-04-25 | TITANIUM POWER INC | Retrofit | Arleta | Los Angeles | 91331 | Host Customer is System Owner | 5 |  | 30004079 | GREENoneTEC Solarindustrie GmbH | Solpal Plus | Solpal Plus L-GT | Direct Integral Collector Storage (DI) | 25.66 |  | Solpal Plus L |  |  | Solar Storage with Tankless Auxiliary Water Heater | 51 | 1 | 1 | 65 | Z09 | [18 empty] | Los Angeles | FALSE | 37.18 |  | 2011-06-01: 2018-03-19; 2011-08-03: 2018-03-28; 2011-09-20: 2018-04-25 | 2363 | 4759 | Up-front Payment
SCG-011175 | Single Family Residential - Disadvantaged Community | Domestic Hot Water | Gas | Southern California Gas Company | Incentive:Paid | 2955 | 29.85 |  | 1 | 99 |  | 99 |  | 2018-03-28 10:59 | 2018-03-30 | TITANIUM POWER INC | Retrofit | Los Angeles | Los Angeles | 90011 | Owner/Tenant | 5 |  | 2005006K | Butler Sun Solutions, Inc. | SOLAR BUTLER | BSS-PV1-40GD | Indirect Forced Circulation (IF) | 32.84 |  | EC-32 / EC-32-0.75 | Glycol | Advanced Controller with a Vacation or Holiday Mode | Solar Storage and Auxiliary Tanks are separate | 40 | 1 | 1 | 65 | Z08 | [18 empty] | Los Angeles | FALSE | 30.39 |  | 2011-06-01: 2018-03-20; 2011-08-03: 2018-03-28; 2011-09-20: 2018-03-30 | 2386 | 3009 | Up-front Payment
PGE-011176 | Commercial Pools | Pool Heating | Gas | Pacific Gas and Electric | Incentive:Canceled | 3890 | 5 |  | 1 | 778 |  | 778 |  | 2018-03-20 14:11 | 2018-03-23 | ADROIT ENERGY INC | Retrofit | Alameda | Alameda | 94501 | Host Customer is System Owner | [7 empty] | 550.06 | 39.29 |  | Drainback |  |  |  | 1 | 1 |  | Z03 |  |  |  | 16043-10 | 14 | 1 | [5 empty] | FALSE | [7 empty] | FALSE | 10.93 |  | 2018-03-20 | 2018-03-22 | 2018-03-20 | 2018-03-23 |  |  | 2409 | 8500 | Up-front Payment
SCG-011178 | Commercial Pools | Pool Heating | Gas | Southern California Gas Company | Incentive:Paid | 23250 | 7 |  | 1 | 4496 |  | 4496 |  | 2018-07-17 09:34 | 2018-07-23 | ENERGX CONTROLS INC | Retrofit | Santa Clarita | Los Angeles | 91387 | Host Customer is System Owner | [7 empty] | 1363.6 | 48.7 |  | Drainback |  |  |  | 1 | 1 |  | Z09 |  |  |  | 10001954 | 28 | 1 | [5 empty] | FALSE |  |  |  | Flow meter, Blue White F2000, Model: ASD |  | Flow meter, Blue White F2000, Model: ASD | Santa Clarita, Los Angeles, CA | FALSE | 10.34 |  | 2018-03-21 |  | 2018-07-17 | 2018-07-23 | 2019-03-28 | 2019-04-29 | 2005 | 46500 | Up-front Payment
SCG-011179 | Low Income Single Family Residential | Domestic Hot Water | Gas | Southern California Gas Company | Incentive:Paid | 4723 | 36.9 |  | 1 | 128 |  | 128 |  | 2018-03-28 13:01 | 2018-04-25 | TITANIUM POWER INC | Retrofit | North Hollywood | Los Angeles | 91606 | Host Customer is System Owner | 4 |  | 30004079 | GREENoneTEC Solarindustrie GmbH | Solpal Plus | Solpal Plus L-GT | Direct Integral Collector Storage (DI) | 25.66 |  | Solpal Plus L |  |  | Solar Storage with Tankless Auxiliary Water Heater | 51 | 1 | 1 | 55 | Z09 | [18 empty] | Los Angeles | FALSE | 37.18 |  | 2011-06-01: 2018-03-21; 2011-08-03: 2018-03-28; 2011-09-20: 2018-04-25 | 2363 | 4759 | Up-front Payment
SCG-011180 | Low Income Single Family Residential | Domestic Hot Water | Gas | Southern California Gas Company | Incentive:Paid | 4723 | 36.9 |  | 1 | 128 |  | 128 |  | 2018-03-29 13:17 | 2018-05-22 | TITANIUM POWER INC | Retrofit | North Hollywood | Los Angeles | 91605 | Host Customer is System Owner | 4 |  | 30004079 | GREENoneTEC Solarindustrie GmbH | Solpal Plus | Solpal Plus L-GT | Direct Integral Collector Storage (DI) | 25.66 |  | Solpal Plus L |  |  | Solar Storage with Tankless Auxiliary Water Heater | 51 | 1 | 1 | 55 | Z09 | [18 empty] | Los Angeles | FALSE | 37.18 |  | 2011-06-01: 2018-03-21; 2011-08-03: 2018-03-29; 2011-09-20: 2018-05-22 | 2343 | 4759 | Up-front Payment
SCG-011181 | Low Income Single Family Residential | Domestic Hot Water | Gas | Southern California Gas Company | Incentive:Paid | 4723 | 36.9 |  | 1 | 128 |  | 128 |  | 2018-03-29 12:32 | 2018-05-22 | TITANIUM POWER INC | Retrofit | Pacoima | Los Angeles | 91331 | Owner/Tenant | 8 |  | 30004079 | GREENoneTEC Solarindustrie GmbH | Solpal Plus | Solpal Plus L-GT | Direct Integral Collector Storage (DI) | 25.66 |  | Solpal Plus L |  |  | Solar Storage with Tankless Auxiliary Water Heater | 51 | 1 | 1 | 95 | Z09 | [18 empty] | Los Angeles | FALSE | 37.18 |  | 2011-06-01: 2018-03-21; 2011-08-03: 2018-03-29; 2011-09-20: 2018-05-22 | 2343 | 4759 | Up-front Payment
SCG-011182 | Low Income Single Family Residential | Domestic Hot Water | Gas | Southern California Gas Company | Incentive:Canceled | 4723 | 36.9 |  | 1 | 128 |  | 128 |  | 2018-03-29 12:24 |  | TITANIUM POWER INC | Retrofit | Pacoima | Los Angeles | 91331 | Host Customer is System Owner | 4 |  | 30004079 | GREENoneTEC Solarindustrie GmbH | Solpal Plus | Solpal Plus L-GT | Direct Integral Collector Storage (DI) | 25.66 |  | Solpal Plus L |  |  | Solar Storage with Tankless Auxiliary Water Heater | 51 | 1 | 1 | 55 | Z09 | [18 empty] | Los Angeles | FALSE | 37.18 |  | 2011-06-01: 2018-03-21; 2011-06-21: 2018-07-25; 2011-08-03: 2018-03-29 | 2263 | 4759 | Up-front Payment
SCG-011183 | Low Income Single Family Residential | Domestic Hot Water | Gas | Southern California Gas Company | Incentive:Paid | 4723 | 36.9 |  | 1 | 128 |  | 128 |  | 2018-03-28 12:58 | 2018-04-25 | TITANIUM POWER INC | Retrofit | Pacoima | Los Angeles | 91331 | Host Customer is System Owner | 5 |  | 30004079 | GREENoneTEC Solarindustrie GmbH | Solpal Plus | Solpal Plus L-GT | Direct Integral Collector Storage (DI) | 25.66 |  | Solpal Plus L |  |  | Solar Storage with Tankless Auxiliary Water Heater | 51 | 1 | 1 | 65 | Z09 | [18 empty] | Los Angeles | FALSE | 37.18 |  | 2011-06-01: 2018-03-21; 2011-08-03: 2018-03-28; 2011-09-20: 2018-04-25 | 2363 | 4759 | Up-front Payment
SCG-011184 | Low Income Single Family Residential | Domestic Hot Water | Gas | Southern California Gas Company | Incentive:Paid | 4723 | 36.9 |  | 1 | 128 |  | 128 |  | 2018-03-29 12:35 | 2018-05-21 | TITANIUM POWER INC | Retrofit | Pacoima | Los Angeles | 91331 | Host Customer is System Owner | 5 |  | 30004079 | GREENoneTEC Solarindustrie GmbH | Solpal Plus | Solpal Plus L-GT | Direct Integral Collector Storage (DI) | 25.66 |  | Solpal Plus L |  |  | Solar Storage with Tankless Auxiliary Water Heater | 51 | 1 | 1 | 65 | Z09 | [18 empty] | Los Angeles | FALSE | 37.18 |  | 2011-06-01: 2018-03-21; 2011-08-03: 2018-03-29; 2011-09-20: 2018-05-21 | 2349 | 4759 | Up-front Payment
SCG-011185 | Low Income Single Family Residential | Domestic Hot Water | Gas | Southern California Gas Company | Incentive:Paid | 4723 | 36.9 |  | 1 | 128 |  | 128 |  | 2018-03-29 13:25 | 2018-05-21 | TITANIUM POWER INC | Retrofit | Pacoima | Los Angeles | 91331 | Host Customer is System Owner | 6 |  | 30004079 | GREENoneTEC Solarindustrie GmbH | Solpal Plus | Solpal Plus L-GT | Direct Integral Collector Storage (DI) | 25.66 |  | Solpal Plus L |  |  | Solar Storage with Tankless Auxiliary Water Heater | 51 | 1 | 1 | 75 | Z09 | [18 empty] | Los Angeles | FALSE | 37.18 |  | 2011-06-01: 2018-03-21; 2011-08-03: 2018-03-29; 2011-09-20: 2018-05-21 | 2349 | 4759 | Up-front Payment
SCG-011186 | Low Income Single Family Residential | Domestic Hot Water | Gas | Southern California Gas Company | Incentive:Paid | 4723 | 36.9 |  | 1 | 128 |  | 128 |  | 2018-03-29 12:39 | 2018-05-21 | TITANIUM POWER INC | Retrofit | Arleta | Los Angeles | 91331 | Host Customer is System Owner | 5 |  | 30004079 | GREENoneTEC Solarindustrie GmbH | Solpal Plus | Solpal Plus L-GT | Direct Integral Collector Storage (DI) | 25.66 |  | Solpal Plus L |  |  | Solar Storage with Tankless Auxiliary Water Heater | 51 | 1 | 1 | 65 | Z09 | [18 empty] | Los Angeles | FALSE | 37.18 |  | 2011-06-01: 2018-03-21; 2011-08-03: 2018-03-29; 2011-09-20: 2018-05-21 | 2349 | 4759 | Up-front Payment
SCG-011187 | Low Income Single Family Residential | Domestic Hot Water | Gas | Southern California Gas Company | Incentive:Paid | 4723 | 36.9 |  | 1 | 128 |  | 128 |  | 2018-03-29 13:28 | 2018-05-18 | TITANIUM POWER INC | Retrofit | Pacoima | Los Angeles | 91331 | Host Customer is System Owner | 6 |  | 30004079 | GREENoneTEC Solarindustrie GmbH | Solpal Plus | Solpal Plus L-GT | Direct Integral Collector Storage (DI) | 25.66 |  | Solpal Plus L |  |  | Solar Storage with Tankless Auxiliary Water Heater | 51 | 1 | 1 | 75 | Z09 | [18 empty] | Los Angeles | FALSE | 37.18 |  | 2011-06-01: 2018-03-21; 2011-08-03: 2018-03-29; 2011-09-20: 2018-05-18 | 2343 | 4759 | Up-front Payment
PGE-011188 | Low Income Multifamily Residential | Domestic Hot Water | Gas | Pacific Gas and Electric | Incentive:Paid | 121140 | 24.89 |  | 1 | 4867 |  | 4867 |  | 2018-03-28 13:36 | 2018-04-10 | EVOLUTION ENERGY SOLUTIONS L L C | Retrofit | Oakland | Alameda | 94602 | Host Customer is System Owner | [7 empty] | 1474.2 | 40.95 |  | Drainback | Drainback (Water) | Solar Storage and Auxiliary Tanks are separate |  | 1 | 1 | 2506 | Z03 | 66 | Units | Apartments/Condos | TRB-40 | 36 | 1 | 3400 | 2 | 249 | 2 | 798000 | TRUE | 140 | 140 |  | SunEarth - SETR A503 TTR U + VFS 10-200 |  | SunEarth - SETR A503 TTR U + VFS 10-200 | Oakland | FALSE | 24.89 |  | 2018-03-23 | 2018-04-03 | 2018-03-28 | 2018-04-10 | 2018-04-10 | 2018-04-10 | 2206 | 121140 | Up-front Payment
SCG-011189 | Low Income Single Family Residential | Domestic Hot Water | Gas | Southern California Gas Company | Incentive:Paid | 4723 | 36.9 |  | 1 | 128 |  | 128 |  | 2018-03-29 13:33 | 2018-05-18 | TITANIUM POWER INC | Retrofit | North Hollywood | Los Angeles | 91605 | Host Customer is System Owner | 4 |  | 30004079 | GREENoneTEC Solarindustrie GmbH | Solpal Plus | Solpal Plus L-GT | Direct Integral Collector Storage (DI) | 25.66 |  | Solpal Plus L |  |  | Solar Storage with Tankless Auxiliary Water Heater | 51 | 1 | 1 | 55 | Z09 | [18 empty] | Los Angeles | FALSE | 37.18 |  | 2011-06-01: 2018-03-21; 2011-08-03: 2018-03-29; 2011-09-20: 2018-05-18 | 2343 | 4759 | Up-front Payment
PGE-011191 | Low Income Multifamily Residential | Domestic Hot Water | Gas | Pacific Gas and Electric | Incentive:Paid | 75043 | 24.89 |  | 1 | 3015 |  | 3015 |  | 2018-03-28 13:35 | 2018-04-10 | EVOLUTION ENERGY SOLUTIONS L L C | Retrofit | Oakland | Alameda | 94602 | Host Customer is System Owner | [7 empty] | 778.05 | 40.95 |  | Drainback | Drainback (Water) | Solar Storage and Auxiliary Tanks are separate |  | 1 | 1 | 3040 | Z03 | 80 | Units | Apartments/Condos | TRB-40 | 19 | 1 | 1000 | 1 | 200 | 2 | 500000 | TRUE | 140 | 140 |  | SunEarth - SETR A503 TTR U + VFS 10-200 |  | SunEarth - SETR A503 TTR U + VFS 10-200 | Oakland | FALSE | 24.89 |  | 2018-03-23 | 2018-04-03 | 2018-03-28 | 2018-04-10 | 2018-08-24 | 2018-10-10 | 2192 | 75043 | Up-front Payment
SCG-011192 | Low Income Single Family Residential | Domestic Hot Water | Gas | Southern California Gas Company | Incentive:Paid | 4723 | 36.9 |  | 1 | 128 |  | 128 |  | 2018-03-28 13:04 | 2018-04-25 | TITANIUM POWER INC | Retrofit | Arleta | Los Angeles | 91331 | Host Customer is System Owner | 6 |  | 30004079 | GREENoneTEC Solarindustrie GmbH | Solpal Plus | Solpal Plus L-GT | Direct Integral Collector Storage (DI) | 25.66 |  | Solpal Plus L |  |  | Solar Storage with Tankless Auxiliary Water Heater | 51 | 1 | 1 | 75 | Z09 | [18 empty] | Los Angeles | FALSE | 37.18 |  | 2011-06-01: 2018-03-21; 2011-08-03: 2018-03-28; 2011-09-20: 2018-04-25 | 2363 | 4759 | Up-front Payment
PGE-011193 | Commercial/Multifamily Residential | Domestic Hot Water | Gas | Pacific Gas and Electric | Incentive:Paid | 35993 | 20.19 |  | 1 | 1857 |  | 1783 |  | 2018-05-24 10:22 | 2018-06-29 | SUN LIGHT & POWER | New Construction | Emeryville | Alameda | 94608 | Host Customer is System Owner | [7 empty] | 482.04 | 40.17 |  | Glycol | Pressure Stagnation Protection (PSP) | Solar Storage and Auxiliary Tanks are separate |  | 0.96 | 1 | 4144 | Z03 | 112 | Units | Apartments/Condos | 2010115A | 12 | 2 | 1000 | 2 | 1100 | 5 | 1999500 | TRUE | 130 | 120 |  | Heliodyne - Delta-T Pro Ethernet |  | Heliodyne - Delta-T Pro Ethernet | City of Emeryville | FALSE | 50.02 |  | 2018-03-22 | 2018-05-30 | 2018-05-24 | 2018-06-29 | 2020-03-17 | 2020-07-15 | 1492 | 92886 | Up-front Payment
PGE-011195 | Low Income Multifamily Residential | Domestic Hot Water | Gas | Pacific Gas and Electric | Incentive:Paid | 44379 | 24.89 |  | 1 | 1783 |  | 1783 |  | 2018-03-28 13:33 | 2018-04-10 | EVOLUTION ENERGY SOLUTIONS L L C | Retrofit | Oakland | Alameda | 94602 | Host Customer is System Owner | [7 empty] | 532.35 | 40.95 |  | Drainback | Drainback (Water) | Solar Storage and Auxiliary Tanks are separate |  | 1 | 1 | 960 | Z03 | 24 | Units | Apartments/Condos | TRB-40 | 13 | 1 | 1000 | 1 | 250 | 1 | 398000 | TRUE | 140 | 140 |  | SunEarth - SETR A503 TTR U + VFS 10-200 |  | SunEarth - SETR A503 TTR U + VFS 10-200 | Oakland | FALSE | 24.89 |  | 2018-03-23 | 2018-04-03 | 2018-03-28 | 2018-04-10 | 2018-08-24 | 2018-10-10 | 2192 | 44379 | Up-front Payment
SCG-011196 | Low Income Single Family Residential | Domestic Hot Water | Gas | Southern California Gas Company | Incentive:Paid | 4723 | 36.9 |  | 1 | 128 |  | 128 |  | 2018-04-21 09:00 | 2018-05-30 | TITANIUM POWER INC | Retrofit | Arleta | Los Angeles | 91331 | Owner/Tenant | 4 |  | 30004079 | GREENoneTEC Solarindustrie GmbH | Solpal Plus | Solpal Plus L-GT | Direct Integral Collector Storage (DI) | 25.66 |  | Solpal Plus L |  |  | Solar Storage with Tankless Auxiliary Water Heater | 51 | 1 | 1 | 55 | Z09 | [18 empty] | Los Angeles | FALSE | 37.18 |  | 2011-06-01: 2018-03-21; 2011-08-03: 2018-04-21; 2011-09-20: 2018-05-30 | 2325 | 4759 | Up-front Payment
PGE-011197 | Commercial/Multifamily Residential | Domestic Hot Water | Gas | Pacific Gas and Electric | Incentive:Paid | 35993 | 20.19 |  | 1 | 1857 |  | 1783 |  | 2018-05-10 08:33 | 2018-05-15 | SUN LIGHT & POWER | New Construction | Emeryville | Alameda | 94608 | Host Customer is System Owner | [7 empty] | 482.04 | 40.17 |  | Glycol | Pressure Stagnation Protection (PSP) | Solar Storage and Auxiliary Tanks are separate |  | 0.96 | 1 | 4144 | Z03 | 112 | Units | Apartments/Condos | 2010115A | 12 | 2 | 1000 | 2 | 1100 | 5 | 1999500 | TRUE | 130 | 120 |  | Heliodyne - Delta-T Pro Ethernet |  | Heliodyne - Delta-T Pro Ethernet | City of Emeryville | FALSE | 50.02 |  | 2018-03-22 | 2020-03-23 | 2018-05-10 | 2018-05-15 | 2020-03-17 | 2020-07-16 | 1492 | 92886 | Up-front Payment
SCG-011198 | Commercial/Multifamily Residential | Domestic Hot Water | Gas | Southern California Gas Company | Incentive:Paid | 121241 | 20.19 |  | 1 | 6005 |  | 6005 |  | 2018-04-06 11:36 | 2018-06-04 | ELECTRO-THERMAL EQUIPMENT CORP | Retrofit | Los Angeles | Los Angeles | 90293 | Host Customer is System Owner | [7 empty] | 1719.9 | 40.95 |  | Drainback | Advanced Controller with a Thermal Cycling Function | Solar Storage and Auxiliary Tanks are separate |  | 1 | 1 | 3344 | Z06 | 88 | Units | Apartments/Condos | 10001803 | 42 | 2 | 2200 | 1 | 100 | 1 | 1500000 | TRUE | 130 | 130 |  | SunEarth - SETR A503 TTR U + VFS 20-400 |  | SunEarth - SETR A503 TTR U + VFS 20-400 | Los Angeles | FALSE | 20.47 |  | 2018-04-02 |  | 2018-04-06 | 2018-06-04 | 2020-02-27 | 2020-03-23 | 1671 | 122900 | Up-front Payment
SCG-011199 | Commercial/Multifamily Residential | Domestic Hot Water | Gas | Southern California Gas Company | Incentive:Paid | 58490 | 20.19 |  | 1 | 2897 |  | 2897 |  | 2018-04-06 11:39 | 2018-06-04 | ELECTRO-THERMAL EQUIPMENT CORP | Retrofit | Los Angeles | Los Angeles | 90293 | Host Customer is System Owner | [7 empty] | 819 | 40.95 |  | Drainback | Advanced Controller with a Thermal Cycling Function | Solar Storage and Auxiliary Tanks are separate |  | 1 | 1 | 1680 | Z06 | 100 | Units | Apartments/Condos | 10001803 | 20 | 2 | 1000 | 2 | 100 | 1 | 1500000 | TRUE | 130 | 130 |  | SunEarth - SETR A503 TTR U + VFS 20-400 |  | SunEarth - SETR A503 TTR U + VFS 20-400 | Los Angeles | FALSE | 22.62 |  | 2018-04-02 |  | 2018-04-06 | 2018-06-04 | 2020-02-27 | 2020-03-20 | 1676 | 65518 | Up-front Payment
SCG-011200 | Low Income Single Family Residential | Domestic Hot Water | Gas | Southern California Gas Company | Incentive:Paid | 4723 | 36.9 |  | 1 | 128 |  | 128 |  | 2018-03-29 12:43 | 2018-05-02 | TITANIUM POWER INC | Retrofit | Arlerta | Los Angeles | 91331 | Host Customer is System Owner | 5 |  | 30004079 | GREENoneTEC Solarindustrie GmbH | Solpal Plus | Solpal Plus L-GT | Direct Integral Collector Storage (DI) | 25.66 |  | Solpal Plus L |  |  | Solar Storage with Tankless Auxiliary Water Heater | 51 | 1 | 1 | 65 | Z09 | [18 empty] | Los Angeles | FALSE | 37.18 |  | 2011-06-01: 2018-03-22; 2011-08-03: 2018-03-29; 2011-09-20: 2018-05-02 | 2356 | 4759 | Up-front Payment
SCG-011201 | Low Income Single Family Residential | Domestic Hot Water | Gas | Southern California Gas Company | Incentive:Canceled | 4723 | 36.9 |  | 1 | 128 |  | 128 |  |  |  | TITANIUM POWER INC | Retrofit | Pacoima | Los Angeles | 91331 | Host Customer is System Owner | 4 |  | 30004079 | GREENoneTEC Solarindustrie GmbH | Solpal Plus | Solpal Plus L-GT | Direct Integral Collector Storage (DI) | 25.66 |  | Solpal Plus L |  |  | Solar Storage with Tankless Auxiliary Water Heater | 51 | 1 | 1 | 55 | Z09 | [18 empty] | Los Angeles | FALSE | 37.18 |  | 2011-06-01: 2018-03-22 | 2411 | 4759 | Up-front Payment
SCG-011202 | Low Income Single Family Residential | Domestic Hot Water | Gas | Southern California Gas Company | Incentive:Paid | 4723 | 36.9 |  | 1 | 128 |  | 128 |  | 2018-03-29 14:03 | 2018-05-15 | TITANIUM POWER INC | Retrofit | Pacoima | Los Angeles | 91331 | Host Customer is System Owner | 4 |  | 30004079 | GREENoneTEC Solarindustrie GmbH | Solpal Plus | Solpal Plus L-GT | Direct Integral Collector Storage (DI) | 25.66 |  | Solpal Plus L |  |  | Solar Storage with Tankless Auxiliary Water Heater | 51 | 1 | 1 | 55 | Z09 | [18 empty] | Los Angeles | FALSE | 37.18 |  | 2011-06-01: 2018-03-22; 2011-08-03: 2018-03-29; 2011-09-20: 2018-05-15 | 2347 | 4759 | Up-front Payment
SCG-011203 | Low Income Single Family Residential | Domestic Hot Water | Gas | Southern California Gas Company | Incentive:Paid | 4723 | 36.9 |  | 1 | 128 |  | 128 |  | 2018-03-29 14:07 | 2018-05-02 | TITANIUM POWER INC | Retrofit | Pacoima | Los Angeles | 91331 | Host Customer is System Owner | 4 |  | 30004079 | GREENoneTEC Solarindustrie GmbH | Solpal Plus | Solpal Plus L-GT | Direct Integral Collector Storage (DI) | 25.66 |  | Solpal Plus L |  |  | Solar Storage with Tankless Auxiliary Water Heater | 51 | 1 | 1 | 55 | Z09 | [18 empty] | Los Angeles | FALSE | 37.18 |  | 2011-06-01: 2018-03-22; 2011-08-03: 2018-03-29; 2011-09-20: 2018-05-02 | 2356 | 4759 | Up-front Payment
SCG-011204 | Single Family Residential | Domestic Hot Water | Gas | Southern California Gas Company | Incentive:Paid | 4000 | 29.85 |  | 1 | 134 |  | 134 |  | 2018-03-25 21:18 | 2018-03-26 | ALTADENA ENERGY & SOLAR INC | Retrofit | Altadena | Los Angeles | 91001 | Host Customer is System Owner | 4 |  | 2011077A | Apricus Inc. | APSS_CLOSED_AP30_FTB-1 STD-G | APSS_CLOSED_AP30_FTB-1 STD-G | Indirect Forced Circulation (IF) | 44.76 |  | AP-30 | Glycol | Advanced Controller with a Thermal Cycling Function | Solar Storage and Auxiliary Tanks are separate | 120 | 1 | 1 | 55 | Z09 | [18 empty] | County of Los Angeles | FALSE | 85.82 |  | 2011-06-01: 2018-03-22; 2011-08-03: 2018-03-25; 2011-09-20: 2018-03-26 | 2402 | 11500 | Up-front Payment
SCG-011205 | Low Income Single Family Residential | Domestic Hot Water | Gas | Southern California Gas Company | Incentive:Canceled | 4723 | 36.9 |  | 1 | 128 |  | 128 |  |  |  | TITANIUM POWER INC | Retrofit | Arleta | Los Angeles | 91331 | Host Customer is System Owner | 4 |  | 30004079 | GREENoneTEC Solarindustrie GmbH | Solpal Plus | Solpal Plus L-GT | Direct Integral Collector Storage (DI) | 25.66 |  | Solpal Plus L |  |  | Solar Storage with Tankless Auxiliary Water Heater | 51 | 1 | 1 | 55 | Z09 | [18 empty] | Los Angeles | FALSE | 37.18 |  | 2011-06-01: 2018-03-22 | 2411 | 4759 | Up-front Payment
SCG-011206 | Low Income Single Family Residential | Domestic Hot Water | Gas | Southern California Gas Company | Incentive:Canceled | 4723 | 36.9 |  | 1 | 128 |  | 128 |  | 2018-03-29 14:11 |  | TITANIUM POWER INC | Retrofit | Arleta | Los Angeles | 91331 | Host Customer is System Owner | 4 |  | 30004079 | GREENoneTEC Solarindustrie GmbH | Solpal Plus | Solpal Plus L-GT | Direct Integral Collector Storage (DI) | 25.66 |  | Solpal Plus L |  |  | Solar Storage with Tankless Auxiliary Water Heater | 51 | 1 | 1 | 55 | Z09 | [18 empty] | Los Angeles | FALSE | 37.18 |  | 2011-06-01: 2018-03-22; 2011-06-21: 2018-07-25; 2011-08-03: 2018-03-29 | 2285 | 4759 | Up-front Payment
SCG-011207 | Low Income Single Family Residential | Domestic Hot Water | Gas | Southern California Gas Company | Incentive:Paid | 4723 | 36.9 |  | 1 | 128 |  | 128 |  | 2018-03-29 14:15 | 2018-05-02 | TITANIUM POWER INC | Retrofit | Pacoima | Los Angeles | 91331 | Host Customer is System Owner | 4 |  | 30004079 | GREENoneTEC Solarindustrie GmbH | Solpal Plus | Solpal Plus L-GT | Direct Integral Collector Storage (DI) | 25.66 |  | Solpal Plus L |  |  | Solar Storage with Tankless Auxiliary Water Heater | 51 | 1 | 1 | 55 | Z09 | [18 empty] | Los Angeles | FALSE | 37.18 |  | 2011-06-01: 2018-03-22; 2011-08-03: 2018-03-29; 2011-09-20: 2018-05-02 | 2356 | 4759 | Up-front Payment
SCG-011208 | Low Income Single Family Residential | Domestic Hot Water | Gas | Southern California Gas Company | Incentive:Paid | 4723 | 36.9 |  | 1 | 128 |  | 128 |  | 2018-03-28 12:44 | 2018-04-20 | TITANIUM POWER INC | Retrofit | Pacoima | Los Angeles | 91331 | Host Customer is System Owner | 6 |  | 30004079 | GREENoneTEC Solarindustrie GmbH | Solpal Plus | Solpal Plus L-GT | Direct Integral Collector Storage (DI) | 25.66 |  | Solpal Plus L |  |  | Solar Storage with Tankless Auxiliary Water Heater | 51 | 1 | 1 | 75 | Z09 | [18 empty] | Los Angeles | FALSE | 37.18 |  | 2011-06-01: 2018-03-22; 2011-08-03: 2018-03-28; 2011-09-20: 2018-04-20 | 2375 | 4759 | Up-front Payment
SCG-011209 | Low Income Single Family Residential | Domestic Hot Water | Gas | Southern California Gas Company | Incentive:Paid | 4723 | 36.9 |  | 1 | 128 |  | 128 |  | 2018-03-30 10:50 | 2018-05-22 | TITANIUM POWER INC | Retrofit | Pacoima | Los Angeles | 91331 | Host Customer is System Owner | 4 |  | 30004079 | GREENoneTEC Solarindustrie GmbH | Solpal Plus | Solpal Plus L-GT | Direct Integral Collector Storage (DI) | 25.66 |  | Solpal Plus L |  |  | Solar Storage with Tankless Auxiliary Water Heater | 51 | 1 | 1 | 55 | Z09 | [18 empty] | Los Angeles | FALSE | 37.18 |  | 2011-06-01: 2018-03-22; 2011-08-03: 2018-03-30; 2011-09-20: 2018-05-22 | 2343 | 4759 | Up-front Payment
SCG-011210 | Low Income Single Family Residential | Domestic Hot Water | Gas | Southern California Gas Company | Incentive:Paid | 4723 | 36.9 |  | 1 | 128 |  | 128 |  | 2018-03-29 12:54 | 2018-05-09 | TITANIUM POWER INC | Retrofit | Arleta | Los Angeles | 91331 | Host Customer is System Owner | 4 |  | 30004079 | GREENoneTEC Solarindustrie GmbH | Solpal Plus | Solpal Plus L-GT | Direct Integral Collector Storage (DI) | 25.66 |  | Solpal Plus L |  |  | Solar Storage with Tankless Auxiliary Water Heater | 51 | 1 | 1 | 55 | Z09 | [18 empty] | Los Angeles | FALSE | 37.18 |  | 2011-06-01: 2018-03-22; 2011-08-03: 2018-03-29; 2011-09-20: 2018-05-09 | 2357 | 4759 | Up-front Payment
SCG-011211 | Low Income Single Family Residential | Domestic Hot Water | Gas | Southern California Gas Company | Incentive:Paid | 4723 | 36.9 |  | 1 | 128 |  | 128 |  | 2018-03-30 10:53 | 2018-05-22 | TITANIUM POWER INC | Retrofit | Arleta | Los Angeles | 91331 | Host Customer is System Owner | 5 |  | 30004079 | GREENoneTEC Solarindustrie GmbH | Solpal Plus | Solpal Plus L-GT | Direct Integral Collector Storage (DI) | 25.66 |  | Solpal Plus L |  |  | Solar Storage with Tankless Auxiliary Water Heater | 51 | 1 | 1 | 65 | Z09 | [18 empty] | Los Angeles | FALSE | 37.18 |  | 2011-06-01: 2018-03-22; 2011-08-03: 2018-03-30; 2011-09-20: 2018-05-22 | 2343 | 4759 | Up-front Payment
SCG-011212 | Low Income Single Family Residential | Domestic Hot Water | Gas | Southern California Gas Company | Incentive:Paid | 4723 | 36.9 |  | 1 | 128 |  | 128 |  | 2018-03-30 10:55 | 2018-06-19 | TITANIUM POWER INC | Retrofit | Pacoima | Los Angeles | 91331 | Host Customer is System Owner | 5 |  | 30004079 | GREENoneTEC Solarindustrie GmbH | Solpal Plus | Solpal Plus L-GT | Direct Integral Collector Storage (DI) | 25.66 |  | Solpal Plus L |  |  | Solar Storage with Tankless Auxiliary Water Heater | 51 | 1 | 1 | 65 | Z09 | [18 empty] | Los Angeles | FALSE | 37.18 |  | 2011-06-01: 2018-03-22; 2011-08-03: 2018-03-30; 2011-09-20: 2018-06-19 | 2314 | 4759 | Up-front Payment
SCG-011213 | Commercial/Multifamily Residential | Domestic Hot Water | Gas | Southern California Gas Company | Incentive:Paid | 31759 | 20.19 |  | 1 | 1573 |  | 1573 |  | 2018-03-22 11:59 | 2018-06-01 | EVOLUTION ENERGY SOLUTIONS L L C | Retrofit | Lynwood | Los Angeles | 90262 | Host Customer is System Owner | [7 empty] | 450.45 | 40.95 |  | Drainback |  | Solar Storage with Tankless Auxiliary Water Heater |  | 1 | 1 | 800 | Z08 | 20 | Units | Apartments/Condos | TRB-40 | 11 | 1 | 800 | 1 | 200 | 2 | 170000 | TRUE | 140 | 140 |  |  |  |  | Lynwood | FALSE | 20.19 |  | 2018-03-22 |  | 2018-03-22 | 2018-06-01 | 2019-06-18 | 2019-06-19 | 1951 | 31759 | Up-front Payment
SCG-011214 | Low Income Single Family Residential | Domestic Hot Water | Gas | Southern California Gas Company | Incentive:Paid | 4723 | 36.9 |  | 1 | 128 |  | 128 |  | 2018-03-29 12:58 | 2018-05-18 | TITANIUM POWER INC | Retrofit | Pacoima | Los Angeles | 91331 | Host Customer is System Owner | 7 |  | 30004079 | GREENoneTEC Solarindustrie GmbH | Solpal Plus | Solpal Plus L-GT | Direct Integral Collector Storage (DI) | 25.66 |  | Solpal Plus L |  |  | Solar Storage with Tankless Auxiliary Water Heater | 51 | 1 | 1 | 85 | Z09 | [18 empty] | Los Angeles | FALSE | 37.18 |  | 2011-06-01: 2018-03-22; 2011-08-03: 2018-03-29; 2011-09-20: 2018-05-18 | 2343 | 4759 | Up-front Payment
SCG-011215 | Commercial/Multifamily Residential | Domestic Hot Water | Gas | Southern California Gas Company | Incentive:Paid | 33152 | 20.19 |  | 1 | 1642 |  | 1642 |  | 2018-03-27 13:06 | 2018-06-01 | EVOLUTION ENERGY SOLUTIONS L L C | Retrofit | Los Angeles | Los Angeles | 90044 | Host Customer is System Owner | [7 empty] | 450.45 | 40.95 |  | Drainback | Drainback (Water) | Solar Storage with Tankless Auxiliary Water Heater |  | 1 | 1 | 880 | Z08 | 22 | Units | Apartments/Condos | TRB-40 | 11 | 1 | 800 | 1 | 100 | 1 | 199999 | TRUE | 140 | 140 |  |  |  |  | County of Los Angeles | FALSE | 20.19 |  | 2018-03-22 |  | 2018-03-27 | 2018-06-01 | 2019-08-12 | 2019-08-13 | 1900 | 33152 | Up-front Payment
SCG-011216 | Commercial/Multifamily Residential | Domestic Hot Water | Gas | Southern California Gas Company | Incentive:Paid | 29518 | 20.19 |  | 1 | 1465 |  | 1465 |  | 2018-03-27 13:04 | 2018-06-01 | EVOLUTION ENERGY SOLUTIONS L L C | Retrofit | Inglewood | Los Angeles | 90302 | Host Customer is System Owner | [7 empty] | 450.45 | 40.95 |  | Drainback | Drainback (Water) | Solar Storage and Auxiliary Tanks are separate |  | 1 | 1 | 672 | Z08 | 16 | Units | Apartments/Condos | TRB-40 | 11 | 1 | 800 | 1 | 100 | 1 | 76000 | TRUE | 140 | 140 |  |  |  |  | Inglewood | FALSE | 20.19 |  | 2018-03-22 |  | 2018-03-27 | 2018-06-01 | 2019-12-18 |  | 1688 | 29578 | Up-front Payment
SCG-011217 | Low Income Single Family Residential | Domestic Hot Water | Gas | Southern California Gas Company | Incentive:Paid | 4723 | 36.9 |  | 1 | 128 |  | 128 |  | 2018-03-28 12:37 | 2018-05-15 | TITANIUM POWER INC | Retrofit | Pacoima | Los Angeles | 91331 | Host Customer is System Owner | 4 |  | 30004079 | GREENoneTEC Solarindustrie GmbH | Solpal Plus | Solpal Plus L-GT | Direct Integral Collector Storage (DI) | 25.66 |  | Solpal Plus L |  |  | Solar Storage with Tankless Auxiliary Water Heater | 51 | 1 | 1 | 55 | Z09 | [18 empty] | Los Angeles | FALSE | 37.18 |  | 2011-06-01: 2018-03-22; 2011-08-03: 2018-03-28; 2011-09-20: 2018-05-15 | 2347 | 4759 | Up-front Payment
SCG-011218 | Low Income Single Family Residential | Domestic Hot Water | Gas | Southern California Gas Company | Incentive:Paid | 4723 | 36.9 |  | 1 | 128 |  | 128 |  | 2018-04-23 14:35 | 2018-06-13 | TITANIUM POWER INC | Retrofit | Arleta | Los Angeles | 91331 | Owner/Tenant | 8 |  | 30004079 | GREENoneTEC Solarindustrie GmbH | Solpal Plus | Solpal Plus L-GT | Direct Integral Collector Storage (DI) | 25.66 |  | Solpal Plus L |  |  | Solar Storage with Tankless Auxiliary Water Heater | 51 | 1 | 1 | 95 | Z09 | [18 empty] | Los Angeles | FALSE | 37.18 |  | 2011-06-01: 2018-03-22; 2011-08-03: 2018-04-23; 2011-09-20: 2018-06-13 | 2325 | 4759 | Up-front Payment
SCG-011219 | Low Income Single Family Residential | Domestic Hot Water | Gas | Southern California Gas Company | Incentive:Paid | 4723 | 36.9 |  | 1 | 128 |  | 128 |  | 2018-03-29 13:01 | 2018-05-01 | TITANIUM POWER INC | Retrofit | Arleta | Los Angeles | 91331 | Host Customer is System Owner | 4 |  | 30004079 | GREENoneTEC Solarindustrie GmbH | Solpal Plus | Solpal Plus L-GT | Direct Integral Collector Storage (DI) | 25.66 |  | Solpal Plus L |  |  | Solar Storage with Tankless Auxiliary Water Heater | 51 | 1 | 1 | 55 | Z09 | [18 empty] | Los Angeles | FALSE | 37.18 |  | 2011-06-01: 2018-03-22; 2011-08-03: 2018-03-29; 2011-09-20: 2018-05-01 | 2363 | 4759 | Up-front Payment
SCG-011220 | Low Income Single Family Residential | Domestic Hot Water | Gas | Southern California Gas Company | Incentive:Paid | 4723 | 36.9 |  | 1 | 128 |  | 128 |  | 2018-03-28 12:34 | 2018-04-20 | TITANIUM POWER INC | Retrofit | Arleta | Los Angeles | 91331 | Host Customer is System Owner | 6 |  | 30004079 | GREENoneTEC Solarindustrie GmbH | Solpal Plus | Solpal Plus L-GT | Direct Integral Collector Storage (DI) | 25.66 |  | Solpal Plus L |  |  | Solar Storage with Tankless Auxiliary Water Heater | 51 | 1 | 1 | 75 | Z09 | [18 empty] | Los Angeles | FALSE | 37.18 |  | 2011-06-01: 2018-03-22; 2011-08-03: 2018-03-28; 2011-09-20: 2018-04-20 | 2375 | 4759 | Up-front Payment
SCG-011221 | Low Income Single Family Residential | Domestic Hot Water | Gas | Southern California Gas Company | Incentive:Paid | 4723 | 36.9 |  | 1 | 128 |  | 128 |  | 2018-03-30 10:58 | 2018-07-05 | TITANIUM POWER INC | Retrofit | Pacoima | Los Angeles | 91331 | Host Customer is System Owner | 5 |  | 30004079 | GREENoneTEC Solarindustrie GmbH | Solpal Plus | Solpal Plus L-GT | Direct Integral Collector Storage (DI) | 25.66 |  | Solpal Plus L |  |  | Solar Storage with Tankless Auxiliary Water Heater | 51 | 1 | 1 | 65 | Z09 | [18 empty] | Los Angeles | FALSE | 37.18 |  | 2011-06-01: 2018-03-22; 2011-08-03: 2018-03-30; 2011-09-20: 2018-07-05 | 2304 | 4759 | Up-front Payment
SCG-011222 | Low Income Single Family Residential | Domestic Hot Water | Gas | Southern California Gas Company | Incentive:Paid | 4723 | 36.9 |  | 1 | 128 |  | 128 |  | 2018-03-29 13:04 | 2018-05-01 | TITANIUM POWER INC | Retrofit | Arleta | Los Angeles | 91331 | Host Customer is System Owner | 5 |  | 30004079 | GREENoneTEC Solarindustrie GmbH | Solpal Plus | Solpal Plus L-GT | Direct Integral Collector Storage (DI) | 25.66 |  | Solpal Plus L |  |  | Solar Storage with Tankless Auxiliary Water Heater | 51 | 1 | 1 | 65 | Z09 | [18 empty] | Los Angeles | FALSE | 37.18 |  | 2011-06-01: 2018-03-22; 2011-08-03: 2018-03-29; 2011-09-20: 2018-05-01 | 2363 | 4759 | Up-front Payment
SCG-011223 | Low Income Single Family Residential | Domestic Hot Water | Gas | Southern California Gas Company | Incentive:Paid | 4723 | 36.9 |  | 1 | 128 |  | 128 |  | 2018-03-29 13:11 | 2018-05-01 | TITANIUM POWER INC | Retrofit | North Hollywood | Los Angeles | 91605 | Host Customer is System Owner | 4 |  | 30004079 | GREENoneTEC Solarindustrie GmbH | Solpal Plus | Solpal Plus L-GT | Direct Integral Collector Storage (DI) | 25.66 |  | Solpal Plus L |  |  | Solar Storage with Tankless Auxiliary Water Heater | 51 | 1 | 1 | 55 | Z09 | [18 empty] | Los Angeles | FALSE | 37.18 |  | 2011-06-01: 2018-03-22; 2011-08-03: 2018-03-29; 2011-09-20: 2018-05-01 | 2363 | 4759 | Up-front Payment
PGE-011224 | Multifamily Residential - Disadvantaged Community | Domestic Hot Water | Gas | Pacific Gas and Electric | Incentive:Canceled | 40885 | 20.19 |  | 1 | 2025 |  | 2025 |  | 2018-08-21 15:58 | 2018-09-14 | AZTEC SOLAR INC | New Construction | Stockton | San Joaquin | 95202 | Host Customer is System Owner | [7 empty] | 723.06 | 40.17 |  | Glycol | Steam Back | Solar Storage and Auxiliary Tanks are separate |  | 1 | 1 | 1938 | Z12 | 51 | Units | Apartments/Condos | 2010115A | 18 | 1 | 1068 | 2 | 260 | 2 | 799998 | TRUE | 130 | 120 |  | Heliodyne - Delta-T Pro Ethernet |  | Heliodyne - Delta-T Pro Ethernet | City of Stockton | FALSE | 67.16 |  | 2018-08-17 | 2018-09-06 | 2018-08-21 | 2018-09-14 | 2019-06-05 |  | 1913 | 136000 | Up-front Payment
SCG-011225 | Single Family Residential - Disadvantaged Community | Domestic Hot Water | Gas | Southern California Gas Company | Incentive:Paid | 3821 | 29.85 |  | 1 | 128 |  | 128 |  | 2018-04-09 14:20 | 2018-04-11 | TITANIUM POWER INC | Retrofit | Arleta | Los Angeles | 91331 | Host Customer is System Owner | 6 |  | 30004079 | GREENoneTEC Solarindustrie GmbH | Solpal Plus | Solpal Plus L-GT | Direct Integral Collector Storage (DI) | 25.66 |  | Solpal Plus L |  |  | Solar Storage with Tankless Auxiliary Water Heater | 51 | 1 | 1 | 75 | Z09 | [18 empty] | Los Angeles | FALSE | 30.15 |  | 2011-06-01: 2018-03-23; 2011-08-03: 2018-04-09; 2011-09-20: 2018-04-11 | 2385 | 3859 | Up-front Payment
SCG-011226 | Single Family Residential | Domestic Hot Water | Gas | Southern California Gas Company | Incentive:Paid | 3821 | 29.85 |  | 1 | 128 |  | 128 |  | 2018-04-09 13:45 | 2018-06-18 | TITANIUM POWER INC | Retrofit | Sylmar | Los Angeles | 91340 | Host Customer is System Owner | 8 |  | 30004079 | GREENoneTEC Solarindustrie GmbH | Solpal Plus | Solpal Plus L-GT | Direct Integral Collector Storage (DI) | 25.66 |  | Solpal Plus L |  |  | Solar Storage with Tankless Auxiliary Water Heater | 51 | 1 | 1 | 95 | Z09 | [18 empty] | Los Angeles | FALSE | 30.15 |  | 2011-06-01: 2018-03-23; 2011-08-03: 2018-04-09; 2011-09-20: 2018-06-18 | 2315 | 3859 | Up-front Payment
SCG-011227 | Single Family Residential - Disadvantaged Community | Domestic Hot Water | Gas | Southern California Gas Company | Incentive:Paid | 3821 | 29.85 |  | 1 | 128 |  | 128 |  | 2018-04-09 13:54 | 2018-06-18 | TITANIUM POWER INC | Retrofit | San Fernando | Los Angeles | 91342 | Host Customer is System Owner | 6 |  | 30004079 | GREENoneTEC Solarindustrie GmbH | Solpal Plus | Solpal Plus L-GT | Direct Integral Collector Storage (DI) | 25.66 |  | Solpal Plus L |  |  | Solar Storage with Tankless Auxiliary Water Heater | 51 | 1 | 1 | 75 | Z09 | [18 empty] | Los Angeles | FALSE | 30.15 |  | 2011-06-01: 2018-03-23; 2011-08-03: 2018-04-09; 2011-09-20: 2018-06-18 | 2315 | 3859 | Up-front Payment
SCG-011228 | Single Family Residential - Disadvantaged Community | Domestic Hot Water | Gas | Southern California Gas Company | Incentive:Paid | 3821 | 29.85 |  | 1 | 128 |  | 128 |  | 2018-04-09 14:34 | 2018-07-02 | TITANIUM POWER INC | Retrofit | Pacoima | Los Angeles | 91331 | Host Customer is System Owner | 7 |  | 30004079 | GREENoneTEC Solarindustrie GmbH | Solpal Plus | Solpal Plus L-GT | Direct Integral Collector Storage (DI) | 25.66 |  | Solpal Plus L |  |  | Solar Storage with Tankless Auxiliary Water Heater | 51 | 1 | 1 | 85 | Z09 | [18 empty] | Los Angeles | FALSE | 30.15 |  | 2011-06-01: 2018-03-23; 2011-08-03: 2018-04-09; 2011-09-20: 2018-07-02 | 2300 | 3859 | Up-front Payment
SCG-011229 | Single Family Residential - Disadvantaged Community | Domestic Hot Water | Gas | Southern California Gas Company | Incentive:Paid | 2597 | 29.85 |  | 1 | 87 |  | 87 |  | 2018-04-25 13:56 | 2018-06-01 | TITANIUM POWER INC | Retrofit | Los Angeles | Los Angeles | 90044 | Host Customer is System Owner | 4 |  | 30004078 | GREENoneTEC Solarindustrie GmbH | Solpal Plus | Solpal Plus L-G | Direct Integral Collector Storage (DI) | 25.66 |  | Solpal Plus L |  |  | Solar Storage and Auxiliary Tanks are separate | 51 | 1 | 1 | 55 | Z08 | [18 empty] | Los Angeles | FALSE | 30.29 |  | 2011-06-01: 2018-03-23; 2011-08-03: 2018-04-25; 2011-09-20: 2018-06-01 | 2280 | 2635 | Up-front Payment
SCG-011230 | Single Family Residential - Disadvantaged Community | Domestic Hot Water | Gas | Southern California Gas Company | Incentive:Paid | 3821 | 29.85 |  | 1 | 128 |  | 128 |  | 2018-03-28 12:50 | 2018-03-30 | TITANIUM POWER INC | Retrofit | Pacoima | Los Angeles | 91331 | Host Customer is System Owner | 7 |  | 30004079 | GREENoneTEC Solarindustrie GmbH | Solpal Plus | Solpal Plus L-GT | Direct Integral Collector Storage (DI) | 25.66 |  | Solpal Plus L |  |  | Solar Storage with Tankless Auxiliary Water Heater | 51 | 1 | 1 | 85 | Z09 | [18 empty] | Los Angeles | FALSE | 30.15 |  | 2011-06-01: 2018-03-23; 2011-08-03: 2018-03-28; 2011-09-20: 2018-03-30 | 2395 | 3859 | Up-front Payment
SCG-011231 | Single Family Residential - Disadvantaged Community | Domestic Hot Water | Gas | Southern California Gas Company | Incentive:Paid | 4179 | 29.85 |  | 1 | 140 |  | 140 |  | 2018-04-09 13:52 | 2018-04-11 | TITANIUM POWER INC | Retrofit | Pacoima | Los Angeles | 91331 | Host Customer is System Owner | 7 |  | 2011141B | Heliodyne, Inc. | HELIOPAK | HPAK 016 1 410 G 80 ACD Z | Indirect Forced Circulation (IF) | 40.17 |  | 410 001 | Glycol | Advanced Controller with a Vacation or Holiday Mode | Solar Storage and Auxiliary Tanks are separate | 80 | 1 | 1 | 85 | Z09 | [18 empty] | Los Angeles | FALSE | 30.31 |  | 2011-06-01: 2018-03-23; 2011-08-03: 2018-04-09; 2011-09-20: 2018-04-11 | 2385 | 4244 | Up-front Payment
SCG-011232 | Single Family Residential - Disadvantaged Community | Domestic Hot Water | Gas | Southern California Gas Company | Incentive:Paid | 3821 | 29.85 |  | 1 | 128 |  | 128 |  | 2018-04-09 14:37 | 2018-04-11 | TITANIUM POWER INC | Retrofit | Sun Valley | Los Angeles | 91352 | Host Customer is System Owner | 5 |  | 30004079 | GREENoneTEC Solarindustrie GmbH | Solpal Plus | Solpal Plus L-GT | Direct Integral Collector Storage (DI) | 25.66 |  | Solpal Plus L |  |  | Solar Storage with Tankless Auxiliary Water Heater | 51 | 1 | 1 | 65 | Z09 | [18 empty] | Los Angeles | FALSE | 30.15 |  | 2011-06-01: 2018-03-23; 2011-08-03: 2018-04-09; 2011-09-20: 2018-04-11 | 2384 | 3859 | Up-front Payment
SCG-011233 | Single Family Residential - Disadvantaged Community | Domestic Hot Water | Gas | Southern California Gas Company | Incentive:Paid | 4179 | 29.85 |  | 1 | 140 |  | 140 |  | 2018-03-28 12:56 | 2018-04-09 | TITANIUM POWER INC | Retrofit | Pacoima | Los Angeles | 91331 | Host Customer is System Owner | 5 |  | 2011141B | Heliodyne, Inc. | HELIOPAK | HPAK 016 1 410 G 80 ACD Z | Indirect Forced Circulation (IF) | 40.17 |  | 410 001 | Glycol | Advanced Controller with a Vacation or Holiday Mode | Solar Storage and Auxiliary Tanks are separate | 80 | 1 | 1 | 65 | Z09 | [18 empty] | Los Angeles | FALSE | 30.31 |  | 2011-06-01: 2018-03-23; 2011-08-03: 2018-03-28; 2011-09-20: 2018-04-09 | 2385 | 4244 | Up-front Payment
SCG-011234 | Single Family Residential - Disadvantaged Community | Domestic Hot Water | Gas | Southern California Gas Company | Incentive:Paid | 4179 | 29.85 |  | 1 | 140 |  | 140 |  | 2018-03-28 12:52 | 2018-03-29 | TITANIUM POWER INC | Retrofit | Pacoima | Los Angeles | 91331 | Host Customer is System Owner | 7 |  | 2011141B | Heliodyne, Inc. | HELIOPAK | HPAK 016 1 410 G 80 ACD Z | Indirect Forced Circulation (IF) | 40.17 |  | 410 001 | Glycol | Advanced Controller with a Vacation or Holiday Mode | Solar Storage and Auxiliary Tanks are separate | 80 | 1 | 1 | 85 | Z09 | [18 empty] | Los Angeles | FALSE | 30.31 |  | 2011-06-01: 2018-03-23; 2011-08-03: 2018-03-28; 2011-09-20: 2018-03-29 | 2395 | 4244 | Up-front Payment
SCG-011235 | Single Family Residential | Domestic Hot Water | Gas | Southern California Gas Company | Incentive:Paid | 3630 | 29.85 |  | 1 | 128 |  | 122 |  | 2018-03-29 13:52 | 2018-04-03 | TITANIUM POWER INC | Retrofit | Pacoima | Los Angeles | 91331 | Host Customer is System Owner | 6 |  | 30004079 | GREENoneTEC Solarindustrie GmbH | Solpal Plus | Solpal Plus L-GT | Direct Integral Collector Storage (DI) | 25.66 |  | Solpal Plus L |  |  | Solar Storage with Tankless Auxiliary Water Heater | 51 | 1 | 0.95 | 75 | Z09 | [18 empty] | Los Angeles | FALSE | 28.98 |  | 2011-06-01: 2018-03-23; 2011-08-03: 2018-03-29; 2011-09-20: 2018-04-03 | 2386 | 3709 | Up-front Payment
SCG-011236 | Single Family Residential - Disadvantaged Community | Domestic Hot Water | Gas | Southern California Gas Company | Incentive:Paid | 3821 | 29.85 |  | 1 | 128 |  | 128 |  | 2018-03-29 12:28 | 2018-04-03 | TITANIUM POWER INC | Retrofit | Pacoima | Los Angeles | 91331 | Host Customer is System Owner | 8 |  | 30004079 | GREENoneTEC Solarindustrie GmbH | Solpal Plus | Solpal Plus L-GT | Direct Integral Collector Storage (DI) | 25.66 |  | Solpal Plus L |  |  | Solar Storage with Tankless Auxiliary Water Heater | 51 | 1 | 1 | 95 | Z09 | [18 empty] | Los Angeles | FALSE | 30.15 |  | 2011-06-01: 2018-03-23; 2011-08-03: 2018-03-29; 2011-09-20: 2018-04-03 | 2386 | 3859 | Up-front Payment
SCG-011237 | Single Family Residential - Disadvantaged Community | Domestic Hot Water | Gas | Southern California Gas Company | Incentive:Paid | 3821 | 29.85 |  | 1 | 128 |  | 128 |  | 2018-03-29 13:51 | 2018-04-03 | TITANIUM POWER INC | Retrofit | Sun Valley | Los Angeles | 91352 | Host Customer is System Owner | 7 |  | 30004079 | GREENoneTEC Solarindustrie GmbH | Solpal Plus | Solpal Plus L-GT | Direct Integral Collector Storage (DI) | 25.66 |  | Solpal Plus L |  |  | Solar Storage with Tankless Auxiliary Water Heater | 51 | 1 | 1 | 85 | Z09 | [18 empty] | Los Angeles | FALSE | 30.15 |  | 2011-06-01: 2018-03-23; 2011-08-03: 2018-03-29; 2011-09-20: 2018-04-03 | 2385 | 3859 | Up-front Payment
SCG-011238 | Single Family Residential - Disadvantaged Community | Domestic Hot Water | Gas | Southern California Gas Company | Incentive:Paid | 3630 | 29.85 |  | 1 | 128 |  | 122 |  | 2018-03-28 12:47 | 2018-03-29 | TITANIUM POWER INC | Retrofit | Sun Valley | Los Angeles | 91352 | Host Customer is System Owner | 9 |  | 30004079 | GREENoneTEC Solarindustrie GmbH | Solpal Plus | Solpal Plus L-GT | Direct Integral Collector Storage (DI) | 25.66 |  | Solpal Plus L |  |  | Solar Storage with Tankless Auxiliary Water Heater | 51 | 1 | 0.95 | 105 | Z09 | [18 empty] | Los Angeles | FALSE | 28.98 |  | 2011-06-01: 2018-03-23; 2011-08-03: 2018-03-28; 2011-09-20: 2018-03-29 | 2395 | 3709 | Up-front Payment
SCG-011239 | Single Family Residential - Disadvantaged Community | Domestic Hot Water | Gas | Southern California Gas Company | Incentive:Paid | 3821 | 29.85 |  | 1 | 128 |  | 128 |  | 2018-03-29 13:54 | 2018-04-03 | TITANIUM POWER INC | Retrofit | Panorama City | Los Angeles | 91402 | Host Customer is System Owner | 5 |  | 30004079 | GREENoneTEC Solarindustrie GmbH | Solpal Plus | Solpal Plus L-GT | Direct Integral Collector Storage (DI) | 25.66 |  | Solpal Plus L |  |  | Solar Storage with Tankless Auxiliary Water Heater | 51 | 1 | 1 | 65 | Z09 | [18 empty] | Los Angeles | FALSE | 30.15 |  | 2011-06-01: 2018-03-23; 2011-08-03: 2018-03-29; 2011-09-20: 2018-04-03 | 2385 | 3859 | Up-front Payment
SCG-011240 | Commercial/Multifamily Residential | Domestic Hot Water | Gas | Southern California Gas Company | Incentive:Paid | 90370 | 20.19 |  | 1 | 4476 |  | 4476 |  | 2018-04-24 11:30 | 2018-06-04 | EVOLUTION ENERGY SOLUTIONS L L C | Retrofit | Los Angeles | Los Angeles | 90057 | Host Customer is System Owner | [7 empty] | 1310.4 | 40.95 |  | Drainback | Drainback (Water) | Solar Storage and Auxiliary Tanks are separate |  | 1 | 1 | 2394 | Z09 | 63 | Units | Apartments/Condos | TRB-40 | 32 | 1 | 2200 | 3 | 200 | 2 | 520000 | TRUE | 140 | 140 |  | SunEarth - SETR A503 TTR U + VFS 10-200 |  | Enovative Group, Inc. - AutoHot DS-100AR | Los Angeles | FALSE | 20.19 |  | 2018-03-26 |  | 2018-04-24 | 2018-06-04 | 2020-03-04 | 2020-03-18 | 1679 | 90370 | Up-front Payment
SCG-011241 | Commercial/Multifamily Residential | Domestic Hot Water | Gas | Southern California Gas Company | Incentive:Paid | 59157 | 20.19 |  | 1 | 2930 |  | 2930 |  | 2018-04-24 11:27 | 2018-06-04 | EVOLUTION ENERGY SOLUTIONS L L C | Retrofit | Los Angeles | Los Angeles | 90057 | Host Customer is System Owner | [7 empty] | 778.05 | 40.95 |  | Drainback |  | Solar Storage and Auxiliary Tanks are separate |  | 1 | 1 | 1640 | Z09 | 41 | Units | Apartments/Condos | TRB-40 | 19 | 1 | 1500 | 1 | 238 | 2 | 399000 | TRUE | 140 | 140 |  | SunEarth - SETR A503 TTR U + VFS 10-200 |  | SunEarth - SETR A503 TTR U + VFS 10-200 | Los Angeles | FALSE | 20.19 |  | 2018-03-26 |  | 2018-04-24 | 2018-06-04 | 2019-11-13 | 2019-11-15 | 1804 | 59157 | Up-front Payment
SCG-011242 | Low Income Single Family Residential | Domestic Hot Water | Gas | Southern California Gas Company | Incentive:Paid | 4723 | 36.9 |  | 1 | 128 |  | 128 |  | 2018-04-09 13:48 | 2018-05-16 | TITANIUM POWER INC | Retrofit | Sun Valley | Los Angeles | 91352 | Host Customer is System Owner | 4 |  | 30004079 | GREENoneTEC Solarindustrie GmbH | Solpal Plus | Solpal Plus L-GT | Direct Integral Collector Storage (DI) | 25.66 |  | Solpal Plus L |  |  | Solar Storage with Tankless Auxiliary Water Heater | 51 | 1 | 1 | 55 | Z09 | [18 empty] | Los Angeles | FALSE | 37.18 |  | 2011-06-01: 2018-03-26; 2011-08-03: 2018-04-09; 2011-09-20: 2018-05-16 | 2347 | 4759 | Up-front Payment
SCG-011243 | Commercial/Multifamily Residential | Domestic Hot Water | Gas | Southern California Gas Company | Incentive:Paid | 31941 | 20.19 |  | 1 | 1582 |  | 1582 |  | 2018-04-24 11:23 | 2018-06-04 | EVOLUTION ENERGY SOLUTIONS L L C | Retrofit | Los Angeles | Los Angeles | 90020 | Host Customer is System Owner | [7 empty] | 450.45 | 40.95 |  | Drainback | Drainback (Water) | Solar Storage and Auxiliary Tanks are separate |  | 1 | 1 | 840 | Z09 | 20 | Units | Apartments/Condos | TRB-40 | 11 | 1 | 800 | 1 | 120 | 1 | 300000 | TRUE | 140 | 140 |  |  |  |  | Los Angeles | FALSE | 20.19 |  | 2018-03-26 |  | 2018-04-24 | 2018-06-04 | 2018-11-20 | 2018-11-21 | 2160 | 31941 | Up-front Payment
SCG-011244 | Single Family Residential | Domestic Hot Water | Gas | Southern California Gas Company | Incentive:Canceled | 3821 | 25.37 |  | 2 | 128 |  | 128 |  |  |  | TITANIUM POWER INC | Retrofit | San Fernando | Los Angeles | 91340 | Host Customer is System Owner | 4 |  | 30004079 | GREENoneTEC Solarindustrie GmbH | Solpal Plus | Solpal Plus L-GT | Direct Integral Collector Storage (DI) | 25.66 |  | Solpal Plus L |  |  | Solar Storage with Tankless Auxiliary Water Heater | 51 | 1 | 1 | 55 | Z09 | [18 empty] | Los Angeles | FALSE | 37.18 |  | 2011-06-01: 2018-03-26; 2011-06-21: 2018-03-28 | 2404 | 4759 | Up-front Payment
SCG-011245 | Commercial/Multifamily Residential | Domestic Hot Water | Gas | Southern California Gas Company | Incentive:Paid | 49688 | 20.19 |  | 1 | 2461 |  | 2461 |  | 2018-04-25 08:25 | 2018-06-04 | EVOLUTION ENERGY SOLUTIONS L L C | Retrofit | Los Angeles | Los Angeles | 90057 | Host Customer is System Owner | [7 empty] | 655.2 | 40.95 |  | Drainback | Drainback (Water) | Solar Storage and Auxiliary Tanks are separate |  | 1 | 1 | 1360 | Z09 | 34 | Units | Apartments/Condos | TRB-40 | 16 | 1 | 1300 | 1 | 200 | 2 | 540000 | TRUE | 140 | 140 |  | SunEarth - SETR A503 TTR U + VFS 10-200 |  | Enovative Group, Inc. - AutoHot DS-100AR | Los Angeles | FALSE | 20.19 |  | 2018-03-26 |  | 2018-04-25 | 2018-06-04 | 2019-11-20 | 2019-11-25 | 1789 | 49688 | Up-front Payment
SCG-011246 | Single Family Residential | Domestic Hot Water | Gas | Southern California Gas Company | Incentive:Canceled | 3821 | 25.37 |  | 2 | 128 |  | 128 |  |  |  | TITANIUM POWER INC | Retrofit | Sun Valley | Los Angeles | 91352 | Host Customer is System Owner | 5 |  | 30004079 | GREENoneTEC Solarindustrie GmbH | Solpal Plus | Solpal Plus L-GT | Direct Integral Collector Storage (DI) | 25.66 |  | Solpal Plus L |  |  | Solar Storage with Tankless Auxiliary Water Heater | 51 | 1 | 1 | 65 | Z09 | [18 empty] | Los Angeles | FALSE | 37.18 |  | 2011-06-01: 2018-03-26; 2011-06-21: 2018-03-28 | 2404 | 4759 | Up-front Payment
SCG-011247 | Single Family Residential | Domestic Hot Water | Gas | Southern California Gas Company | Incentive:Canceled | 3821 | 25.37 |  | 2 | 128 |  | 128 |  |  |  | TITANIUM POWER INC | Retrofit | North Hollywood | Los Angeles | 91605 | Host Customer is System Owner | 4 |  | 30004079 | GREENoneTEC Solarindustrie GmbH | Solpal Plus | Solpal Plus L-GT | Direct Integral Collector Storage (DI) | 25.66 |  | Solpal Plus L |  |  | Solar Storage with Tankless Auxiliary Water Heater | 51 | 1 | 1 | 55 | Z09 | [18 empty] | Los Angeles | FALSE | 37.18 |  | 2011-06-01: 2018-03-26; 2011-06-21: 2018-04-25 | 2376 | 4759 | Up-front Payment
SCG-011248 | Low Income Single Family Residential | Domestic Hot Water | Gas | Southern California Gas Company | Incentive:Paid | 4723 | 36.9 |  | 1 | 128 |  | 128 |  | 2018-04-09 14:05 | 2018-05-16 | TITANIUM POWER INC | Retrofit | Pacoima | Los Angeles | 91331 | Host Customer is System Owner | 4 |  | 30004079 | GREENoneTEC Solarindustrie GmbH | Solpal Plus | Solpal Plus L-GT | Direct Integral Collector Storage (DI) | 25.66 |  | Solpal Plus L |  |  | Solar Storage with Tankless Auxiliary Water Heater | 51 | 1 | 1 | 55 | Z09 | [18 empty] | Los Angeles | FALSE | 37.18 |  | 2011-06-01: 2018-03-27; 2011-08-03: 2018-04-09; 2011-09-20: 2018-05-16 | 2347 | 4759 | Up-front Payment
SCG-011249 | Low Income Single Family Residential | Domestic Hot Water | Gas | Southern California Gas Company | Incentive:Paid | 4723 | 36.9 |  | 1 | 128 |  | 128 |  | 2018-03-29 12:00 | 2018-05-01 | TITANIUM POWER INC | Retrofit | Pacoima | Los Angeles | 91331 | Host Customer is System Owner | 11 |  | 30004079 | GREENoneTEC Solarindustrie GmbH | Solpal Plus | Solpal Plus L-GT | Direct Integral Collector Storage (DI) | 25.66 |  | Solpal Plus L |  |  | Solar Storage with Tankless Auxiliary Water Heater | 51 | 1 | 1 | 125 | Z09 | [18 empty] | Los Angeles | FALSE | 37.18 |  | 2011-06-01: 2018-03-27; 2011-08-03: 2018-03-29; 2011-09-20: 2018-05-01 | 2363 | 4759 | Up-front Payment
SCG-011250 | Low Income Single Family Residential | Domestic Hot Water | Gas | Southern California Gas Company | Incentive:Paid | 3120 | 36.9 |  | 1 | 89 |  | 85 |  | 2018-03-29 11:51 | 2018-05-01 | TITANIUM POWER INC | Retrofit | Los Angeles | Los Angeles | 90031 | Host Customer is System Owner | 4 |  | 30004078 | GREENoneTEC Solarindustrie GmbH | Solpal Plus | Solpal Plus L-G | Direct Integral Collector Storage (DI) | 25.66 |  | Solpal Plus L |  |  | Solar Storage and Auxiliary Tanks are separate | 51 | 1 | 0.95 | 55 | Z09 | [18 empty] | Los Angeles | FALSE | 35.48 |  | 2011-06-01: 2018-03-27; 2011-08-03: 2018-03-29; 2011-09-20: 2018-05-01 | 2363 | 3158 | Up-front Payment
PGE-011251 | Low Income Single Family Residential | Domestic Hot Water | Gas | Pacific Gas and Electric | Incentive:Paid | 4611 | 36.9 |  | 1 | 147 |  | 125 |  | 2019-03-14 15:20 | 2021-06-24 | COMMUNITY RESOURCE PROJECT INC | Retrofit | Carmichael | Sacramento | 95608 | Host Customer is System Owner | 2 |  | 2010017C | Alternate Energy Technologies | EAGLESUN | DBS-G2-80-64 | Indirect Forced Circulation (IF) | 65.34 |  | MSC-32 | Automatic Drainback | Drainback (Water) | Solar Storage and Auxiliary Tanks are separate | 80 | 0.85 | 1 | 35 | Z12 | [18 empty] | County of Sacramento | FALSE | 51.71 |  | 2018-03-27 | 2019-04-08 |  |  | 2019-03-14 | 2021-06-24 | 1214 | 7601.67 | Up-front Payment
SCG-011253 | Commercial/Multifamily Residential | Domestic Hot Water | Gas | Southern California Gas Company | Incentive:Paid | 42540 | 20.19 |  | 1 | 2107 |  | 2107 |  | 2018-03-28 13:46 | 2018-06-01 | EVOLUTION ENERGY SOLUTIONS L L C | Retrofit | Van Nuys | Los Angeles | 91406 | Host Customer is System Owner | [7 empty] | 573.3 | 40.95 |  | Drainback | Drainback (Water) | Solar Storage and Auxiliary Tanks are separate |  | 1 | 1 | 1200 | Z09 | 30 | Units | Apartments/Condos | TRB-40 | 14 | 1 | 1000 | 2 | 200 | 2 | 398000 | TRUE | 140 | 140 |  | SunEarth - SETR A503 TTR U + VFS 10-200 |  | SunEarth - SETR A503 TTR U + VFS 10-200 | Los Angeles | FALSE | 20.19 |  | 2018-03-28 |  | 2018-03-28 | 2018-06-01 | 2018-09-11 | 2018-09-11 | 2230 | 42540 | Up-front Payment
SCG-011254 | Single Family Residential | Domestic Hot Water | Gas | Southern California Gas Company | Incentive:Paid | 4366 | 29.85 |  | 1 | 163 |  | 155 |  | 2018-04-05 06:14 | 2018-04-06 | ALL VALLEY SOLAR INC | Retrofit | Culver City | Culver City | 90232 | Host Customer is System Owner | 6 |  | 2001028H | SunEarth, Inc. | CASCADE | ECRD-64-80-2G | Indirect Forced Circulation (IF) | 65.67 |  | EC-32 / EC-32-0.75 | Automatic Drainback |  | Solar Storage with Tankless Auxiliary Water Heater | 80 | 1 | 0.95 | 75 | Z08 | [18 empty] | Culver City | FALSE | 65.13 |  | 2011-06-01: 2018-03-28; 2011-08-03: 2018-04-05; 2011-09-20: 2018-04-06 | 2386 | 10617 | Up-front Payment
SCG-011255 | Low Income Single Family Residential | Domestic Hot Water | Gas | Southern California Gas Company | Incentive:Paid | 4723 | 36.9 |  | 1 | 128 |  | 128 |  | 2018-04-02 13:17 | 2018-05-11 | TITANIUM POWER INC | Retrofit | Pacoima | Los Angeles | 91331 | Host Customer is System Owner | 4 |  | 30004079 | GREENoneTEC Solarindustrie GmbH | Solpal Plus | Solpal Plus L-GT | Direct Integral Collector Storage (DI) | 25.66 |  | Solpal Plus L |  |  | Solar Storage with Tankless Auxiliary Water Heater | 51 | 1 | 1 | 55 | Z09 | [18 empty] | Los Angeles | FALSE | 37.18 |  | 2011-06-01: 2018-03-29; 2011-08-03: 2018-04-02; 2011-09-20: 2018-05-11 | 2355 | 4759 | Up-front Payment
SCG-011256 | Low Income Single Family Residential | Domestic Hot Water | Gas | Southern California Gas Company | Incentive:Paid | 4723 | 36.9 |  | 1 | 128 |  | 128 |  | 2018-04-10 09:40 | 2018-05-18 | TITANIUM POWER INC | Retrofit | Pacoima | Los Angeles | 91331 | Host Customer is System Owner | 6 |  | 30004079 | GREENoneTEC Solarindustrie GmbH | Solpal Plus | Solpal Plus L-GT | Direct Integral Collector Storage (DI) | 25.66 |  | Solpal Plus L |  |  | Solar Storage with Tankless Auxiliary Water Heater | 51 | 1 | 1 | 75 | Z09 | [18 empty] | Los Angeles | FALSE | 37.18 |  | 2011-06-01: 2018-03-29; 2011-08-03: 2018-04-10; 2011-09-20: 2018-05-18 | 2347 | 4759 | Up-front Payment
SCG-011257 | Low Income Single Family Residential | Domestic Hot Water | Gas | Southern California Gas Company | Incentive:Paid | 4723 | 36.9 |  | 1 | 128 |  | 128 |  | 2018-04-21 08:32 | 2018-05-30 | TITANIUM POWER INC | Retrofit | Pacoima | Los Angeles | 91331 | Owner/Tenant | 4 |  | 30004079 | GREENoneTEC Solarindustrie GmbH | Solpal Plus | Solpal Plus L-GT | Direct Integral Collector Storage (DI) | 25.66 |  | Solpal Plus L |  |  | Solar Storage with Tankless Auxiliary Water Heater | 51 | 1 | 1 | 55 | Z09 | [18 empty] | Los Angeles | FALSE | 37.18 |  | 2011-06-01: 2018-03-29; 2011-08-03: 2018-04-21; 2011-09-20: 2018-05-30 | 2325 | 4759 | Up-front Payment
SCG-011258 | Low Income Single Family Residential | Domestic Hot Water | Gas | Southern California Gas Company | Incentive:Canceled | 4723 | 36.9 |  | 1 | 128 |  | 128 |  | 2018-04-02 13:22 |  | TITANIUM POWER INC | Retrofit | Arleta | Los Angeles | 91331 | Host Customer is System Owner | 7 |  | 30004079 | GREENoneTEC Solarindustrie GmbH | Solpal Plus | Solpal Plus L-GT | Direct Integral Collector Storage (DI) | 25.66 |  | Solpal Plus L |  |  | Solar Storage with Tankless Auxiliary Water Heater | 51 | 1 | 1 | 85 | Z09 | [18 empty] | Los Angeles | FALSE | 37.18 |  | 2011-06-01: 2018-03-29; 2011-06-21: 2018-07-25; 2011-08-03: 2018-04-02 | 2286 | 4759 | Up-front Payment
SCG-011259 | Low Income Single Family Residential | Domestic Hot Water | Gas | Southern California Gas Company | Incentive:Canceled | 4723 | 36.9 |  | 1 | 128 |  | 128 |  | 2018-04-02 13:28 |  | TITANIUM POWER INC | Retrofit | Pacoima | Los Angeles | 91331 | Host Customer is System Owner | 4 |  | 30004079 | GREENoneTEC Solarindustrie GmbH | Solpal Plus | Solpal Plus L-GT | Direct Integral Collector Storage (DI) | 25.66 |  | Solpal Plus L |  |  | Solar Storage with Tankless Auxiliary Water Heater | 51 | 1 | 1 | 55 | Z09 | [18 empty] | Los Angeles | FALSE | 37.18 |  | 2011-06-01: 2018-03-29; 2011-06-21: 2018-07-25; 2011-08-03: 2018-04-02 | 2286 | 4759 | Up-front Payment
SCG-011260 | Low Income Single Family Residential | Domestic Hot Water | Gas | Southern California Gas Company | Incentive:Paid | 4723 | 36.9 |  | 1 | 128 |  | 128 |  | 2018-04-02 13:31 | 2018-05-16 | TITANIUM POWER INC | Retrofit | North Hollywood | Los Angeles | 91605 | Host Customer is System Owner | 4 |  | 30004079 | GREENoneTEC Solarindustrie GmbH | Solpal Plus | Solpal Plus L-GT | Direct Integral Collector Storage (DI) | 25.66 |  | Solpal Plus L |  |  | Solar Storage with Tankless Auxiliary Water Heater | 51 | 1 | 1 | 55 | Z09 | [18 empty] | Los Angeles | FALSE | 37.18 |  | 2011-06-01: 2018-03-29; 2011-08-03: 2018-04-02; 2011-09-20: 2018-05-16 | 2347 | 4759 | Up-front Payment
SCG-011261 | Low Income Single Family Residential | Domestic Hot Water | Gas | Southern California Gas Company | Incentive:Canceled | 4723 | 36.9 |  | 1 | 128 |  | 128 |  | 2018-04-21 08:52 |  | TITANIUM POWER INC | Retrofit | Pacoima | Los Angeles | 91331 | Host Customer is System Owner | 5 |  | 30004079 | GREENoneTEC Solarindustrie GmbH | Solpal Plus | Solpal Plus L-GT | Direct Integral Collector Storage (DI) | 25.66 |  | Solpal Plus L |  |  | Solar Storage with Tankless Auxiliary Water Heater | 51 | 1 | 1 | 65 | Z09 | [18 empty] | Los Angeles | FALSE | 37.18 |  | 2011-06-01: 2018-03-29; 2011-06-21: 2018-07-25; 2011-08-03: 2018-04-21 | 2286 | 4759 | Up-front Payment
SCG-011262 | Low Income Single Family Residential | Domestic Hot Water | Gas | Southern California Gas Company | Incentive:Paid | 4723 | 36.9 |  | 1 | 128 |  | 128 |  | 2018-04-02 14:55 | 2018-05-07 | TITANIUM POWER INC | Retrofit | Sun Valley | Los Angeles | 91352 | Host Customer is System Owner | 4 |  | 30004079 | GREENoneTEC Solarindustrie GmbH | Solpal Plus | Solpal Plus L-GT | Direct Integral Collector Storage (DI) | 25.66 |  | Solpal Plus L |  |  | Solar Storage with Tankless Auxiliary Water Heater | 51 | 1 | 1 | 55 | Z09 | [18 empty] | Los Angeles | FALSE | 37.18 |  | 2011-06-01: 2018-03-29; 2011-08-03: 2018-04-02; 2011-09-20: 2018-05-07 | 2362 | 4759 | Up-front Payment
SCG-011263 | Low Income Single Family Residential | Domestic Hot Water | Gas | Southern California Gas Company | Incentive:Paid | 4723 | 36.9 |  | 1 | 128 |  | 128 |  | 2018-04-02 13:37 | 2018-05-03 | TITANIUM POWER INC | Retrofit | Pacoima | Los Angeles | 91331 | Host Customer is System Owner | 5 |  | 30004079 | GREENoneTEC Solarindustrie GmbH | Solpal Plus | Solpal Plus L-GT | Direct Integral Collector Storage (DI) | 25.66 |  | Solpal Plus L |  |  | Solar Storage with Tankless Auxiliary Water Heater | 51 | 1 | 1 | 65 | Z09 | [18 empty] | Los Angeles | FALSE | 37.18 |  | 2011-06-01: 2018-03-29; 2011-08-03: 2018-04-02; 2011-09-20: 2018-05-03 | 2362 | 4759 | Up-front Payment
SCG-011264 | Low Income Single Family Residential | Domestic Hot Water | Gas | Southern California Gas Company | Incentive:Paid | 4723 | 36.9 |  | 1 | 128 |  | 128 |  | 2018-04-09 14:48 | 2018-05-29 | TITANIUM POWER INC | Retrofit | North Hollywood | Los Angeles | 91606 | Host Customer is System Owner | 4 |  | 30004079 | GREENoneTEC Solarindustrie GmbH | Solpal Plus | Solpal Plus L-GT | Direct Integral Collector Storage (DI) | 25.66 |  | Solpal Plus L |  |  | Solar Storage with Tankless Auxiliary Water Heater | 51 | 1 | 1 | 55 | Z09 | [18 empty] | Los Angeles | FALSE | 37.18 |  | 2011-06-01: 2018-03-29; 2011-08-03: 2018-04-09; 2011-09-20: 2018-05-29 | 2333 | 4759 | Up-front Payment
SCG-011265 | Low Income Single Family Residential | Domestic Hot Water | Gas | Southern California Gas Company | Incentive:Paid | 4723 | 36.9 |  | 1 | 128 |  | 128 |  | 2018-04-02 13:58 | 2018-05-03 | TITANIUM POWER INC | Retrofit | San Fernando | Los Angeles | 91340 | Host Customer is System Owner | 4 |  | 30004079 | GREENoneTEC Solarindustrie GmbH | Solpal Plus | Solpal Plus L-GT | Direct Integral Collector Storage (DI) | 25.66 |  | Solpal Plus L |  |  | Solar Storage with Tankless Auxiliary Water Heater | 51 | 1 | 1 | 55 | Z09 | [18 empty] | Los Angeles | FALSE | 37.18 |  | 2011-06-01: 2018-03-29; 2011-08-03: 2018-04-02; 2011-09-20: 2018-05-03 | 2364 | 4759 | Up-front Payment
SCG-011266 | Low Income Single Family Residential | Domestic Hot Water | Gas | Southern California Gas Company | Incentive:Paid | 4723 | 36.9 |  | 1 | 128 |  | 128 |  | 2018-04-02 14:01 | 2018-05-02 | TITANIUM POWER INC | Retrofit | Sun Valley | Los Angeles | 91352 | Host Customer is System Owner | 5 |  | 30004079 | GREENoneTEC Solarindustrie GmbH | Solpal Plus | Solpal Plus L-GT | Direct Integral Collector Storage (DI) | 25.66 |  | Solpal Plus L |  |  | Solar Storage with Tankless Auxiliary Water Heater | 51 | 1 | 1 | 65 | Z09 | [18 empty] | Los Angeles | FALSE | 37.18 |  | 2011-06-01: 2018-03-29; 2011-08-03: 2018-04-02; 2011-09-20: 2018-05-02 | 2362 | 4759 | Up-front Payment
SCG-011268 | Single Family Residential | Domestic Hot Water | Gas | Southern California Gas Company | Incentive:Paid | 4315 | 29.85 |  | 1 | 146 |  | 145 |  | 2018-05-17 11:50 | 2018-06-04 | SOL RELIABLE INC | Retrofit | Lancaster | Los Angeles | 93534 | Host Customer is System Owner | 3 |  | 2011141B | Heliodyne, Inc. | HELIOPAK | HPAK 016 1 410 G 80 ACD Z | Indirect Forced Circulation (IF) | 40.17 |  | 410 001 | Forced Circulation |  | Solar Storage with Tankless Auxiliary Water Heater | 80 | 0.99 | 1 | 45 | Z14 | [18 empty] | City of Lancaster | FALSE | 69.65 |  | 2011-06-01: 2018-03-29; 2011-08-03: 2018-05-17; 2011-09-20: 2018-06-04 | 2334 | 10169 | Up-front Payment
SCG-011269 | Low Income Single Family Residential | Domestic Hot Water | Gas | Southern California Gas Company | Incentive:Paid | 4723 | 36.9 |  | 1 | 128 |  | 128 |  | 2018-04-02 14:09 | 2018-05-14 | TITANIUM POWER INC | Retrofit | North Hollywood | Los Angeles | 91605 | Host Customer is System Owner | 5 |  | 30004079 | GREENoneTEC Solarindustrie GmbH | Solpal Plus | Solpal Plus L-GT | Direct Integral Collector Storage (DI) | 25.66 |  | Solpal Plus L |  |  | Solar Storage with Tankless Auxiliary Water Heater | 51 | 1 | 1 | 65 | Z09 | [18 empty] | Los Angeles | FALSE | 37.18 |  | 2011-06-01: 2018-03-29; 2011-08-03: 2018-04-02; 2011-09-20: 2018-05-14 | 2353 | 4759 | Up-front Payment
SCG-011270 | Low Income Single Family Residential | Domestic Hot Water | Gas | Southern California Gas Company | Incentive:Paid | 4723 | 36.9 |  | 1 | 128 |  | 128 |  | 2018-04-10 11:22 | 2018-05-21 | TITANIUM POWER INC | Retrofit | Owner | North Hollywood | 91605 | Host Customer is System Owner | 4 |  | 30004079 | GREENoneTEC Solarindustrie GmbH | Solpal Plus | Solpal Plus L-GT | Direct Integral Collector Storage (DI) | 25.66 |  | Solpal Plus L |  |  | Solar Storage with Tankless Auxiliary Water Heater | 51 | 1 | 1 | 55 | Z09 | [18 empty] | Los Angeles | FALSE | 37.18 |  | 2011-06-01: 2018-03-29; 2011-08-03: 2018-04-10; 2011-09-20: 2018-05-21 | 2348 | 4759 | Up-front Payment
SCG-011271 | Low Income Single Family Residential | Domestic Hot Water | Gas | Southern California Gas Company | Incentive:Paid | 4723 | 36.9 |  | 1 | 128 |  | 128 |  | 2018-04-09 14:45 | 2018-05-16 | TITANIUM POWER INC | Retrofit | Pacoima | Los Angeles | 91331 | Host Customer is System Owner | 6 |  | 30004079 | GREENoneTEC Solarindustrie GmbH | Solpal Plus | Solpal Plus L-GT | Direct Integral Collector Storage (DI) | 25.66 |  | Solpal Plus L |  |  | Solar Storage with Tankless Auxiliary Water Heater | 51 | 1 | 1 | 75 | Z09 | [18 empty] | Los Angeles | FALSE | 37.18 |  | 2011-06-01: 2018-03-29; 2011-08-03: 2018-04-09; 2011-09-20: 2018-05-16 | 2350 | 4759 | Up-front Payment
SCG-011272 | Low Income Single Family Residential | Domestic Hot Water | Gas | Southern California Gas Company | Incentive:Paid | 4723 | 36.9 |  | 1 | 128 |  | 128 |  | 2018-04-02 14:52 | 2018-05-02 | TITANIUM POWER INC | Retrofit | Pacoima | Los Angeles | 91331 | Host Customer is System Owner | 5 |  | 30004079 | GREENoneTEC Solarindustrie GmbH | Solpal Plus | Solpal Plus L-GT | Direct Integral Collector Storage (DI) | 25.66 |  | Solpal Plus L |  |  | Solar Storage with Tankless Auxiliary Water Heater | 51 | 1 | 1 | 65 | Z09 | [18 empty] | Los Angeles | FALSE | 37.18 |  | 2011-06-01: 2018-03-29; 2011-08-03: 2018-04-02; 2011-09-20: 2018-05-02 | 2362 | 4759 | Up-front Payment
SCG-011273 | Commercial Pools | Pool Heating | Gas | Southern California Gas Company | Incentive:Paid | 11755 | 5 |  | 1 | 2351 |  | 2351 |  | 2018-05-24 14:08 | 2018-05-30 | ADVANCED CONSERVATION SYSTEMS INC | Retrofit | Acton | Los Angeles | 93510 | Host Customer is System Owner | [7 empty] | 1504.5 | 50.15 |  | Drainback |  |  |  | 1 | 1 |  | Z14 |  |  |  | 10001884 | 30 | 12 | [5 empty] | FALSE |  |  |  | SunEarth - SETR0603mcU + VFS 20-400 |  | SunEarth - SETR0603mcU + VFS 20-400 | County of Los Angeles | FALSE | 14.37 |  | 2018-03-29 |  | 2018-05-24 | 2018-05-30 | 2018-05-31 | 2018-06-21 | 2314 | 33782 | Up-front Payment
SCG-011274 | Low Income Single Family Residential | Domestic Hot Water | Gas | Southern California Gas Company | Incentive:Paid | 4723 | 36.9 |  | 1 | 128 |  | 128 |  | 2018-04-02 15:03 | 2018-05-02 | TITANIUM POWER INC | Retrofit | Pacoima | Los Angeles | 91331 | Host Customer is System Owner | 8 |  | 30004079 | GREENoneTEC Solarindustrie GmbH | Solpal Plus | Solpal Plus L-GT | Direct Integral Collector Storage (DI) | 25.66 |  | Solpal Plus L |  |  | Solar Storage with Tankless Auxiliary Water Heater | 51 | 1 | 1 | 95 | Z09 | [18 empty] | Los Angeles | FALSE | 37.18 |  | 2011-06-01: 2018-03-29; 2011-08-03: 2018-04-02; 2011-09-20: 2018-05-02 | 2364 | 4759 | Up-front Payment
SCG-011275 | Low Income Single Family Residential | Domestic Hot Water | Gas | Southern California Gas Company | Incentive:Canceled | 4723 | 36.9 |  | 1 | 128 |  | 128 |  | 2018-04-02 14:26 |  | TITANIUM POWER INC | Retrofit | Arleta | Los Angeles | 91331 | Host Customer is System Owner | 5 |  | 30004079 | GREENoneTEC Solarindustrie GmbH | Solpal Plus | Solpal Plus L-GT | Direct Integral Collector Storage (DI) | 25.66 |  | Solpal Plus L |  |  | Solar Storage with Tankless Auxiliary Water Heater | 51 | 1 | 1 | 65 | Z09 | [18 empty] | Los Angeles | FALSE | 37.18 |  | 2011-06-01: 2018-03-29; 2011-06-21: 2018-08-03; 2011-08-03: 2018-04-02 | 2276 | 4759 | Up-front Payment
SCG-011277 | Low Income Single Family Residential | Domestic Hot Water | Gas | Southern California Gas Company | Incentive:Paid | 4723 | 36.9 |  | 1 | 128 |  | 128 |  | 2018-04-02 14:57 | 2018-05-30 | TITANIUM POWER INC | Retrofit | Pacoima | Los Angeles | 91331 | Host Customer is System Owner | 4 |  | 30004079 | GREENoneTEC Solarindustrie GmbH | Solpal Plus | Solpal Plus L-GT | Direct Integral Collector Storage (DI) | 25.66 |  | Solpal Plus L |  |  | Solar Storage with Tankless Auxiliary Water Heater | 51 | 1 | 1 | 55 | Z09 | [18 empty] | Los Angeles | FALSE | 37.18 |  | 2011-06-01: 2018-03-29; 2011-08-03: 2018-04-02; 2011-09-20: 2018-05-30 | 2335 | 4759 | Up-front Payment
SCG-011278 | Low Income Single Family Residential | Domestic Hot Water | Gas | Southern California Gas Company | Incentive:Paid | 4723 | 36.9 |  | 1 | 128 |  | 128 |  | 2018-04-09 14:40 | 2018-05-14 | TITANIUM POWER INC | Retrofit | Pacoima | Los Angeles | 91331 | Host Customer is System Owner | 6 |  | 30004079 | GREENoneTEC Solarindustrie GmbH | Solpal Plus | Solpal Plus L-GT | Direct Integral Collector Storage (DI) | 25.66 |  | Solpal Plus L |  |  | Solar Storage with Tankless Auxiliary Water Heater | 51 | 1 | 1 | 75 | Z09 | [18 empty] | Los Angeles | FALSE | 37.18 |  | 2011-06-01: 2018-03-29; 2011-08-03: 2018-04-09; 2011-09-20: 2018-05-14 | 2353 | 4759 | Up-front Payment
SCG-011279 | Low Income Single Family Residential | Domestic Hot Water | Gas | Southern California Gas Company | Incentive:Paid | 4723 | 36.9 |  | 1 | 128 |  | 128 |  | 2018-04-02 15:03 | 2018-05-14 | TITANIUM POWER INC | Retrofit | Pacoima | Los Angeles | 91331 | Host Customer is System Owner | 6 |  | 30004079 | GREENoneTEC Solarindustrie GmbH | Solpal Plus | Solpal Plus L-GT | Direct Integral Collector Storage (DI) | 25.66 |  | Solpal Plus L |  |  | Solar Storage with Tankless Auxiliary Water Heater | 51 | 1 | 1 | 75 | Z09 | [18 empty] | Los Angeles | FALSE | 37.18 |  | 2011-06-01: 2018-03-29; 2011-08-03: 2018-04-02; 2011-09-20: 2018-05-14 | 2353 | 4759 | Up-front Payment
SCG-011280 | Low Income Single Family Residential | Domestic Hot Water | Gas | Southern California Gas Company | Incentive:Paid | 4723 | 36.9 |  | 1 | 128 |  | 128 |  | 2018-04-02 15:02 | 2018-05-30 | TITANIUM POWER INC | Retrofit | Pacoima | Los Angeles | 91331 | Host Customer is System Owner | 6 |  | 30004079 | GREENoneTEC Solarindustrie GmbH | Solpal Plus | Solpal Plus L-GT | Direct Integral Collector Storage (DI) | 25.66 |  | Solpal Plus L |  |  | Solar Storage with Tankless Auxiliary Water Heater | 51 | 1 | 1 | 75 | Z09 | [18 empty] | Los Angeles | FALSE | 37.18 |  | 2011-06-01: 2018-03-29; 2011-08-03: 2018-04-02; 2011-09-20: 2018-05-30 | 2335 | 4759 | Up-front Payment
SCG-011281 | Low Income Single Family Residential | Domestic Hot Water | Gas | Southern California Gas Company | Incentive:Paid | 4723 | 36.9 |  | 1 | 128 |  | 128 |  | 2018-04-02 15:00 | 2018-05-30 | TITANIUM POWER INC | Retrofit | Pacoima | Los Angeles | 91331 | Host Customer is System Owner | 7 |  | 30004079 | GREENoneTEC Solarindustrie GmbH | Solpal Plus | Solpal Plus L-GT | Direct Integral Collector Storage (DI) | 25.66 |  | Solpal Plus L |  |  | Solar Storage with Tankless Auxiliary Water Heater | 51 | 1 | 1 | 85 | Z09 | [18 empty] | Los Angeles | FALSE | 37.18 |  | 2011-06-01: 2018-03-29; 2011-08-03: 2018-04-02; 2011-09-20: 2018-05-30 | 2335 | 4759 | Up-front Payment
SCG-011283 | Low Income Single Family Residential | Domestic Hot Water | Gas | Southern California Gas Company | Incentive:Paid | 4723 | 36.9 |  | 1 | 128 |  | 128 |  | 2018-04-02 14:49 | 2018-05-29 | TITANIUM POWER INC | Retrofit | Sun Valley | Los Angeles | 91352 | Host Customer is System Owner | 5 |  | 30004079 | GREENoneTEC Solarindustrie GmbH | Solpal Plus | Solpal Plus L-GT | Direct Integral Collector Storage (DI) | 25.66 |  | Solpal Plus L |  |  | Solar Storage with Tankless Auxiliary Water Heater | 51 | 1 | 1 | 65 | Z09 | [18 empty] | Los Angeles | FALSE | 37.18 |  | 2011-06-01: 2018-03-29; 2011-08-03: 2018-04-02; 2011-09-20: 2018-05-29 | 2335 | 4759 | Up-front Payment
SCG-011284 | Low Income Single Family Residential | Domestic Hot Water | Gas | Southern California Gas Company | Incentive:Paid | 4723 | 36.9 |  | 1 | 128 |  | 128 |  | 2018-04-02 14:29 | 2018-05-29 | TITANIUM POWER INC | Retrofit | Pacoima | Los Angeles | 91331 | Host Customer is System Owner | 7 |  | 30004079 | GREENoneTEC Solarindustrie GmbH | Solpal Plus | Solpal Plus L-GT | Direct Integral Collector Storage (DI) | 25.66 |  | Solpal Plus L |  |  | Solar Storage with Tankless Auxiliary Water Heater | 51 | 1 | 1 | 85 | Z09 | [18 empty] | Los Angeles | FALSE | 37.18 |  | 2011-06-01: 2018-03-29; 2011-08-03: 2018-04-02; 2011-09-20: 2018-05-29 | 2335 | 4759 | Up-front Payment
SCG-011285 | Low Income Single Family Residential | Domestic Hot Water | Gas | Southern California Gas Company | Incentive:Paid | 4723 | 36.9 |  | 1 | 128 |  | 128 |  | 2018-04-02 14:32 | 2018-05-24 | TITANIUM POWER INC | Retrofit | Pacoima | Los Angeles | 91331 | Host Customer is System Owner | 4 |  | 30004079 | GREENoneTEC Solarindustrie GmbH | Solpal Plus | Solpal Plus L-GT | Direct Integral Collector Storage (DI) | 25.66 |  | Solpal Plus L |  |  | Solar Storage with Tankless Auxiliary Water Heater | 51 | 1 | 1 | 55 | Z09 | [18 empty] | Los Angeles | FALSE | 37.18 |  | 2011-06-01: 2018-03-29; 2011-08-03: 2018-04-02; 2011-09-20: 2018-05-24 | 2342 | 4759 | Up-front Payment
SCG-011286 | Low Income Single Family Residential | Domestic Hot Water | Gas | Southern California Gas Company | Incentive:Paid | 4723 | 36.9 |  | 1 | 128 |  | 128 |  | 2018-04-02 14:46 | 2018-05-14 | TITANIUM POWER INC | Retrofit | Pacoima | Los Angeles | 91331 | Host Customer is System Owner | 6 |  | 30004079 | GREENoneTEC Solarindustrie GmbH | Solpal Plus | Solpal Plus L-GT | Direct Integral Collector Storage (DI) | 25.66 |  | Solpal Plus L |  |  | Solar Storage with Tankless Auxiliary Water Heater | 51 | 1 | 1 | 75 | Z09 | [18 empty] | Los Angeles | FALSE | 37.18 |  | 2011-06-01: 2018-03-29; 2011-08-03: 2018-04-02; 2011-09-20: 2018-05-14 | 2355 | 4759 | Up-front Payment
SCG-011287 | Low Income Single Family Residential | Domestic Hot Water | Gas | Southern California Gas Company | Incentive:Paid | 4723 | 36.9 |  | 1 | 128 |  | 128 |  | 2018-04-02 15:06 | 2018-06-18 | TITANIUM POWER INC | Retrofit | Pacoima | Los Angeles | 91331 | Host Customer is System Owner | 4 |  | 30004079 | GREENoneTEC Solarindustrie GmbH | Solpal Plus | Solpal Plus L-GT | Direct Integral Collector Storage (DI) | 25.66 |  | Solpal Plus L |  |  | Solar Storage with Tankless Auxiliary Water Heater | 51 | 1 | 1 | 55 | Z09 | [18 empty] | Los Angeles | FALSE | 37.18 |  | 2011-06-01: 2018-03-29; 2011-08-03: 2018-04-02; 2011-09-20: 2018-06-18 | 2316 | 4759 | Up-front Payment
PGE-011288 | Commercial/Multifamily Residential | Domestic Hot Water | Gas | Pacific Gas and Electric | Incentive:Paid | 6510 | 20.19 |  | 1 | 329 |  | 322 |  | 2018-05-04 16:41 | 2018-05-14 | LUMINALT ENERGY CORPORATION | Retrofit | Gilroy | Santa Clara | 95020 | Host Customer is System Owner | [7 empty] | 80.34 | 40.17 |  | Glycol | Pressure Stagnation Protection (PSP) | Solar Storage and Auxiliary Tanks are separate |  | 0.98 | 1 | 313.5 | Z04 | 285 | Pounds of Laundry | Coin-op Laundries | 2010115A | 2 | 1 | 119 | 1 | 75 | 1 | 75100 | FALSE | 120 | 120 |  |  |  |  | City of Gilroy | FALSE | 39.51 |  | 2018-03-29 | 2018-05-11 | 2018-05-04 | 2018-05-14 | 2018-06-06 | 2018-06-08 | 2327 | 13000 | Up-front Payment
PGE-011289 | Single Family Residential | Domestic Hot Water | Gas | Pacific Gas and Electric | Incentive:Paid | 3045 | 29.85 |  | 1 | 102 |  | 102 |  | 2018-04-06 15:51 | 2018-05-16 | ACR SOLAR INTERNATIONAL CORP | Retrofit | Elk Grove | Elk Grove | 95758 | Host Customer is System Owner | 4 |  | 2005006H | Butler Sun Solutions, Inc. | SOLAR BUTLER | BSS-PV1-50GC | Indirect Forced Circulation (IF) | 40.64 |  | 20-01 | Glycol | Heat Dump Radiator | Solar and Auxiliary Storage are the same Tank | 50 | 1 | 1 | 55 | Z12 | [18 empty] | Elk Grove County | FALSE | 72.55 |  | 2018-03-29 | 2018-04-11 |  |  | 2018-04-06 | 2018-05-16 | 2334 | 7400 | Up-front Payment
SCG-011290 | Low Income Single Family Residential | Domestic Hot Water | Gas | Southern California Gas Company | Incentive:Paid | 4723 | 36.9 |  | 1 | 128 |  | 128 |  | 2018-04-20 12:54 | 2018-05-29 | TITANIUM POWER INC | Retrofit | Arleta | Los Angeles | 91331 | Host Customer is System Owner | 4 |  | 30004079 | GREENoneTEC Solarindustrie GmbH | Solpal Plus | Solpal Plus L-GT | Direct Integral Collector Storage (DI) | 25.66 |  | Solpal Plus L |  |  | Solar Storage with Tankless Auxiliary Water Heater | 51 | 1 | 1 | 55 | Z09 | [18 empty] | Los Angeles | FALSE | 37.18 |  | 2011-06-01: 2018-03-30; 2011-08-03: 2018-04-20; 2011-09-20: 2018-05-29 | 2339 | 4759 | Up-front Payment
SCG-011291 | Low Income Single Family Residential | Domestic Hot Water | Gas | Southern California Gas Company | Incentive:Paid | 4723 | 36.9 |  | 1 | 128 |  | 128 |  | 2018-04-02 14:38 | 2018-05-11 | TITANIUM POWER INC | Retrofit | Pacoima | Los Angeles | 91331 | Host Customer is System Owner | 8 |  | 30004079 | GREENoneTEC Solarindustrie GmbH | Solpal Plus | Solpal Plus L-GT | Direct Integral Collector Storage (DI) | 25.66 |  | Solpal Plus L |  |  | Solar Storage with Tankless Auxiliary Water Heater | 51 | 1 | 1 | 95 | Z09 | [18 empty] | Los Angeles | FALSE | 37.18 |  | 2011-06-01: 2018-03-30; 2011-08-03: 2018-04-02; 2011-09-20: 2018-05-11 | 2355 | 4759 | Up-front Payment
SCG-011292 | Low Income Single Family Residential | Domestic Hot Water | Gas | Southern California Gas Company | Incentive:Paid | 4723 | 36.9 |  | 1 | 128 |  | 128 |  | 2018-04-21 08:54 | 2018-05-30 | TITANIUM POWER INC | Retrofit | Pacoima | Los Angeles | 91331 | Host Customer is System Owner | 6 |  | 30004079 | GREENoneTEC Solarindustrie GmbH | Solpal Plus | Solpal Plus L-GT | Direct Integral Collector Storage (DI) | 25.66 |  | Solpal Plus L |  |  | Solar Storage with Tankless Auxiliary Water Heater | 51 | 1 | 1 | 75 | Z09 | [18 empty] | Los Angeles | FALSE | 37.18 |  | 2011-06-01: 2018-03-30; 2011-08-03: 2018-04-21; 2011-09-20: 2018-05-30 | 2339 | 4759 | Up-front Payment
PGE-011293 | Low Income Single Family Residential | Domestic Hot Water | Gas | Pacific Gas and Electric | Incentive:Paid | 4300 | 36.9 |  | 1 | 149 |  | 119 |  | 2018-04-09 10:36 | 2018-06-20 | SUNDOWNER INSULATION COMPANY INC | Retrofit | Fresno | Fresno | 93702 | Host Customer is System Owner | 4 |  | 2010017C | Alternate Energy Technologies | EAGLESUN | DBS-G2-80-64 | Indirect Forced Circulation (IF) | 65.34 |  | MSC-32 | Automatic Drainback |  | Solar Storage and Auxiliary Tanks are separate | 80 | 0.94 | 0.85 | 55 | Z13 | [18 empty] | City of Fresno | FALSE | 53.69 |  | 2011-06-01: 2018-03-30; 2011-08-03: 2018-04-09; 2011-09-20: 2018-06-20 | 2312 | 8000 | Up-front Payment
PGE-011294 | Low Income Single Family Residential | Domestic Hot Water | Gas | Pacific Gas and Electric | Incentive:Paid | 4300 | 36.9 |  | 1 | 149 |  | 136 |  | 2018-04-09 10:45 | 2018-05-04 | SUNDOWNER INSULATION COMPANY INC | Retrofit | Fresno | Fresno | 93727 | Owner/Tenant | 6 |  | 2010017C | Alternate Energy Technologies | EAGLESUN | DBS-G2-80-64 | Indirect Forced Circulation (IF) | 65.34 |  | MSC-32 | Automatic Drainback |  | Solar Storage and Auxiliary Tanks are separate | 80 | 0.96 | 0.95 | 75 | Z13 | [18 empty] | City of Fresno | FALSE | 53.69 |  | 2018-03-30 | 2018-04-18 |  |  | 2018-04-09 | 2018-05-04 | 2349 | 8000 | Up-front Payment
SCG-011295 | Single Family Residential | Domestic Hot Water | Gas | Southern California Gas Company | Incentive:Paid | 2642 | 29.85 |  | 1 | 118 |  | 88 |  | 2018-06-01 04:25 | 2018-06-11 | INTELLIGENT GREEN SOLUTIONS CA | Retrofit | Cutler | Tulare | 93615 | Host Customer is System Owner | 4 |  | 30004236 | SunMaxx Solar LLC | ThermoPower | VTS30-HP-G | Indirect Thermosyphon (IT) | 47.9 |  | ThermoPower-VTS-HP30 | Automatic Drainback |  | Solar Storage and Auxiliary Tanks are separate | 79 | 1 | 0.75 | 55 | Z13 | [18 empty] | Tulare | FALSE | 52.88 |  | 2011-06-01: 2018-03-30; 2011-08-03: 2018-06-01; 2011-09-20: 2018-06-11 | 2327 | 6240 | Up-front Payment
SCG-011296 | Low Income Single Family Residential | Domestic Hot Water | Gas | Southern California Gas Company | Incentive:Paid | 4723 | 36.9 |  | 1 | 128 |  | 128 |  | 2018-04-02 12:54 | 2018-05-15 | TITANIUM POWER INC | Retrofit | Pacoima | Los Angeles | 91331 | Host Customer is System Owner | 8 |  | 30004079 | GREENoneTEC Solarindustrie GmbH | Solpal Plus | Solpal Plus L-GT | Direct Integral Collector Storage (DI) | 25.66 |  | Solpal Plus L |  |  | Solar Storage with Tankless Auxiliary Water Heater | 51 | 1 | 1 | 95 | Z09 | [18 empty] | Los Angeles | FALSE | 37.18 |  | 2011-06-01: 2018-03-30; 2011-08-03: 2018-04-02; 2011-09-20: 2018-05-15 | 2347 | 4759 | Up-front Payment
SCG-011297 | Low Income Single Family Residential | Domestic Hot Water | Gas | Southern California Gas Company | Incentive:Paid | 4723 | 36.9 |  | 1 | 128 |  | 128 |  | 2018-04-02 12:48 | 2018-05-24 | TITANIUM POWER INC | Retrofit | Arleta | Los Angeles | 91331 | Host Customer is System Owner | 7 |  | 30004079 | GREENoneTEC Solarindustrie GmbH | Solpal Plus | Solpal Plus L-GT | Direct Integral Collector Storage (DI) | 25.66 |  | Solpal Plus L |  |  | Solar Storage with Tankless Auxiliary Water Heater | 51 | 1 | 1 | 85 | Z09 | [18 empty] | Los Angeles | FALSE | 37.18 |  | 2011-06-01: 2018-03-30; 2011-08-03: 2018-04-02; 2011-09-20: 2018-05-24 | 2342 | 4759 | Up-front Payment
SCG-011298 | Low Income Single Family Residential | Domestic Hot Water | Gas | Southern California Gas Company | Incentive:Paid | 4723 | 36.9 |  | 1 | 128 |  | 128 |  | 2018-04-02 13:00 | 2018-05-24 | TITANIUM POWER INC | Retrofit | Pacoima | Los Angeles | 91331 | Host Customer is System Owner | 6 |  | 30004079 | GREENoneTEC Solarindustrie GmbH | Solpal Plus | Solpal Plus L-GT | Direct Integral Collector Storage (DI) | 25.66 |  | Solpal Plus L |  |  | Solar Storage with Tankless Auxiliary Water Heater | 51 | 1 | 1 | 75 | Z09 | [18 empty] | Los Angeles | FALSE | 37.18 |  | 2011-06-01: 2018-03-30; 2011-08-03: 2018-04-02; 2011-09-20: 2018-05-24 | 2342 | 4759 | Up-front Payment
PGE-011299 | Low Income Single Family Residential | Domestic Hot Water | Gas | Pacific Gas and Electric | Incentive:Paid | 4300 | 36.9 |  | 1 | 149 |  | 142 |  | 2018-04-09 10:37 | 2018-06-01 | SUNDOWNER INSULATION COMPANY INC | Retrofit | Fresno | Fresno | 93706 | Host Customer is System Owner | 7 |  | 2010017C | Alternate Energy Technologies | EAGLESUN | DBS-G2-80-64 | Indirect Forced Circulation (IF) | 65.34 |  | MSC-32 | Automatic Drainback |  | Solar Storage and Auxiliary Tanks are separate | 80 | 0.95 | 1 | 85 | Z13 | [18 empty] | City of Fresno | FALSE | 53.69 |  | 2011-06-01: 2018-03-30; 2011-08-03: 2018-04-09; 2011-09-20: 2018-06-01 | 2327 | 8000 | Up-front Payment
PGE-011300 | Low Income Single Family Residential | Domestic Hot Water | Gas | Pacific Gas and Electric | Incentive:Paid | 4300 | 36.9 |  | 1 | 149 |  | 127 |  | 2018-05-08 13:25 | 2018-05-15 | SUNDOWNER INSULATION COMPANY INC | Retrofit | Sanger | Fresno | 93657 | Host Customer is System Owner | 2 |  | 2010017C | Alternate Energy Technologies | EAGLESUN | DBS-G2-80-64 | Indirect Forced Circulation (IF) | 65.34 |  | MSC-32 | Automatic Drainback | Drainback (Water) | Solar Storage and Auxiliary Tanks are separate | 80 | 1 | 0.85 | 35 | Z13 | [18 empty] | City of Sanger | FALSE | 53.69 |  | 2011-06-01: 2018-03-30; 2011-08-03: 2018-05-08; 2011-09-20: 2018-05-15 | 2334 | 8000 | Up-front Payment
SCG-011301 | Low Income Single Family Residential | Domestic Hot Water | Gas | Southern California Gas Company | Incentive:Paid | 4723 | 36.9 |  | 1 | 128 |  | 128 |  | 2018-04-02 13:11 | 2018-09-12 | TITANIUM POWER INC | Retrofit | Pacoima | Los Angeles | 91331 | Host Customer is System Owner | 5 |  | 30004079 | GREENoneTEC Solarindustrie GmbH | Solpal Plus | Solpal Plus L-GT | Direct Integral Collector Storage (DI) | 25.66 |  | Solpal Plus L |  |  | Solar Storage with Tankless Auxiliary Water Heater | 51 | 1 | 1 | 65 | Z09 | [18 empty] | Los Angeles | FALSE | 37.18 |  | 2011-06-01: 2018-03-30; 2011-08-03: 2018-04-02; 2011-09-20: 2018-09-12 | 2229 | 4759 | Up-front Payment
SCG-011302 | Low Income Single Family Residential | Domestic Hot Water | Gas | Southern California Gas Company | Incentive:Paid | 4723 | 36.9 |  | 1 | 128 |  | 128 |  | 2018-04-02 13:05 | 2018-05-24 | TITANIUM POWER INC | Retrofit | Sun Valley | Los Angeles | 91352 | Host Customer is System Owner | 4 |  | 30004079 | GREENoneTEC Solarindustrie GmbH | Solpal Plus | Solpal Plus L-GT | Direct Integral Collector Storage (DI) | 25.66 |  | Solpal Plus L |  |  | Solar Storage with Tankless Auxiliary Water Heater | 51 | 1 | 1 | 55 | Z09 | [18 empty] | Los Angeles | FALSE | 37.18 |  | 2011-06-01: 2018-03-30; 2011-08-03: 2018-04-02; 2011-09-20: 2018-05-24 | 2342 | 4759 | Up-front Payment
PGE-011303 | Commercial/Multifamily Residential | Domestic Hot Water | Gas | Pacific Gas and Electric | Incentive:Paid | 5776 | 20.19 |  | 1 | 298 |  | 286 |  | 2018-10-03 13:02 | 2018-10-03 | LUMINALT ENERGY CORPORATION | New Construction | GILROY | Santa Clara | 95020 | Host Customer is System Owner | [7 empty] | 80.34 | 40.17 |  | Glycol | Pressure Stagnation Protection (PSP) | Solar Storage and Auxiliary Tanks are separate |  | 0.96 | 1 | 226 | Z04 | 205 | Pounds of Laundry | Coin-op Laundries | 2010115A | 2 | 2 | 119 | 1 | 100 | 1 | 275000 | FALSE | 120 | 120 |  |  |  |  | City of Gilroy | FALSE | 43.62 |  | 2018-03-30 | 2018-08-27 | 2018-10-03 | 2018-10-03 | 2018-10-17 | 2018-11-05 | 2171 | 13000 | Up-front Payment
SCG-011304 | Low Income Single Family Residential | Domestic Hot Water | Gas | Southern California Gas Company | Incentive:Paid | 4723 | 36.9 |  | 1 | 128 |  | 128 |  | 2018-04-21 08:49 | 2018-05-29 | TITANIUM POWER INC | Retrofit | Pacoima | Los Angeles | 91331 | Host Customer is System Owner | 6 |  | 30004079 | GREENoneTEC Solarindustrie GmbH | Solpal Plus | Solpal Plus L-GT | Direct Integral Collector Storage (DI) | 25.66 |  | Solpal Plus L |  |  | Solar Storage with Tankless Auxiliary Water Heater | 51 | 1 | 1 | 75 | Z09 | [18 empty] | Los Angeles | FALSE | 37.18 |  | 2011-06-01: 2018-03-30; 2011-08-03: 2018-04-21; 2011-09-20: 2018-05-29 | 2339 | 4759 | Up-front Payment
SCG-011305 | Low Income Single Family Residential | Domestic Hot Water | Gas | Southern California Gas Company | Incentive:Paid | 4723 | 36.9 |  | 1 | 128 |  | 128 |  | 2018-04-20 10:11 | 2018-05-24 | TITANIUM POWER INC | Retrofit | Pacoima | Los Angeles | 91331 | Host Customer is System Owner | 8 |  | 30004079 | GREENoneTEC Solarindustrie GmbH | Solpal Plus | Solpal Plus L-GT | Direct Integral Collector Storage (DI) | 25.66 |  | Solpal Plus L |  |  | Solar Storage with Tankless Auxiliary Water Heater | 51 | 1 | 1 | 95 | Z09 | [18 empty] | Los Angeles | FALSE | 37.18 |  | 2011-06-01: 2018-03-30; 2011-08-03: 2018-04-20; 2011-09-20: 2018-05-24 | 2339 | 4759 | Up-front Payment
PGE-011306 | Low Income Single Family Residential | Domestic Hot Water | Gas | Pacific Gas and Electric | Incentive:Paid | 4300 | 36.9 |  | 1 | 149 |  | 145 |  | 2018-04-09 10:39 | 2018-04-18 | SUNDOWNER INSULATION COMPANY INC | Retrofit | Fresno | Fresno | 93727 | Host Customer is System Owner | 6 |  | 2010017C | Alternate Energy Technologies | EAGLESUN | DBS-G2-80-64 | Indirect Forced Circulation (IF) | 65.34 |  | MSC-32 | Automatic Drainback |  | Solar Storage and Auxiliary Tanks are separate | 80 | 0.97 | 1 | 75 | Z13 | [18 empty] | Fresno | FALSE | 53.69 |  | 2011-06-01: 2018-03-31; 2011-08-03: 2018-04-09; 2011-09-20: 2018-04-18 | 2367 | 8000 | Up-front Payment
PGE-011307 | Low Income Single Family Residential | Domestic Hot Water | Gas | Pacific Gas and Electric | Incentive:Paid | 4082 | 36.9 |  | 1 | 149 |  | 111 |  | 2018-04-09 10:38 | 2018-06-01 | SUNDOWNER INSULATION COMPANY INC | Retrofit | Fresno | Fresno | 93722 | Host Customer is System Owner | 4 |  | 2010017C | Alternate Energy Technologies | EAGLESUN | DBS-G2-80-64 | Indirect Forced Circulation (IF) | 65.34 |  | MSC-32 | Automatic Drainback |  | Solar Storage and Auxiliary Tanks are separate | 80 | 0.99 | 0.75 | 55 | Z13 | [18 empty] | City of Fresno | FALSE | 53.69 |  | 2011-06-01: 2018-03-31; 2011-08-03: 2018-04-09; 2011-09-20: 2018-06-01 | 2327 | 8000 | Up-front Payment
SCG-011308 | Low Income Single Family Residential | Domestic Hot Water | Gas | Southern California Gas Company | Incentive:Paid | 4300 | 36.9 |  | 1 | 149 |  | 124 |  | 2018-04-15 06:53 | 2018-06-13 | SUNDOWNER INSULATION COMPANY INC | Retrofit | Farmersville | Tulare | 93223 | Host Customer is System Owner | 4 |  | 2010017C | Alternate Energy Technologies | EAGLESUN | DBS-G2-80-64 | Indirect Forced Circulation (IF) | 65.34 |  | MSC-32 |  |  | Solar Storage and Auxiliary Tanks are separate | 80 | 0.98 | 0.85 | 55 | Z13 | [18 empty] | City of Farmersville | FALSE | 53.69 |  | 2011-06-01: 2018-03-31; 2011-08-03: 2018-04-15; 2011-09-20: 2018-06-13 | 2325 | 8000 | Up-front Payment
SCG-011309 | Low Income Single Family Residential | Domestic Hot Water | Gas | Southern California Gas Company | Incentive:Paid | 4723 | 36.9 |  | 1 | 128 |  | 128 |  | 2018-04-10 11:49 | 2018-05-21 | TITANIUM POWER INC | Retrofit | Pacoima | Los Angeles | 91331 | Host Customer is System Owner | 4 |  | 30004079 | GREENoneTEC Solarindustrie GmbH | Solpal Plus | Solpal Plus L-GT | Direct Integral Collector Storage (DI) | 25.66 |  | Solpal Plus L |  |  | Solar Storage with Tankless Auxiliary Water Heater | 51 | 1 | 1 | 55 | Z09 | [18 empty] | Los Angeles | FALSE | 37.18 |  | 2011-06-01: 2018-04-02; 2011-08-03: 2018-04-10; 2011-09-20: 2018-05-21 | 2348 | 4759 | Up-front Payment
SCG-011310 | Low Income Single Family Residential | Domestic Hot Water | Gas | Southern California Gas Company | Incentive:Paid | 4723 | 36.9 |  | 1 | 128 |  | 128 |  | 2018-04-10 11:33 | 2018-05-18 | TITANIUM POWER INC | Retrofit | Pacoima | Los Angeles | 91331 | Host Customer is System Owner | 5 |  | 30004079 | GREENoneTEC Solarindustrie GmbH | Solpal Plus | Solpal Plus L-GT | Direct Integral Collector Storage (DI) | 25.66 |  | Solpal Plus L |  |  | Solar Storage with Tankless Auxiliary Water Heater | 51 | 1 | 1 | 65 | Z09 | [18 empty] | Los Angeles | FALSE | 37.18 |  | 2011-06-01: 2018-04-02; 2011-08-03: 2018-04-10; 2011-09-20: 2018-05-18 | 2348 | 4759 | Up-front Payment
SCG-011311 | Commercial/Multifamily Residential | Domestic Hot Water | Gas | Southern California Gas Company | Incentive:Paid | 31577 | 20.19 |  | 1 | 1564 |  | 1564 |  | 2018-04-12 11:21 | 2018-06-04 | EVOLUTION ENERGY SOLUTIONS L L C | Retrofit | Hawthorne | Los Angeles | 90250 | Host Customer is System Owner | [7 empty] | 450.45 | 40.95 |  | Drainback | Drainback (Water) | Solar Storage and Auxiliary Tanks are separate |  | 1 | 1 | 756 | Z08 | 18 | Units | Apartments/Condos | TRB-40 | 11 | 1 | 800 | 1 | 175 | 2 | 160000 | TRUE | 140 | 140 |  |  |  |  | Hawthorne | FALSE | 20.19 |  | 2018-04-02 |  | 2018-04-12 | 2018-06-04 | 2019-07-16 | 2019-07-22 | 1921 | 31577 | Up-front Payment
SCG-011312 | Low Income Multifamily Residential | Domestic Hot Water | Gas | Southern California Gas Company | Incentive:Paid | 24990 | 24.89 |  | 1 | 1004 |  | 1004 |  | 2018-08-24 09:22 | 2018-08-27 | CALIFORNIA SOLAR INTEGRATORS INC | Retrofit | Santa Ana | Santa Ana | 92701 | Host Customer is System Owner | [7 empty] | 245.7 | 40.95 |  | Glycol | Steam Back | Solar Storage and Auxiliary Tanks are separate |  | 1 | 1 | 756 | Z08 | 18 | Units | Apartments/Condos | TRB-40 | 6 | 1 | 335 | 1 | 100 | 1 | 199000 | FALSE | 120 | 140 |  |  |  |  | City of Santa Ana | FALSE | 56.3 |  | 2018-04-02 |  | 2018-08-24 | 2018-08-27 | 2020-05-19 | 2020-06-25 | 1578 | 56525.23 | Up-front Payment
SCG-011313 | Low Income Multifamily Residential | Domestic Hot Water | Gas | Southern California Gas Company | Incentive:Paid | 24990 | 24.89 |  | 1 | 1004 |  | 1004 |  | 2018-08-24 09:23 | 2018-08-27 | CALIFORNIA SOLAR INTEGRATORS INC | Retrofit | Santa Ana | Santa Ana | 92701 | Host Customer is System Owner | [7 empty] | 245.7 | 40.95 |  | Glycol | Steam Back | Solar Storage and Auxiliary Tanks are separate |  | 1 | 1 | 756 | Z08 | 18 | Units | Apartments/Condos | TRB-40 | 6 | 1 | 335 | 1 | 100 | 1 | 199000 | FALSE | 120 | 140 |  |  |  |  | City of Santa Ana | FALSE | 56.3 |  | 2018-04-02 |  | 2018-08-24 | 2018-08-27 | 2020-05-19 | 2020-06-25 | 1578 | 56525.23 | Up-front Payment
SCG-011314 | Low Income Multifamily Residential | Domestic Hot Water | Gas | Southern California Gas Company | Incentive:Paid | 24990 | 24.89 |  | 1 | 1004 |  | 1004 |  | 2018-08-24 09:23 | 2018-08-27 | CALIFORNIA SOLAR INTEGRATORS INC | Retrofit | Santa Ana | Santa Ana | 92701 | Host Customer is System Owner | [7 empty] | 245.7 | 40.95 |  | Glycol | Steam Back | Solar Storage and Auxiliary Tanks are separate |  | 1 | 1 | 756 | Z08 | 18 | Units | Apartments/Condos | TRB-40 | 6 | 1 | 335 | 1 | 100 | 1 | 199000 | FALSE | 120 | 140 |  |  |  |  | City of Santa Ana | FALSE | 56.3 |  | 2018-04-02 |  | 2018-08-24 | 2018-08-27 | 2020-05-19 | 2020-06-25 | 1578 | 56525.23 | Up-front Payment
SCG-011315 | Low Income Multifamily Residential | Domestic Hot Water | Gas | Southern California Gas Company | Incentive:Paid | 24990 | 24.89 |  | 1 | 1004 |  | 1004 |  | 2018-08-24 09:23 | 2018-08-27 | CALIFORNIA SOLAR INTEGRATORS INC | Retrofit | Santa Ana | Santa Ana | 92701 | Host Customer is System Owner | [7 empty] | 245.7 | 40.95 |  | Glycol | Steam Back | Solar Storage and Auxiliary Tanks are separate |  | 1 | 1 | 756 | Z08 | 18 | Units | Apartments/Condos | TRB-40 | 6 | 1 | 335 | 1 | 100 | 1 | 199000 | FALSE | 120 | 140 |  |  |  |  | City of Santa Ana | FALSE | 56.3 |  | 2018-04-02 |  | 2018-08-24 | 2018-08-27 | 2020-05-19 | 2020-06-25 | 1578 | 56525.23 | Up-front Payment
SCG-011316 | Low Income Multifamily Residential | Domestic Hot Water | Gas | Southern California Gas Company | Incentive:Paid | 24990 | 24.89 |  | 1 | 1004 |  | 1004 |  | 2018-08-24 09:23 | 2018-08-27 | CALIFORNIA SOLAR INTEGRATORS INC | Retrofit | Santa Ana | Santa Ana | 92701 | Host Customer is System Owner | [7 empty] | 245.7 | 40.95 |  | Glycol | Steam Back | Solar Storage and Auxiliary Tanks are separate |  | 1 | 1 | 756 | Z08 | 18 | Units | Apartments/Condos | TRB-40 | 6 | 1 | 335 | 1 | 100 | 1 | 199000 | FALSE | 120 | 140 |  |  |  |  | City of Santa Ana | FALSE | 56.3 |  | 2018-04-02 |  | 2018-08-24 | 2018-08-27 | 2020-05-19 | 2020-06-25 | 1578 | 56525.23 | Up-front Payment
SCG-011317 | Low Income Multifamily Residential | Domestic Hot Water | Gas | Southern California Gas Company | Incentive:Paid | 16378 | 24.89 |  | 1 | 658 |  | 658 |  | 2018-08-24 09:23 | 2018-08-27 | CALIFORNIA SOLAR INTEGRATORS INC | Retrofit | Santa Ana | Santa Ana | 92701 | Host Customer is System Owner | [7 empty] | 163.8 | 40.95 |  | Glycol | Steam Back | Solar Storage and Auxiliary Tanks are separate |  | 1 | 1 | 420 | Z08 | 10 | Units | Apartments/Condos | TRB-40 | 4 | 1 | 335 | 1 | 100 | 1 | 199000 | FALSE | 120 | 140 |  |  |  |  | City of Santa Ana | FALSE | 72.3 |  | 2018-04-02 |  | 2018-08-24 | 2018-08-27 | 2020-05-19 | 2020-06-25 | 1578 | 47576.63 | Up-front Payment
SCG-011318 | Low Income Multifamily Residential | Domestic Hot Water | Gas | Southern California Gas Company | Incentive:Paid | 16378 | 24.89 |  | 1 | 658 |  | 658 |  | 2018-08-24 09:24 | 2018-08-27 | CALIFORNIA SOLAR INTEGRATORS INC | Retrofit | Santa Ana | Santa Ana | 92701 | Host Customer is System Owner | [7 empty] | 163.8 | 40.95 |  | Glycol | Steam Back | Solar Storage and Auxiliary Tanks are separate |  | 1 | 1 | 420 | Z08 | 10 | Units | Apartments/Condos | TRB-40 | 4 | 1 | 335 | 1 | 100 | 1 | 199000 | FALSE | 120 | 140 |  |  |  |  | City of Santa Ana | FALSE | 72.3 |  | 2018-04-02 |  | 2018-08-24 | 2018-08-27 | 2020-05-19 | 2020-06-25 | 1578 | 47576.63 | Up-front Payment
PGE-011319 | Low Income Multifamily Residential | Domestic Hot Water | Gas | Pacific Gas and Electric | Incentive:Paid | 33054 | 24.89 |  | 1 | 1328 |  | 1328 |  | 2018-04-26 13:00 | 2018-05-15 | EVOLUTION ENERGY SOLUTIONS L L C | New Construction | San Leandro | Alameda | 94577 | Host Customer is System Owner | [7 empty] | 327.6 | 40.95 |  | Drainback | Advanced Controller with a Vacation or Holiday Mode | Solar Storage and Auxiliary Tanks are separate |  | 1 | 1 | 3230 | Z03 | 85 | Units | Apartments/Condos | TRB-40 | 8 | 1 | 500 | 1 | 400 | 1 | 796000 | TRUE | 140 | 140 |  |  |  |  | San leandro | FALSE | 24.89 |  | 2018-04-03 | 2018-05-07 | 2018-04-26 | 2018-05-15 | 2019-03-15 | 2019-04-18 | 1996 | 33054 | Up-front Payment
SCG-011320 | Low Income Multifamily Residential | Domestic Hot Water | Gas | Southern California Gas Company | Incentive:Paid | 24766 | 24.89 |  | 1 | 995 |  | 995 |  | 2018-08-24 09:24 | 2018-08-27 | CALIFORNIA SOLAR INTEGRATORS INC | Retrofit | Santa Ana | Santa Ana | 92701 | Host Customer is System Owner | [7 empty] | 245.7 | 40.95 |  | Glycol | Steam Back | Solar Storage and Auxiliary Tanks are separate |  | 1 | 1 | 714 | Z08 | 17 | Units | Apartments/Condos | TRB-40 | 6 | 1 | 335 | 1 | 100 | 1 | 199000 | FALSE | 120 | 140 |  |  |  |  | City of Santa Ana | FALSE | 56.81 |  | 2018-04-02 |  | 2018-08-24 | 2018-08-27 | 2020-05-19 | 2020-06-25 | 1578 | 56525.23 | Up-front Payment
SCG-011321 | Commercial/Multifamily Residential | Domestic Hot Water | Gas | Southern California Gas Company | Reservation:Canceled |  | 17.16 |  | 2 | 0 |  | 0 |  |  |  | ENVIRONMENTAL SOLAR DESIGN INC | Retrofit | Santa Monica | Santa Monica | 90041 | [17 empty] | 0 | [12 empty] | FALSE | [7 empty] | FALSE | 0 |  | 2011-06-01: 2018-04-02 | 2399 |  | Up-front Payment
SCG-011322 | Commercial/Multifamily Residential | Domestic Hot Water | Gas | Southern California Gas Company | Incentive:Paid | 17262 | 20.19 |  | 1 | 855 |  | 855 |  | 2018-04-09 13:44 | 2018-06-04 | ENVIRONMENTAL SOLAR DESIGN INC | Retrofit | Santa Monica | Santa Monica | 90041 | Host Customer is System Owner | [7 empty] | 245.7 | 40.95 |  | Glycol | Advanced Controller with a Vacation or Holiday Mode | Solar Storage and Auxiliary Tanks are separate |  | 1 | 1 | 462 | Z06 | 11 | Units | Apartments/Condos | TRB-40 | 6 | 2 | 360 | 3 | 100 | 1 | 270000 | FALSE | 125 | 145 |  |  |  |  | City of Santa Monica | FALSE | 43.11 |  | 2018-04-02 |  | 2018-04-09 | 2018-06-04 | 2018-10-30 | 2018-11-21 | 2089 | 36860 | Up-front Payment
SCG-011323 | Low Income Single Family Residential | Domestic Hot Water | Gas | Southern California Gas Company | Incentive:Paid | 4723 | 36.9 |  | 1 | 128 |  | 128 |  | 2018-04-20 12:52 | 2018-05-24 | TITANIUM POWER INC | Retrofit | Sun Valley | Los Angeles | 91352 | Host Customer is System Owner | 5 |  | 30004079 | GREENoneTEC Solarindustrie GmbH | Solpal Plus | Solpal Plus L-GT | Direct Integral Collector Storage (DI) | 25.66 |  | Solpal Plus L |  |  | Solar Storage with Tankless Auxiliary Water Heater | 51 | 1 | 1 | 65 | Z09 | [18 empty] | Los Angeles | FALSE | 37.18 |  | 2011-06-01: 2018-04-02; 2011-08-03: 2018-04-20; 2011-09-20: 2018-05-24 | 2339 | 4759 | Up-front Payment
SCG-011324 | Low Income Single Family Residential | Domestic Hot Water | Gas | Southern California Gas Company | Incentive:Paid | 4723 | 36.9 |  | 1 | 128 |  | 128 |  | 2018-04-20 13:02 | 2018-05-23 | TITANIUM POWER INC | Retrofit | Arleta | Los Angeles | 91331 | Host Customer is System Owner | 6 |  | 30004079 | GREENoneTEC Solarindustrie GmbH | Solpal Plus | Solpal Plus L-GT | Direct Integral Collector Storage (DI) | 25.66 |  | Solpal Plus L |  |  | Solar Storage with Tankless Auxiliary Water Heater | 51 | 1 | 1 | 75 | Z09 | [18 empty] | Los Angeles | FALSE | 37.18 |  | 2011-06-01: 2018-04-02; 2011-08-03: 2018-04-20; 2011-09-20: 2018-05-23 | 2342 | 4759 | Up-front Payment
SCG-011325 | Single Family Residential - Disadvantaged Community | Domestic Hot Water | Gas | Southern California Gas Company | Incentive:Paid | 4366 | 29.85 |  | 1 | 156 |  | 148 |  | 2018-04-09 11:58 | 2018-06-01 | ALL VALLEY SOLAR INC | Retrofit | Arleta | Los Angeles | 91331 | Host Customer is System Owner | 4 |  | 2001028G | SunEarth, Inc. | CASCADE | EPRD-64-80-2G | Indirect Forced Circulation (IF) | 65.67 |  | EP-32 / EP-32-0.75 | Automatic Drainback |  | Solar Storage and Auxiliary Tanks are separate | 80 | 1 | 0.95 | 55 | Z09 | [18 empty] | LADBS | FALSE | 49.74 |  | 2011-06-01: 2018-04-02; 2011-08-03: 2018-04-09; 2011-09-20: 2018-06-01 | 2333 | 7760 | Up-front Payment
SCG-011326 | Commercial/Multifamily Residential | Domestic Hot Water | Gas | Southern California Gas Company | Incentive:Canceled | 7814 | 20.19 |  | 1 | 387 |  | 387 |  | 2018-05-17 04:32 | 2018-08-07 | INTELLIGENT GREEN SOLUTIONS CA | Retrofit | Visalia | Tulare | 93292 | Lease | [7 empty] | 176.94 | 29.49 |  | Glycol | Steam Back | Solar Storage and Auxiliary Tanks are separate |  | 1 | 1 | 420 | Z13 |  |  | Other | 10002034 | 6 | 1 | 200 | 1 | 75 | 1 | 76000 | FALSE | 160 | 140 | [5 empty] | FALSE | 59.44 |  | 2011-06-01: 2018-04-03; 2011-06-23: 2018-05-17; 2011-07-01: 2018-08-07 | 2272 | 23002 | Up-front Payment
SCG-011327 | Commercial/Multifamily Residential | Domestic Hot Water | Gas | Southern California Gas Company | Incentive:Paid | 5572 | 20.19 |  | 1 | 276 |  | 276 |  | 2018-05-17 04:42 | 2018-08-15 | INTELLIGENT GREEN SOLUTIONS CA | Retrofit | Visalia | Tulare | 93292 | Lease | [7 empty] | 176.94 | 29.49 |  | Glycol | Steam Back | Solar Storage and Auxiliary Tanks are separate |  | 1 | 1 | 140 | Z13 |  |  | Other | 10002034 | 6 | 1 | 200 | 1 | 75 | 1 | 76000 | FALSE | 160 | 140 |  |  |  |  | Visalia | FALSE | 41.67 |  | 2018-04-03 |  | 2018-05-17 | 2018-08-15 | 2018-10-11 | 2018-11-06 | 2178 | 11501 | Up-front Payment
SCG-011328 | Single Family Residential - Disadvantaged Community | Domestic Hot Water | Gas | Southern California Gas Company | Incentive:Paid | 2642 | 29.85 |  | 1 | 118 |  | 88 |  | 2018-09-07 08:04 | 2018-09-07 | INTELLIGENT GREEN SOLUTIONS CA | Retrofit | Cutler | Tulare | 93615 | Host Customer is System Owner | 5 |  | 30004236 | SunMaxx Solar LLC | ThermoPower | VTS30-HP-G | Indirect Thermosyphon (IT) | 47.9 |  | ThermoPower-VTS-HP30 | Automatic Drainback |  | Solar Storage and Auxiliary Tanks are separate | 79 | 1 | 0.75 | 65 | Z13 | [11 empty] | FALSE | [6 empty] | Tulare County | FALSE | 52.88 |  | 2011-06-01: 2018-04-03; 2011-08-03: 2018-09-07; 2011-09-20: 2018-09-07 | 2237 | 6240 | Up-front Payment
SCG-011329 | Low Income Single Family Residential | Domestic Hot Water | Gas | Southern California Gas Company | Incentive:Paid | 4723 | 36.9 |  | 1 | 128 |  | 128 |  | 2018-04-20 10:20 | 2018-05-23 | TITANIUM POWER INC | Retrofit | San Fernando | Los Angeles | 91342 | Host Customer is System Owner | 4 |  | 30004079 | GREENoneTEC Solarindustrie GmbH | Solpal Plus | Solpal Plus L-GT | Direct Integral Collector Storage (DI) | 25.66 |  | Solpal Plus L |  |  | Solar Storage with Tankless Auxiliary Water Heater | 51 | 1 | 1 | 55 | Z09 | [18 empty] | Los Angeles | FALSE | 37.18 |  | 2011-06-01: 2018-04-03; 2011-08-03: 2018-04-20; 2011-09-20: 2018-05-23 | 2343 | 4759 | Up-front Payment
SCG-011330 | Low Income Single Family Residential | Domestic Hot Water | Gas | Southern California Gas Company | Incentive:Paid | 4723 | 36.9 |  | 1 | 128 |  | 128 |  | 2018-04-10 10:47 | 2018-05-18 | TITANIUM POWER INC | Retrofit | Sun Valley | Los Angeles | 91352 | Host Customer is System Owner | 4 |  | 30004079 | GREENoneTEC Solarindustrie GmbH | Solpal Plus | Solpal Plus L-GT | Direct Integral Collector Storage (DI) | 25.66 |  | Solpal Plus L |  |  | Solar Storage with Tankless Auxiliary Water Heater | 51 | 1 | 1 | 55 | Z09 | [18 empty] | Los Angeles | FALSE | 37.18 |  | 2011-06-01: 2018-04-03; 2011-08-03: 2018-04-10; 2011-09-20: 2018-05-18 | 2348 | 4759 | Up-front Payment
SCG-011331 | Low Income Single Family Residential | Domestic Hot Water | Gas | Southern California Gas Company | Incentive:Paid | 4723 | 36.9 |  | 1 | 128 |  | 128 |  | 2018-04-16 09:44 | 2018-09-17 | TITANIUM POWER INC | Retrofit | Reseda | Los Angeles | 91335 | Host Customer is System Owner | 4 |  | 30004079 | GREENoneTEC Solarindustrie GmbH | Solpal Plus | Solpal Plus L-GT | Direct Integral Collector Storage (DI) | 25.66 |  | Solpal Plus L |  |  | Solar Storage with Tankless Auxiliary Water Heater | 51 | 1 | 1 | 55 | Z09 | [18 empty] | Los Angeles | FALSE | 37.18 |  | 2011-06-01: 2018-04-03; 2011-08-03: 2018-04-16; 2011-09-20: 2018-09-17 | 2229 | 4759 | Up-front Payment
SCG-011332 | Low Income Single Family Residential | Domestic Hot Water | Gas | Southern California Gas Company | Incentive:Paid | 4723 | 36.9 |  | 1 | 128 |  | 128 |  | 2018-04-10 10:50 | 2018-05-18 | TITANIUM POWER INC | Retrofit | North Hollywood | Los Angeles | 91605 | Host Customer is System Owner | 4 |  | 30004079 | GREENoneTEC Solarindustrie GmbH | Solpal Plus | Solpal Plus L-GT | Direct Integral Collector Storage (DI) | 25.66 |  | Solpal Plus L |  |  | Solar Storage with Tankless Auxiliary Water Heater | 51 | 1 | 1 | 55 | Z09 | [18 empty] | Los Angeles | FALSE | 37.18 |  | 2011-06-01: 2018-04-03; 2011-08-03: 2018-04-10; 2011-09-20: 2018-05-18 | 2348 | 4759 | Up-front Payment
SCG-011333 | Low Income Single Family Residential | Domestic Hot Water | Gas | Southern California Gas Company | Incentive:Paid | 4723 | 36.9 |  | 1 | 128 |  | 128 |  | 2018-04-16 09:47 | 2018-06-05 | TITANIUM POWER INC | Retrofit | Reseda | Los Angeles | 91335 | Host Customer is System Owner | 5 |  | 30004079 | GREENoneTEC Solarindustrie GmbH | Solpal Plus | Solpal Plus L-GT | Direct Integral Collector Storage (DI) | 25.66 |  | Solpal Plus L |  |  | Solar Storage with Tankless Auxiliary Water Heater | 51 | 1 | 1 | 65 | Z09 | [18 empty] | Los Angeles | FALSE | 37.18 |  | 2011-06-01: 2018-04-03; 2011-08-03: 2018-04-16; 2011-09-20: 2018-06-05 | 2332 | 4759 | Up-front Payment
SCG-011334 | Low Income Single Family Residential | Domestic Hot Water | Gas | Southern California Gas Company | Incentive:Paid | 4723 | 36.9 |  | 1 | 128 |  | 128 |  | 2018-04-10 10:54 | 2018-05-17 | TITANIUM POWER INC | Retrofit | Sylmar | Los Angeles | 91342 | Host Customer is System Owner | 4 |  | 30004079 | GREENoneTEC Solarindustrie GmbH | Solpal Plus | Solpal Plus L-GT | Direct Integral Collector Storage (DI) | 25.66 |  | Solpal Plus L |  |  | Solar Storage with Tankless Auxiliary Water Heater | 51 | 1 | 1 | 55 | Z09 | [18 empty] | Los Angeles | FALSE | 37.18 |  | 2011-06-01: 2018-04-03; 2011-08-03: 2018-04-10; 2011-09-20: 2018-05-17 | 2347 | 4759 | Up-front Payment
SCG-011335 | Low Income Single Family Residential | Domestic Hot Water | Gas | Southern California Gas Company | Incentive:Paid | 4723 | 36.9 |  | 1 | 128 |  | 128 |  | 2018-04-20 09:30 | 2018-06-06 | TITANIUM POWER INC | Retrofit | Reseda | Los Angeles | 91335 | Host Customer is System Owner | 4 |  | 30004079 | GREENoneTEC Solarindustrie GmbH | Solpal Plus | Solpal Plus L-GT | Direct Integral Collector Storage (DI) | 25.66 |  | Solpal Plus L |  |  | Solar Storage with Tankless Auxiliary Water Heater | 51 | 1 | 1 | 55 | Z09 | [18 empty] | Los Angeles | FALSE | 37.18 |  | 2011-06-01: 2018-04-03; 2011-08-03: 2018-04-20; 2011-09-20: 2018-06-06 | 2332 | 4759 | Up-front Payment
SCG-011337 | Low Income Single Family Residential | Domestic Hot Water | Gas | Southern California Gas Company | Incentive:Paid | 4723 | 36.9 |  | 1 | 128 |  | 128 |  | 2018-04-10 11:51 | 2018-05-17 | TITANIUM POWER INC | Retrofit | Sun Valley | Los Angeles | 91352 | Host Customer is System Owner | 4 |  | 30004079 | GREENoneTEC Solarindustrie GmbH | Solpal Plus | Solpal Plus L-GT | Direct Integral Collector Storage (DI) | 25.66 |  | Solpal Plus L |  |  | Solar Storage with Tankless Auxiliary Water Heater | 51 | 1 | 1 | 55 | Z09 | [18 empty] | Los Angeles | FALSE | 37.18 |  | 2011-06-01: 2018-04-03; 2011-08-03: 2018-04-10; 2011-09-20: 2018-05-17 | 2347 | 4759 | Up-front Payment
SCG-011338 | Low Income Single Family Residential | Domestic Hot Water | Gas | Southern California Gas Company | Incentive:Paid | 4723 | 36.9 |  | 1 | 128 |  | 128 |  | 2018-04-16 09:18 | 2018-07-02 | TITANIUM POWER INC | Retrofit | Reseda | Los Angeles | 91335 | Host Customer is System Owner | 4 |  | 30004079 | GREENoneTEC Solarindustrie GmbH | Solpal Plus | Solpal Plus L-GT | Direct Integral Collector Storage (DI) | 25.66 |  | Solpal Plus L |  |  | Solar Storage with Tankless Auxiliary Water Heater | 51 | 1 | 1 | 55 | Z09 | [18 empty] | Los Angeles | FALSE | 37.18 |  | 2011-06-01: 2018-04-03; 2011-08-03: 2018-04-16; 2011-09-20: 2018-07-02 | 2299 | 4759 | Up-front Payment
SCG-011339 | Low Income Single Family Residential | Domestic Hot Water | Gas | Southern California Gas Company | Incentive:Paid | 4723 | 36.9 |  | 1 | 128 |  | 128 |  | 2018-04-10 11:04 | 2018-05-17 | TITANIUM POWER INC | Retrofit | Arleta | Los Angeles | 91331 | Host Customer is System Owner | 8 |  | 30004079 | GREENoneTEC Solarindustrie GmbH | Solpal Plus | Solpal Plus L-GT | Direct Integral Collector Storage (DI) | 25.66 |  | Solpal Plus L |  |  | Solar Storage with Tankless Auxiliary Water Heater | 51 | 1 | 1 | 95 | Z09 | [18 empty] | Los Angeles | FALSE | 37.18 |  | 2011-06-01: 2018-04-03; 2011-08-03: 2018-04-10; 2011-09-20: 2018-05-17 | 2347 | 4759 | Up-front Payment
SCG-011340 | Low Income Single Family Residential | Domestic Hot Water | Gas | Southern California Gas Company | Incentive:Paid | 4723 | 36.9 |  | 1 | 128 |  | 128 |  | 2018-04-10 11:06 | 2018-05-17 | TITANIUM POWER INC | Retrofit | Pacoima | Los Angeles | 91331 | Host Customer is System Owner | 6 |  | 30004079 | GREENoneTEC Solarindustrie GmbH | Solpal Plus | Solpal Plus L-GT | Direct Integral Collector Storage (DI) | 25.66 |  | Solpal Plus L |  |  | Solar Storage with Tankless Auxiliary Water Heater | 51 | 1 | 1 | 75 | Z09 | [18 empty] | Los Angeles | FALSE | 37.18 |  | 2011-06-01: 2018-04-03; 2011-08-03: 2018-04-10; 2011-09-20: 2018-05-17 | 2347 | 4759 | Up-front Payment
SCG-011341 | Low Income Single Family Residential | Domestic Hot Water | Gas | Southern California Gas Company | Incentive:Paid | 4723 | 36.9 |  | 1 | 128 |  | 128 |  | 2018-04-10 11:10 | 2018-05-17 | TITANIUM POWER INC | Retrofit | Pacoima | Los Angeles | 91331 | Host Customer is System Owner | 7 |  | 30004079 | GREENoneTEC Solarindustrie GmbH | Solpal Plus | Solpal Plus L-GT | Direct Integral Collector Storage (DI) | 25.66 |  | Solpal Plus L |  |  | Solar Storage with Tankless Auxiliary Water Heater | 51 | 1 | 1 | 85 | Z09 | [18 empty] | Los Angeles | FALSE | 37.18 |  | 2011-06-01: 2018-04-03; 2011-08-03: 2018-04-10; 2011-09-20: 2018-05-17 | 2350 | 4759 | Up-front Payment
PGE-011342 | Low Income Multifamily Residential | Domestic Hot Water | Gas | Pacific Gas and Electric | Incentive:Paid | 144735 | 24.89 |  | 1 | 5815 |  | 5815 |  | 2019-04-03 17:01 | 2019-04-15 | SOLARIX SYSTEMS | New Construction | San Francisco | San Francisco | 94158 | Host Customer is System Owner | [7 empty] | 1646.97 | 40.17 |  | Glycol | Pressure Stagnation Protection (PSP) | Solar Storage and Auxiliary Tanks are separate |  | 1 | 1 | 4403 | Z03 | 119 | Units | Apartments/Condos | 2010115A | 41 | 1 | 2450 | 1 | 500 | 1 | 750000 | TRUE | 130 | 120 |  | Heliodyne - Delta-T Pro Ethernet |  | Heliodyne - Delta-T Pro Ethernet | CIty of San Francisco | FALSE | 44.66 |  | 2018-04-03 | 2020-03-10 | 2019-04-03 | 2019-04-15 | 2020-02-21 | 2020-04-15 | 1648 | 259700 | Up-front Payment
SCG-011343 | Single Family Residential | Domestic Hot Water | Gas | Southern California Gas Company | Incentive:Paid | 3522 | 29.85 |  | 1 | 118 |  | 118 |  | 2018-05-29 13:37 | 2018-06-01 | INTELLIGENT GREEN SOLUTIONS CA | Retrofit | Parlier | Fresno | 93648 | Host Customer is System Owner | 4 |  | 30004236 | SunMaxx Solar LLC | ThermoPower | VTS30-HP-G | Indirect Thermosyphon (IT) | 47.9 |  | ThermoPower-VTS-HP30 | Automatic Drainback |  | Solar Storage and Auxiliary Tanks are separate | 79 | 1 | 1 | 55 | Z13 | [18 empty] | City of Parlier | FALSE | 52.88 |  | 2011-06-01: 2018-04-04; 2011-08-03: 2018-05-29; 2011-09-20: 2018-06-01 | 2334 | 6240 | Up-front Payment
SCG-011344 | Low Income Single Family Residential | Domestic Hot Water | Gas | Southern California Gas Company | Incentive:Paid | 4723 | 36.9 |  | 1 | 128 |  | 128 |  | 2018-04-16 09:30 | 2018-08-15 | TITANIUM POWER INC | Retrofit | Pacoima | Los Angeles | 91331 | Host Customer is System Owner | 4 |  | 30004079 | GREENoneTEC Solarindustrie GmbH | Solpal Plus | Solpal Plus L-GT | Direct Integral Collector Storage (DI) | 25.66 |  | Solpal Plus L |  |  | Solar Storage with Tankless Auxiliary Water Heater | 51 | 1 | 1 | 55 | Z09 | [18 empty] | Los Angeles | FALSE | 37.18 |  | 2011-06-01: 2018-04-04; 2011-08-03: 2018-04-16; 2011-09-20: 2018-08-15 | 2258 | 4759 | Up-front Payment
SCG-011345 | Low Income Single Family Residential | Domestic Hot Water | Gas | Southern California Gas Company | Incentive:Paid | 4723 | 36.9 |  | 1 | 128 |  | 128 |  | 2018-04-16 09:21 | 2018-06-21 | TITANIUM POWER INC | Retrofit | Pacoima | Los Angeles | 91331 | Host Customer is System Owner | 5 |  | 30004079 | GREENoneTEC Solarindustrie GmbH | Solpal Plus | Solpal Plus L-GT | Direct Integral Collector Storage (DI) | 25.66 |  | Solpal Plus L |  |  | Solar Storage with Tankless Auxiliary Water Heater | 51 | 1 | 1 | 65 | Z09 | [18 empty] | Los Angeles | FALSE | 37.18 |  | 2011-06-01: 2018-04-04; 2011-08-03: 2018-04-16; 2011-09-20: 2018-06-21 | 2313 | 4759 | Up-front Payment
SCG-011346 | Low Income Single Family Residential | Domestic Hot Water | Gas | Southern California Gas Company | Incentive:Paid | 4723 | 36.9 |  | 1 | 128 |  | 128 |  | 2018-04-16 09:27 | 2018-05-22 | TITANIUM POWER INC | Retrofit | Pacoima | Los Angeles | 91331 | Host Customer is System Owner | 8 |  | 30004079 | GREENoneTEC Solarindustrie GmbH | Solpal Plus | Solpal Plus L-GT | Direct Integral Collector Storage (DI) | 25.66 |  | Solpal Plus L |  |  | Solar Storage with Tankless Auxiliary Water Heater | 51 | 1 | 1 | 95 | Z09 | [18 empty] | Los Angeles | FALSE | 37.18 |  | 2011-06-01: 2018-04-04; 2011-08-03: 2018-04-16; 2011-09-20: 2018-05-22 | 2343 | 4759 | Up-front Payment
SCG-011347 | Low Income Single Family Residential | Domestic Hot Water | Gas | Southern California Gas Company | Incentive:Paid | 4723 | 36.9 |  | 1 | 128 |  | 128 |  | 2018-04-25 13:30 | 2018-05-30 | TITANIUM POWER INC | Retrofit | Pacoima | Los Angeles | 91331 | Owner/Tenant | 7 |  | 30004079 | GREENoneTEC Solarindustrie GmbH | Solpal Plus | Solpal Plus L-GT | Direct Integral Collector Storage (DI) | 25.66 |  | Solpal Plus L |  |  | Solar Storage with Tankless Auxiliary Water Heater | 51 | 1 | 1 | 85 | Z09 | [18 empty] | Los Angeles | FALSE | 37.18 |  | 2011-06-01: 2018-04-04; 2011-08-03: 2018-04-25; 2011-09-20: 2018-05-30 | 2339 | 4759 | Up-front Payment
PGE-011348 | Low Income Multifamily Residential | Domestic Hot Water | Gas | Pacific Gas and Electric | Incentive:Canceled | 54432 | 24.89 |  | 1 | 2302 |  | 2187 |  | 2018-04-16 14:18 | 2018-04-20 |  | New Construction | Redwood City | San Mateo | 94306 | Host Customer is System Owner | [7 empty] | 642.72 | 40.17 |  | Glycol | Pressure Stagnation Protection (PSP) | Solar Storage and Auxiliary Tanks are separate |  | 0.95 | 1 | 2546 | Z03 | 67 | Units | Apartments/Condos | 2010115A | 16 | 2 | 960 | 1 | 200 | 2 | 1000000 | TRUE | 140 | 120 |  | Heliodyne - Delta-T Pro Ethernet |  | Heliodyne - Delta-T Pro Ethernet |  | FALSE | 55.84 |  | 2018-04-16 | 2018-04-18 | 2018-04-16 | 2018-04-20 |  |  | 2381 | 128538 | Up-front Payment
SCG-011349 | Low Income Single Family Residential | Domestic Hot Water | Gas | Southern California Gas Company | Incentive:Paid | 4723 | 36.9 |  | 1 | 128 |  | 128 |  | 2018-04-16 09:12 | 2018-08-17 | TITANIUM POWER INC | Retrofit | Van Nuys | Los Angeles | 91405 | Owner/Tenant | 4 |  | 30004079 | GREENoneTEC Solarindustrie GmbH | Solpal Plus | Solpal Plus L-GT | Direct Integral Collector Storage (DI) | 25.66 |  | Solpal Plus L |  |  | Solar Storage with Tankless Auxiliary Water Heater | 51 | 1 | 1 | 55 | Z09 | [18 empty] | Los Angeles | FALSE | 37.18 |  | 2011-06-01: 2018-04-04; 2011-08-03: 2018-04-16; 2011-09-20: 2018-08-17 | 2245 | 4759 | Up-front Payment
SCG-011350 | Low Income Single Family Residential | Domestic Hot Water | Gas | Southern California Gas Company | Incentive:Paid | 4487 | 36.9 |  | 1 | 128 |  | 122 |  | 2018-04-10 11:46 | 2018-05-16 | TITANIUM POWER INC | Retrofit | San Fernando | Los Angeles | 91340 | Host Customer is System Owner | 4 |  | 30004079 | GREENoneTEC Solarindustrie GmbH | Solpal Plus | Solpal Plus L-GT | Direct Integral Collector Storage (DI) | 25.66 |  | Solpal Plus L |  |  | Solar Storage with Tankless Auxiliary Water Heater | 51 | 1 | 0.95 | 55 | Z09 | [18 empty] | Los Angeles | FALSE | 35.62 |  | 2011-06-01: 2018-04-04; 2011-08-03: 2018-04-10; 2011-09-20: 2018-05-16 | 2350 | 4559 | Up-front Payment
SCG-011351 | Low Income Single Family Residential | Domestic Hot Water | Gas | Southern California Gas Company | Incentive:Paid | 4723 | 36.9 |  | 1 | 128 |  | 128 |  | 2018-04-14 09:44 | 2018-05-21 | TITANIUM POWER INC | Retrofit | Sun Valley | Los Angeles | 91352 | Host Customer is System Owner | 5 |  | 30004079 | GREENoneTEC Solarindustrie GmbH | Solpal Plus | Solpal Plus L-GT | Direct Integral Collector Storage (DI) | 25.66 |  | Solpal Plus L |  |  | Solar Storage with Tankless Auxiliary Water Heater | 51 | 1 | 1 | 65 | Z09 | [18 empty] | Los Angeles | FALSE | 37.18 |  | 2011-06-01: 2018-04-04; 2011-08-03: 2018-04-14; 2011-09-20: 2018-05-21 | 2348 | 4759 | Up-front Payment
SCG-011352 | Low Income Single Family Residential | Domestic Hot Water | Gas | Southern California Gas Company | Incentive:Paid | 4723 | 36.9 |  | 1 | 128 |  | 128 |  | 2018-04-10 10:10 | 2018-08-15 | TITANIUM POWER INC | Retrofit | Mission Hills | Los Angeles | 91345 | Host Customer is System Owner | 4 |  | 30004079 | GREENoneTEC Solarindustrie GmbH | Solpal Plus | Solpal Plus L-GT | Direct Integral Collector Storage (DI) | 25.66 |  | Solpal Plus L |  |  | Solar Storage with Tankless Auxiliary Water Heater | 51 | 1 | 1 | 55 | Z09 | [18 empty] | Los Angeles | FALSE | 37.18 |  | 2011-06-01: 2018-04-04; 2011-08-03: 2018-04-10; 2011-09-20: 2018-08-15 | 2259 | 4759 | Up-front Payment
SCG-011353 | Low Income Single Family Residential | Domestic Hot Water | Gas | Southern California Gas Company | Incentive:Paid | 4723 | 36.9 |  | 1 | 128 |  | 128 |  | 2018-04-10 10:06 | 2018-05-16 | TITANIUM POWER INC | Retrofit | North Hollywood | Los Angeles | 91605 | Host Customer is System Owner | 4 |  | 30004079 | GREENoneTEC Solarindustrie GmbH | Solpal Plus | Solpal Plus L-GT | Direct Integral Collector Storage (DI) | 25.66 |  | Solpal Plus L |  |  | Solar Storage with Tankless Auxiliary Water Heater | 51 | 1 | 1 | 55 | Z09 | [18 empty] | Los Angeles | FALSE | 37.18 |  | 2011-06-01: 2018-04-04; 2011-08-03: 2018-04-10; 2011-09-20: 2018-05-16 | 2350 | 4759 | Up-front Payment
SCG-011354 | Low Income Single Family Residential | Domestic Hot Water | Gas | Southern California Gas Company | Incentive:Paid | 4723 | 36.9 |  | 1 | 128 |  | 128 |  | 2018-04-20 12:44 | 2018-05-22 | TITANIUM POWER INC | Retrofit | North Hills | Los Angeles | 91343 | Host Customer is System Owner | 7 |  | 30004079 | GREENoneTEC Solarindustrie GmbH | Solpal Plus | Solpal Plus L-GT | Direct Integral Collector Storage (DI) | 25.66 |  | Solpal Plus L |  |  | Solar Storage with Tankless Auxiliary Water Heater | 51 | 1 | 1 | 85 | Z09 | [18 empty] | Los Angeles | FALSE | 37.18 |  | 2011-06-01: 2018-04-04; 2011-08-03: 2018-04-20; 2011-09-20: 2018-05-22 | 2343 | 4759 | Up-front Payment
SCG-011355 | Low Income Single Family Residential | Domestic Hot Water | Gas | Southern California Gas Company | Incentive:Paid | 4487 | 36.9 |  | 1 | 128 |  | 122 |  | 2018-04-20 12:38 | 2018-08-14 | TITANIUM POWER INC | Retrofit | Sun Valley | Los Angeles | 91352 | Host Customer is System Owner | 6 |  | 30004079 | GREENoneTEC Solarindustrie GmbH | Solpal Plus | Solpal Plus L-GT | Direct Integral Collector Storage (DI) | 25.66 |  | Solpal Plus L |  |  | Solar Storage with Tankless Auxiliary Water Heater | 51 | 1 | 0.95 | 75 | Z09 | [18 empty] | Los Angeles | FALSE | 35.62 |  | 2011-06-01: 2018-04-04; 2011-08-03: 2018-04-20; 2011-09-20: 2018-08-14 | 2259 | 4559 | Up-front Payment
SCG-011356 | Low Income Single Family Residential | Domestic Hot Water | Gas | Southern California Gas Company | Incentive:Paid | 4723 | 36.9 |  | 1 | 128 |  | 128 |  | 2018-04-10 09:56 | 2018-05-17 | TITANIUM POWER INC | Retrofit | Pacoima | Los Angeles | 91331 | Host Customer is System Owner | 6 |  | 30004079 | GREENoneTEC Solarindustrie GmbH | Solpal Plus | Solpal Plus L-GT | Direct Integral Collector Storage (DI) | 25.66 |  | Solpal Plus L |  |  | Solar Storage with Tankless Auxiliary Water Heater | 51 | 1 | 1 | 75 | Z09 | [18 empty] | Los Angeles | FALSE | 37.18 |  | 2011-06-01: 2018-04-05; 2011-08-03: 2018-04-10; 2011-09-20: 2018-05-17 | 2347 | 4759 | Up-front Payment
SCG-011357 | Low Income Single Family Residential | Domestic Hot Water | Gas | Southern California Gas Company | Incentive:Paid | 4723 | 36.9 |  | 1 | 128 |  | 128 |  | 2018-04-10 10:01 | 2018-05-17 | TITANIUM POWER INC | Retrofit | Pacoima | Los Angeles | 91331 | Host Customer is System Owner | 4 |  | 30004079 | GREENoneTEC Solarindustrie GmbH | Solpal Plus | Solpal Plus L-GT | Direct Integral Collector Storage (DI) | 25.66 |  | Solpal Plus L |  |  | Solar Storage with Tankless Auxiliary Water Heater | 51 | 1 | 1 | 55 | Z09 | [18 empty] | Los Angeles | FALSE | 37.18 |  | 2011-06-01: 2018-04-05; 2011-08-03: 2018-04-10; 2011-09-20: 2018-05-17 | 2347 | 4759 | Up-front Payment
SCG-011358 | Low Income Single Family Residential | Domestic Hot Water | Gas | Southern California Gas Company | Incentive:Paid | 4723 | 36.9 |  | 1 | 128 |  | 128 |  | 2018-04-20 11:25 | 2018-06-13 | TITANIUM POWER INC | Retrofit | San Fernando | Los Angeles | 91342 | Host Customer is System Owner | 9 |  | 30004079 | GREENoneTEC Solarindustrie GmbH | Solpal Plus | Solpal Plus L-GT | Direct Integral Collector Storage (DI) | 25.66 |  | Solpal Plus L |  |  | Solar Storage with Tankless Auxiliary Water Heater | 51 | 1 | 1 | 105 | Z09 | [18 empty] | Los Angeles | FALSE | 37.18 |  | 2011-06-01: 2018-04-05; 2011-08-03: 2018-04-20; 2011-09-20: 2018-06-13 | 2325 | 4759 | Up-front Payment
SCG-011359 | Low Income Single Family Residential | Domestic Hot Water | Gas | Southern California Gas Company | Incentive:Paid | 4723 | 36.9 |  | 1 | 128 |  | 128 |  | 2018-04-10 09:52 | 2018-05-17 | TITANIUM POWER INC | Retrofit | Pacoima | Los Angeles | 91331 | Host Customer is System Owner | 6 |  | 30004079 | GREENoneTEC Solarindustrie GmbH | Solpal Plus | Solpal Plus L-GT | Direct Integral Collector Storage (DI) | 25.66 |  | Solpal Plus L |  |  | Solar Storage with Tankless Auxiliary Water Heater | 51 | 1 | 1 | 75 | Z09 | [18 empty] | Los Angeles | FALSE | 37.18 |  | 2011-06-01: 2018-04-05; 2011-08-03: 2018-04-10; 2011-09-20: 2018-05-17 | 2347 | 4759 | Up-front Payment
SCG-011360 | Low Income Single Family Residential | Domestic Hot Water | Gas | Southern California Gas Company | Incentive:Paid | 4723 | 36.9 |  | 1 | 128 |  | 128 |  | 2018-04-10 09:49 | 2018-05-17 | TITANIUM POWER INC | Retrofit | Arleta | Los Angeles | 91331 | Host Customer is System Owner | 6 |  | 30004079 | GREENoneTEC Solarindustrie GmbH | Solpal Plus | Solpal Plus L-GT | Direct Integral Collector Storage (DI) | 25.66 |  | Solpal Plus L |  |  | Solar Storage with Tankless Auxiliary Water Heater | 51 | 1 | 1 | 75 | Z09 | [18 empty] | Los Angeles | FALSE | 37.18 |  | 2011-06-01: 2018-04-05; 2011-08-03: 2018-04-10; 2011-09-20: 2018-05-17 | 2347 | 4759 | Up-front Payment
SCG-011361 | Low Income Single Family Residential | Domestic Hot Water | Gas | Southern California Gas Company | Incentive:Paid | 4723 | 36.9 |  | 1 | 128 |  | 128 |  | 2018-04-17 13:37 | 2018-06-13 | TITANIUM POWER INC | Retrofit | North Hollywood | Los Angeles | 91605 | Host Customer is System Owner | 4 |  | 30004079 | GREENoneTEC Solarindustrie GmbH | Solpal Plus | Solpal Plus L-GT | Direct Integral Collector Storage (DI) | 25.66 |  | Solpal Plus L |  |  | Solar Storage with Tankless Auxiliary Water Heater | 51 | 1 | 1 | 55 | Z09 | [18 empty] | Los Angeles | FALSE | 37.18 |  | 2011-06-01: 2018-04-05; 2011-08-03: 2018-04-17; 2011-09-20: 2018-06-13 | 2325 | 4759 | Up-front Payment
SCG-011362 | Low Income Single Family Residential | Domestic Hot Water | Gas | Southern California Gas Company | Incentive:Paid | 4723 | 36.9 |  | 1 | 128 |  | 128 |  | 2018-04-10 11:40 | 2018-05-29 | TITANIUM POWER INC | Retrofit | Sun Valley | Los Angeles | 91352 | Host Customer is System Owner | 6 |  | 30004079 | GREENoneTEC Solarindustrie GmbH | Solpal Plus | Solpal Plus L-GT | Direct Integral Collector Storage (DI) | 25.66 |  | Solpal Plus L |  |  | Solar Storage with Tankless Auxiliary Water Heater | 51 | 1 | 1 | 75 | Z09 | [18 empty] | Los Angeles | FALSE | 37.18 |  | 2011-06-01: 2018-04-05; 2011-08-03: 2018-04-10; 2011-09-20: 2018-05-29 | 2333 | 4759 | Up-front Payment
SCG-011363 | Low Income Single Family Residential | Domestic Hot Water | Gas | Southern California Gas Company | Incentive:Paid | 4723 | 36.9 |  | 1 | 128 |  | 128 |  | 2018-04-17 15:01 | 2018-05-29 | TITANIUM POWER INC | Retrofit | North Hollywood | Los Angeles | 91605 | Host Customer is System Owner | 4 |  | 30004079 | GREENoneTEC Solarindustrie GmbH | Solpal Plus | Solpal Plus L-GT | Direct Integral Collector Storage (DI) | 25.66 |  | Solpal Plus L |  |  | Solar Storage with Tankless Auxiliary Water Heater | 51 | 1 | 1 | 55 | Z09 | [18 empty] | Los Angeles | FALSE | 37.18 |  | 2011-06-01: 2018-04-05; 2011-08-03: 2018-04-17; 2011-09-20: 2018-05-29 | 2333 | 4759 | Up-front Payment
SCG-011364 | Low Income Single Family Residential | Domestic Hot Water | Gas | Southern California Gas Company | Incentive:Paid | 4723 | 36.9 |  | 1 | 128 |  | 128 |  | 2018-04-10 11:48 | 2018-05-17 | TITANIUM POWER INC | Retrofit | North Hollywood | Los Angeles | 91605 | Host Customer is System Owner | 4 |  | 30004079 | GREENoneTEC Solarindustrie GmbH | Solpal Plus | Solpal Plus L-GT | Direct Integral Collector Storage (DI) | 25.66 |  | Solpal Plus L |  |  | Solar Storage with Tankless Auxiliary Water Heater | 51 | 1 | 1 | 55 | Z09 | [18 empty] | Los Angeles | FALSE | 37.18 |  | 2011-06-01: 2018-04-05; 2011-08-03: 2018-04-10; 2011-09-20: 2018-05-17 | 2347 | 4759 | Up-front Payment
SCG-011365 | Low Income Single Family Residential | Domestic Hot Water | Gas | Southern California Gas Company | Incentive:Paid | 4723 | 36.9 |  | 1 | 128 |  | 128 |  | 2018-04-19 15:16 | 2018-05-29 | TITANIUM POWER INC | Retrofit | North Hollywood | Los Angeles | 91605 | Host Customer is System Owner | 4 |  | 30004079 | GREENoneTEC Solarindustrie GmbH | Solpal Plus | Solpal Plus L-GT | Direct Integral Collector Storage (DI) | 25.66 |  | Solpal Plus L |  |  | Solar Storage with Tankless Auxiliary Water Heater | 51 | 1 | 1 | 55 | Z09 | [18 empty] | Los Angeles | FALSE | 37.18 |  | 2011-06-01: 2018-04-05; 2011-08-03: 2018-04-19; 2011-09-20: 2018-05-29 | 2333 | 4759 | Up-front Payment
SCG-011366 | Low Income Single Family Residential | Domestic Hot Water | Gas | Southern California Gas Company | Incentive:Canceled | 4723 | 36.9 |  | 1 | 128 |  | 128 |  | 2018-04-10 09:46 |  | TITANIUM POWER INC | Retrofit | Pacoima | Los Angeles | 91331 | Host Customer is System Owner | 5 |  | 30004079 | GREENoneTEC Solarindustrie GmbH | Solpal Plus | Solpal Plus L-GT | Direct Integral Collector Storage (DI) | 25.66 |  | Solpal Plus L |  |  | Solar Storage with Tankless Auxiliary Water Heater | 51 | 1 | 1 | 65 | Z09 | [18 empty] | Los Angeles | FALSE | 37.18 |  | 2011-06-01: 2018-04-05; 2011-06-21: 2018-07-25; 2011-08-03: 2018-04-10 | 2286 | 4759 | Up-front Payment
PGE-011368 | Multifamily Residential - Disadvantaged Community | Domestic Hot Water | Gas | Pacific Gas and Electric | Incentive:Paid | 29518 | 20.19 |  | 1 | 1462 |  | 1462 |  | 2018-05-02 13:48 | 2018-05-07 | EVOLUTION ENERGY SOLUTIONS L L C | Retrofit | San Jose | Santa Clara | 95112 | Host Customer is System Owner | [7 empty] | 463.32 | 42.12 |  | Drainback |  | Solar Storage and Auxiliary Tanks are separate |  | 1 | 1 | 756 | Z03 | 18 | Units | Apartments/Condos | 10001912 | 11 | 1 | 800 | 1 | 196 | 1 | 150200 | TRUE | 140 | 140 |  | SunEarth - SETR A503 TTR U + VFS 10-200 |  | SunEarth - SETR A503 TTR U + VFS 10-200 | San Jose | FALSE | 20.19 |  | 2018-04-05 | 2018-05-07 | 2018-05-02 | 2018-05-07 | 2019-04-05 | 2019-04-15 | 1996 | 29518 | Up-front Payment
PGE-011369 | Single Family Residential | Domestic Hot Water | Gas | Pacific Gas and Electric | Incentive:Paid | 3642 | 29.85 |  | 1 | 122 |  | 122 |  | 2018-07-23 16:25 | 2018-09-06 | ACR SOLAR INTERNATIONAL CORP | Retrofit | Sacramento | Sacramento | 95829 | Host Customer is System Owner | 6 |  | 2001019B | ACR Solar International | SKYLINE SYSTEM 5 | 200153C80EX2TG | Indirect Forced Circulation (IF) | 60.97 |  | 20-01 | Glycol | Advanced Controller with a Vacation or Holiday Mode | Solar Storage and Auxiliary Tanks are separate | 80 | 1 | 1 | 75 | Z12 | [18 empty] | Sacramento County | FALSE | 72.13 |  | 2018-04-05 | 2018-08-09 |  |  | 2018-07-23 | 2018-09-06 | 2220 | 8800 | Up-front Payment
SCG-011370 | Low Income Single Family Residential | Domestic Hot Water | Gas | Southern California Gas Company | Incentive:Paid | 4723 | 36.9 |  | 1 | 128 |  | 128 |  | 2018-04-10 11:52 | 2018-05-29 | TITANIUM POWER INC | Retrofit | Pacoima | Los Angeles | 91331 | Host Customer is System Owner | 7 |  | 30004079 | GREENoneTEC Solarindustrie GmbH | Solpal Plus | Solpal Plus L-GT | Direct Integral Collector Storage (DI) | 25.66 |  | Solpal Plus L |  |  | Solar Storage with Tankless Auxiliary Water Heater | 51 | 1 | 1 | 85 | Z09 | [18 empty] | Los Angeles | FALSE | 37.18 |  | 2011-06-01: 2018-04-06; 2011-08-03: 2018-04-10; 2011-09-20: 2018-05-29 | 2333 | 4759 | Up-front Payment
SCG-011371 | Low Income Single Family Residential | Domestic Hot Water | Gas | Southern California Gas Company | Incentive:Canceled | 4723 | 36.9 |  | 1 | 128 |  | 128 |  | 2018-04-20 12:50 |  | TITANIUM POWER INC | Retrofit | Pacoima | Los Angeles | 91331 | Host Customer is System Owner | 5 |  | 30004079 | GREENoneTEC Solarindustrie GmbH | Solpal Plus | Solpal Plus L-GT | Direct Integral Collector Storage (DI) | 25.66 |  | Solpal Plus L |  |  | Solar Storage with Tankless Auxiliary Water Heater | 51 | 1 | 1 | 65 | Z09 | [18 empty] | Los Angeles | FALSE | 37.18 |  | 2011-06-01: 2018-04-06; 2011-06-21: 2018-07-25; 2011-08-03: 2018-04-20 | 2286 | 4759 | Up-front Payment
SCG-011372 | Low Income Single Family Residential | Domestic Hot Water | Gas | Southern California Gas Company | Incentive:Paid | 4723 | 36.9 |  | 1 | 128 |  | 128 |  | 2018-04-20 10:15 | 2018-05-29 | TITANIUM POWER INC | Retrofit | Pacoima | Los Angeles | 91331 | Host Customer is System Owner | 9 |  | 30004079 | GREENoneTEC Solarindustrie GmbH | Solpal Plus | Solpal Plus L-GT | Direct Integral Collector Storage (DI) | 25.66 |  | Solpal Plus L |  |  | Solar Storage with Tankless Auxiliary Water Heater | 51 | 1 | 1 | 105 | Z09 | [18 empty] | Los Angeles | FALSE | 37.18 |  | 2011-06-01: 2018-04-06; 2011-08-03: 2018-04-20; 2011-09-20: 2018-05-29 | 2333 | 4759 | Up-front Payment
SCG-011373 | Low Income Single Family Residential | Domestic Hot Water | Gas | Southern California Gas Company | Incentive:Paid | 4723 | 36.9 |  | 1 | 128 |  | 128 |  | 2018-05-08 12:02 | 2018-06-01 | TITANIUM POWER INC | Retrofit | Arleta | Los Angeles | 91331 | Owner/Tenant | 4 |  | 30004079 | GREENoneTEC Solarindustrie GmbH | Solpal Plus | Solpal Plus L-GT | Direct Integral Collector Storage (DI) | 25.66 |  | Solpal Plus L |  |  | Solar Storage with Tankless Auxiliary Water Heater | 51 | 1 | 1 | 55 | Z09 | [18 empty] | Los Angeles | FALSE | 37.18 |  | 2011-06-01: 2018-04-06; 2011-08-03: 2018-05-08; 2011-09-20: 2018-06-01 | 2325 | 4759 | Up-front Payment
SCG-011374 | Low Income Single Family Residential | Domestic Hot Water | Gas | Southern California Gas Company | Incentive:Paid | 4723 | 36.9 |  | 1 | 128 |  | 128 |  | 2018-04-25 11:45 | 2018-06-13 | TITANIUM POWER INC | Retrofit | Arleta | Los Angeles | 91331 | Host Customer is System Owner | 5 |  | 30004079 | GREENoneTEC Solarindustrie GmbH | Solpal Plus | Solpal Plus L-GT | Direct Integral Collector Storage (DI) | 25.66 |  | Solpal Plus L |  |  | Solar Storage with Tankless Auxiliary Water Heater | 51 | 1 | 1 | 65 | Z09 | [18 empty] | Los Angeles | FALSE | 37.18 |  | 2011-06-01: 2018-04-06; 2011-08-03: 2018-04-25; 2011-09-20: 2018-06-13 | 2321 | 4759 | Up-front Payment
SCG-011375 | Low Income Single Family Residential | Domestic Hot Water | Gas | Southern California Gas Company | Incentive:Paid | 4723 | 36.9 |  | 1 | 128 |  | 128 |  | 2018-04-14 09:47 | 2018-05-18 | TITANIUM POWER INC | Retrofit | Pacoima | Los Angeles | 91331 | Host Customer is System Owner | 5 |  | 30004079 | GREENoneTEC Solarindustrie GmbH | Solpal Plus | Solpal Plus L-GT | Direct Integral Collector Storage (DI) | 25.66 |  | Solpal Plus L |  |  | Solar Storage with Tankless Auxiliary Water Heater | 51 | 1 | 1 | 65 | Z09 | [18 empty] | Los Angeles | FALSE | 37.18 |  | 2011-06-01: 2018-04-06; 2011-08-03: 2018-04-14; 2011-09-20: 2018-05-18 | 2348 | 4759 | Up-front Payment
SCG-011376 | Low Income Single Family Residential | Domestic Hot Water | Gas | Southern California Gas Company | Incentive:Paid | 4723 | 36.9 |  | 1 | 128 |  | 128 |  | 2018-04-10 11:53 | 2018-05-16 | TITANIUM POWER INC | Retrofit | Pacoima | Los Angeles | 91331 | Host Customer is System Owner | 8 |  | 30004079 | GREENoneTEC Solarindustrie GmbH | Solpal Plus | Solpal Plus L-GT | Direct Integral Collector Storage (DI) | 25.66 |  | Solpal Plus L |  |  | Solar Storage with Tankless Auxiliary Water Heater | 51 | 1 | 1 | 95 | Z09 | [18 empty] | Los Angeles | FALSE | 37.18 |  | 2011-06-01: 2018-04-09; 2011-08-03: 2018-04-10; 2011-09-20: 2018-05-16 | 2347 | 4759 | Up-front Payment
SCG-011377 | Low Income Single Family Residential | Domestic Hot Water | Gas | Southern California Gas Company | Incentive:Paid | 4723 | 36.9 |  | 1 | 128 |  | 128 |  | 2018-04-25 09:41 | 2018-06-01 | TITANIUM POWER INC | Retrofit | Sun Valley | Los Angeles | 91352 | Host Customer is System Owner | 6 |  | 30004079 | GREENoneTEC Solarindustrie GmbH | Solpal Plus | Solpal Plus L-GT | Direct Integral Collector Storage (DI) | 25.66 |  | Solpal Plus L |  |  | Solar Storage with Tankless Auxiliary Water Heater | 51 | 1 | 1 | 75 | Z09 | [18 empty] | Los Angeles | FALSE | 37.18 |  | 2011-06-01: 2018-04-09; 2011-08-03: 2018-04-25; 2011-09-20: 2018-06-01 | 2325 | 4759 | Up-front Payment
SCG-011378 | Low Income Single Family Residential | Domestic Hot Water | Gas | Southern California Gas Company | Incentive:Paid | 4723 | 36.9 |  | 1 | 128 |  | 128 |  | 2018-04-25 09:53 | 2018-06-01 | TITANIUM POWER INC | Retrofit | North Hollywood | Los Angeles | 91605 | Host Customer is System Owner | 5 |  | 30004079 | GREENoneTEC Solarindustrie GmbH | Solpal Plus | Solpal Plus L-GT | Direct Integral Collector Storage (DI) | 25.66 |  | Solpal Plus L |  |  | Solar Storage with Tankless Auxiliary Water Heater | 51 | 1 | 1 | 65 | Z09 | [18 empty] | Los Angeles | FALSE | 37.18 |  | 2011-06-01: 2018-04-09; 2011-08-03: 2018-04-25; 2011-09-20: 2018-06-01 | 2325 | 4759 | Up-front Payment
SCG-011379 | Low Income Single Family Residential | Domestic Hot Water | Gas | Southern California Gas Company | Incentive:Paid | 4723 | 36.9 |  | 1 | 128 |  | 128 |  | 2018-04-14 09:49 | 2018-05-18 | TITANIUM POWER INC | Retrofit | North Hollywood | Los Angeles | 91605 | Host Customer is System Owner | 5 |  | 30004079 | GREENoneTEC Solarindustrie GmbH | Solpal Plus | Solpal Plus L-GT | Direct Integral Collector Storage (DI) | 25.66 |  | Solpal Plus L |  |  | Solar Storage with Tankless Auxiliary Water Heater | 51 | 1 | 1 | 65 | Z09 | [18 empty] | Los Angeles | FALSE | 37.18 |  | 2011-06-01: 2018-04-09; 2011-08-03: 2018-04-14; 2011-09-20: 2018-05-18 | 2347 | 4759 | Up-front Payment
SCG-011380 | Low Income Single Family Residential | Domestic Hot Water | Gas | Southern California Gas Company | Incentive:Paid | 4723 | 36.9 |  | 1 | 128 |  | 128 |  | 2018-04-25 09:05 | 2018-05-30 | TITANIUM POWER INC | Retrofit | Arleta | Los Angeles | 91331 | Owner/Tenant | 5 |  | 30004079 | GREENoneTEC Solarindustrie GmbH | Solpal Plus | Solpal Plus L-GT | Direct Integral Collector Storage (DI) | 25.66 |  | Solpal Plus L |  |  | Solar Storage with Tankless Auxiliary Water Heater | 51 | 1 | 1 | 65 | Z09 | [18 empty] | Los Angeles | FALSE | 37.18 |  | 2011-06-01: 2018-04-09; 2011-08-03: 2018-04-25; 2011-09-20: 2018-05-30 | 2325 | 4759 | Up-front Payment
SCG-011382 | Commercial/Multifamily Residential | Domestic Hot Water | Gas | Southern California Gas Company | Incentive:Paid | 39875 | 20.19 |  | 1 | 1975 |  | 1975 |  | 2018-04-12 11:17 | 2018-06-04 | EVOLUTION ENERGY SOLUTIONS L L C | Retrofit | Garden Grove | Los Angeles | 92843 | Host Customer is System Owner | [7 empty] | 532.35 | 40.95 |  | Drainback | Drainback (Water) | Solar Storage and Auxiliary Tanks are separate |  | 1 | 1 | 1040 | Z08 | 26 | Units | Apartments/Condos | TRB-40 | 13 | 1 | 1000 | 1 | 119 | 1 | 300000 | TRUE | 140 | 140 |  | SunEarth - SETR A503 TTR U + VFS 10-200 |  | SunEarth - SETR A503 TTR U + VFS 10-200 | Garden Grove | FALSE | 20.19 |  | 2018-04-10 |  | 2018-04-12 | 2018-06-04 | 2019-03-15 | 2019-03-28 | 2035 | 39875 | Up-front Payment
SCG-011384 | Low Income Single Family Residential | Domestic Hot Water | Gas | Southern California Gas Company | Incentive:Paid | 4723 | 36.9 |  | 1 | 128 |  | 128 |  | 2018-04-16 09:06 | 2018-05-18 | TITANIUM POWER INC | Retrofit | North Hollywood | Los Angeles | 91605 | Host Customer is System Owner | 4 |  | 30004079 | GREENoneTEC Solarindustrie GmbH | Solpal Plus | Solpal Plus L-GT | Direct Integral Collector Storage (DI) | 25.66 |  | Solpal Plus L |  |  | Solar Storage with Tankless Auxiliary Water Heater | 51 | 1 | 1 | 55 | Z09 | [18 empty] | Los Angeles | FALSE | 37.18 |  | 2011-06-01: 2018-04-10; 2011-08-03: 2018-04-16; 2011-09-20: 2018-05-18 | 2342 | 4759 | Up-front Payment
PGE-011385 | Low Income Single Family Residential | Domestic Hot Water | Gas | Pacific Gas and Electric | Incentive:Paid | 3739 | 36.9 |  | 1 | 149 |  | 101 |  | 2018-04-11 16:54 | 2018-06-01 | HIGHLANDS DIVERSIFIED INC | Retrofit | Fresno | Fresno | 93726 | Host Customer is System Owner | 4 |  | 2010017C | Alternate Energy Technologies | EAGLESUN | DBS-G2-80-64 | Indirect Forced Circulation (IF) | 65.34 |  | MSC-32 | Automatic Drainback |  | Solar Storage and Auxiliary Tanks are separate | 80 | 0.85 | 0.8 | 55 | Z13 | [18 empty] | City of Fresno | FALSE | 53.69 |  | 2018-04-11 | 2018-04-18 |  |  | 2018-04-11 | 2018-06-01 | 2327 | 8000 | Up-front Payment
SCG-011386 | Commercial/Multifamily Residential | Domestic Hot Water | Gas | Southern California Gas Company | Incentive:Paid | 64022 | 20.19 |  | 1 | 3171 |  | 3171 |  | 2018-04-19 08:25 | 2018-06-04 | EVOLUTION ENERGY SOLUTIONS L L C | Retrofit | Los Angeles | Los Angeles | 90036 | Host Customer is System Owner | [7 empty] | 819 | 40.95 |  | Drainback |  | Solar Storage and Auxiliary Tanks are separate |  | 1 | 1 | 1938 | Z09 | 51 | Units | Apartments/Condos | TRB-40 | 20 | 1 | 1600 | 2 | 230 | 2 | 399000 | TRUE | 140 | 140 |  | SunEarth - SETR A503 TTR U + VFS 10-200 |  | SunEarth - SETR A503 TTR U + VFS 10-200 | Los Angeles | FALSE | 20.19 |  | 2018-04-11 |  | 2018-04-19 | 2018-06-04 | 2018-11-15 | 2018-11-19 | 2160 | 64022 | Up-front Payment
SCG-011387 | Low Income Single Family Residential | Domestic Hot Water | Gas | Southern California Gas Company | Incentive:Paid | 4723 | 36.9 |  | 1 | 128 |  | 128 |  | 2018-04-23 15:04 | 2018-06-01 | TITANIUM POWER INC | Retrofit | Arleta | Los Angeles | 91331 | Host Customer is System Owner | 5 |  | 30004079 | GREENoneTEC Solarindustrie GmbH | Solpal Plus | Solpal Plus L-GT | Direct Integral Collector Storage (DI) | 25.66 |  | Solpal Plus L |  |  | Solar Storage with Tankless Auxiliary Water Heater | 51 | 1 | 1 | 65 | Z09 | [18 empty] | Los Angeles | FALSE | 37.18 |  | 2011-06-01: 2018-04-11; 2011-08-03: 2018-04-23; 2011-09-20: 2018-06-01 | 2332 | 4759 | Up-front Payment
SCG-011388 | Low Income Single Family Residential | Domestic Hot Water | Gas | Southern California Gas Company | Incentive:Paid | 4723 | 36.9 |  | 1 | 128 |  | 128 |  | 2018-04-23 14:57 | 2018-08-15 | TITANIUM POWER INC | Retrofit | Pacoima | Los Angeles | 91331 | Host Customer is System Owner | 5 |  | 30004079 | GREENoneTEC Solarindustrie GmbH | Solpal Plus | Solpal Plus L-GT | Direct Integral Collector Storage (DI) | 25.66 |  | Solpal Plus L |  |  | Solar Storage with Tankless Auxiliary Water Heater | 51 | 1 | 1 | 65 | Z09 | [18 empty] | Los Angeles | FALSE | 37.18 |  | 2011-06-01: 2018-04-11; 2011-08-03: 2018-04-23; 2011-09-20: 2018-08-15 | 2259 | 4759 | Up-front Payment
SCG-011389 | Low Income Single Family Residential | Domestic Hot Water | Gas | Southern California Gas Company | Incentive:Paid | 4723 | 36.9 |  | 1 | 128 |  | 128 |  | 2018-04-20 10:08 | 2018-05-31 | TITANIUM POWER INC | Retrofit | North Hills | Los Angeles | 91343 | Host Customer is System Owner | 4 |  | 30004079 | GREENoneTEC Solarindustrie GmbH | Solpal Plus | Solpal Plus L-GT | Direct Integral Collector Storage (DI) | 25.66 |  | Solpal Plus L |  |  | Solar Storage with Tankless Auxiliary Water Heater | 51 | 1 | 1 | 55 | Z09 | [18 empty] | Los Angeles | FALSE | 37.18 |  | 2011-06-01: 2018-04-11; 2011-08-03: 2018-04-20; 2011-09-20: 2018-05-31 | 2332 | 4759 | Up-front Payment
SCG-011390 | Low Income Multifamily Residential | Domestic Hot Water | Gas | Southern California Gas Company | Incentive:Paid | 37161 | 24.89 |  | 1 | 1493 |  | 1493 |  | 2018-04-12 15:55 | 2018-04-13 | CALIFORNIA SOLAR INTEGRATORS INC | New Construction | Santa Monica | Santa Monica | 90404 | Host Customer is System Owner | [7 empty] | 361.53 | 40.17 |  | Glycol | Advanced Controller with a Vacation or Holiday Mode | Solar Storage and Auxiliary Tanks are separate |  | 1 | 1 | 2432 | Z06 | 64 | Units | Apartments/Condos | 2010115A | 9 | 1 | 600 | 1 | 378 | 1 | 1400000 | TRUE | 120 | 140 |  |  |  |  | City of Santa Monica | FALSE | 41.53 |  | 2018-04-11 |  | 2018-04-12 | 2018-04-13 | 2018-11-28 | 2018-12-14 | 2138 | 62001 | Up-front Payment
SCG-011391 | Low Income Single Family Residential | Domestic Hot Water | Gas | Southern California Gas Company | Incentive:Paid | 4723 | 36.9 |  | 1 | 128 |  | 128 |  | 2018-04-23 15:00 | 2018-06-01 | TITANIUM POWER INC | Retrofit | Sun Valley | Los Angeles | 91352 | Host Customer is System Owner | 5 |  | 30004079 | GREENoneTEC Solarindustrie GmbH | Solpal Plus | Solpal Plus L-GT | Direct Integral Collector Storage (DI) | 25.66 |  | Solpal Plus L |  |  | Solar Storage with Tankless Auxiliary Water Heater | 51 | 1 | 1 | 65 | Z09 | [18 empty] | Los Angeles | FALSE | 37.18 |  | 2011-06-01: 2018-04-12; 2011-08-03: 2018-04-23; 2011-09-20: 2018-06-01 | 2332 | 4759 | Up-front Payment
SCG-011392 | Low Income Single Family Residential | Domestic Hot Water | Gas | Southern California Gas Company | Incentive:Paid | 4723 | 36.9 |  | 1 | 128 |  | 128 |  | 2018-04-20 09:55 | 2018-06-18 | TITANIUM POWER INC | Retrofit | Arleta | Los Angeles | 91331 | Owner/Tenant | 5 |  | 30004079 | GREENoneTEC Solarindustrie GmbH | Solpal Plus | Solpal Plus L-GT | Direct Integral Collector Storage (DI) | 25.66 |  | Solpal Plus L |  |  | Solar Storage with Tankless Auxiliary Water Heater | 51 | 1 | 1 | 65 | Z09 | [18 empty] | Los Angeles | FALSE | 37.18 |  | 2011-06-01: 2018-04-12; 2011-08-03: 2018-04-20; 2011-09-20: 2018-06-18 | 2316 | 4759 | Up-front Payment
SCG-011393 | Low Income Multifamily Residential | Domestic Hot Water | Gas | Southern California Gas Company | Incentive:Paid | 79573 | 24.89 |  | 1 | 3197 |  | 3197 |  | 2018-04-16 16:43 | 2018-05-18 | CALIFORNIA SOLAR INTEGRATORS INC | New Construction | Palmdale | Palmdale | 93550 | Host Customer is System Owner | [7 empty] | 819 | 40.95 |  | Glycol | Steam Back | Solar Storage and Auxiliary Tanks are separate |  | 1 | 1 | 3040 | Z16 | 80 | Units | Apartments/Condos | TRB-40 | 20 | 1 | 1200 | 3 | 922 | 1 | 1700000 | TRUE | 120 | 140 |  | SunEarth - SETR A503 TTR U + VFS 10-200 |  | SunEarth - SETR A503 TTR U + VFS 10-200 | City of Palmdale | FALSE | 76.02 |  | 2018-04-12 |  | 2018-04-16 | 2018-05-18 | 2019-09-16 | 2019-10-07 | 1843 | 243040 | Up-front Payment
SCG-011394 | Low Income Single Family Residential | Domestic Hot Water | Gas | Southern California Gas Company | Incentive:Paid | 4723 | 36.9 |  | 1 | 128 |  | 128 |  | 2018-04-20 09:43 | 2018-05-31 | TITANIUM POWER INC | Retrofit | Pacoima | Los Angeles | 91331 | Owner/Tenant | 6 |  | 30004079 | GREENoneTEC Solarindustrie GmbH | Solpal Plus | Solpal Plus L-GT | Direct Integral Collector Storage (DI) | 25.66 |  | Solpal Plus L |  |  | Solar Storage with Tankless Auxiliary Water Heater | 51 | 1 | 1 | 75 | Z09 | [18 empty] | Los Angeles | FALSE | 37.18 |  | 2011-06-01: 2018-04-12; 2011-08-03: 2018-04-20; 2011-09-20: 2018-05-31 | 2332 | 4759 | Up-front Payment
SCG-011395 | Low Income Single Family Residential | Domestic Hot Water | Gas | Southern California Gas Company | Incentive:Paid | 4723 | 36.9 |  | 1 | 128 |  | 128 |  | 2018-04-25 13:46 | 2018-06-01 | TITANIUM POWER INC | Retrofit | North Hollywood | Los Angeles | 91605 | Host Customer is System Owner | 4 |  | 30004079 | GREENoneTEC Solarindustrie GmbH | Solpal Plus | Solpal Plus L-GT | Direct Integral Collector Storage (DI) | 25.66 |  | Solpal Plus L |  |  | Solar Storage with Tankless Auxiliary Water Heater | 51 | 1 | 1 | 55 | Z09 | [18 empty] | Los Angeles | FALSE | 37.18 |  | 2011-06-01: 2018-04-12; 2011-08-03: 2018-04-25; 2011-09-20: 2018-06-01 | 2279 | 4759 | Up-front Payment
SCG-011396 | Commercial Pools | Pool Heating | Gas | Southern California Gas Company | Incentive:Paid | 4705 | 5 |  | 1 | 941 |  | 941 |  | 2018-05-15 09:25 | 2018-05-15 | MOHR POWER SOLAR INC | Retrofit | Fountain Valley | Orange | 92708 | Host Customer is System Owner | [7 empty] | 550 | 50 |  | Drainback |  |  |  | 1 | 1 |  | Z06 |  |  |  | 10001884 | 11 | 1 | [5 empty] | FALSE |  |  |  | Grundfos UPC-BTU w/VFS 20-400 |  | Grundfos UPC-BTU w/VFS 20-400 | City of Fountain Valley | FALSE | 12.52 |  | 2018-04-12 |  | 2018-05-15 | 2018-05-15 | 2018-11-15 | 2018-11-19 | 2151 | 11778 | Up-front Payment
SCG-011397 | Low Income Single Family Residential | Domestic Hot Water | Gas | Southern California Gas Company | Incentive:Paid | 4723 | 36.9 |  | 1 | 128 |  | 128 |  | 2018-04-16 09:58 | 2018-05-31 | TITANIUM POWER INC | Retrofit | Arleta | Los Angeles | 91331 | Host Customer is System Owner | 4 |  | 30004079 | GREENoneTEC Solarindustrie GmbH | Solpal Plus | Solpal Plus L-GT | Direct Integral Collector Storage (DI) | 25.66 |  | Solpal Plus L |  |  | Solar Storage with Tankless Auxiliary Water Heater | 51 | 1 | 1 | 55 | Z09 | [18 empty] | Los Angeles | FALSE | 37.18 |  | 2011-06-01: 2018-04-13; 2011-08-03: 2018-04-16; 2011-09-20: 2018-05-31 | 2334 | 4759 | Up-front Payment
SCG-011398 | Low Income Single Family Residential | Domestic Hot Water | Gas | Southern California Gas Company | Incentive:Paid | 4487 | 36.9 |  | 1 | 128 |  | 122 |  | 2018-04-16 09:57 | 2018-05-30 | TITANIUM POWER INC | Retrofit | Pacoima | Los Angeles | 91331 | Host Customer is System Owner | 6 |  | 30004079 | GREENoneTEC Solarindustrie GmbH | Solpal Plus | Solpal Plus L-GT | Direct Integral Collector Storage (DI) | 25.66 |  | Solpal Plus L |  |  | Solar Storage with Tankless Auxiliary Water Heater | 51 | 1 | 0.95 | 75 | Z09 | [18 empty] | Los Angeles | FALSE | 35.62 |  | 2011-06-01: 2018-04-13; 2011-08-03: 2018-04-16; 2011-09-20: 2018-05-30 | 2335 | 4559 | Up-front Payment
SCG-011399 | Low Income Single Family Residential | Domestic Hot Water | Gas | Southern California Gas Company | Incentive:Paid | 4723 | 36.9 |  | 1 | 128 |  | 128 |  | 2018-04-17 13:40 | 2018-08-15 | TITANIUM POWER INC | Retrofit | N Hollywood | Los Angeles | 91606 | Host Customer is System Owner | 7 |  | 30004079 | GREENoneTEC Solarindustrie GmbH | Solpal Plus | Solpal Plus L-GT | Direct Integral Collector Storage (DI) | 25.66 |  | Solpal Plus L |  |  | Solar Storage with Tankless Auxiliary Water Heater | 51 | 1 | 1 | 85 | Z09 | [18 empty] | Los Angeles | FALSE | 37.18 |  | 2011-06-01: 2018-04-13; 2011-08-03: 2018-04-17; 2011-09-20: 2018-08-15 | 2258 | 4759 | Up-front Payment
SCG-011400 | Low Income Single Family Residential | Domestic Hot Water | Gas | Southern California Gas Company | Incentive:Paid | 4723 | 36.9 |  | 1 | 128 |  | 128 |  | 2018-04-25 13:18 | 2018-06-01 | TITANIUM POWER INC | Retrofit | Pacoima | Los Angeles | 91331 | Host Customer is System Owner | 8 |  | 30004079 | GREENoneTEC Solarindustrie GmbH | Solpal Plus | Solpal Plus L-GT | Direct Integral Collector Storage (DI) | 25.66 |  | Solpal Plus L |  |  | Solar Storage with Tankless Auxiliary Water Heater | 51 | 1 | 1 | 95 | Z09 | [18 empty] | Los Angeles | FALSE | 37.18 |  | 2011-06-01: 2018-04-13; 2011-08-03: 2018-04-25; 2011-09-20: 2018-06-01 | 2279 | 4759 | Up-front Payment
SCG-011401 | Low Income Single Family Residential | Domestic Hot Water | Gas | Southern California Gas Company | Incentive:Paid | 4723 | 36.9 |  | 1 | 128 |  | 128 |  | 2018-04-16 09:55 | 2018-05-30 | TITANIUM POWER INC | Retrofit | North Hollywood | Los Angeles | 91605 | Host Customer is System Owner | 5 |  | 30004079 | GREENoneTEC Solarindustrie GmbH | Solpal Plus | Solpal Plus L-GT | Direct Integral Collector Storage (DI) | 25.66 |  | Solpal Plus L |  |  | Solar Storage with Tankless Auxiliary Water Heater | 51 | 1 | 1 | 65 | Z09 | [18 empty] | Los Angeles | FALSE | 37.18 |  | 2011-06-01: 2018-04-13; 2011-08-03: 2018-04-16; 2011-09-20: 2018-05-30 | 2335 | 4759 | Up-front Payment
SCG-011402 | Low Income Single Family Residential | Domestic Hot Water | Gas | Southern California Gas Company | Incentive:Paid | 4723 | 36.9 |  | 1 | 128 |  | 128 |  | 2018-04-17 13:53 | 2018-05-22 | TITANIUM POWER INC | Retrofit | Pacoima | Los Angeles | 91331 | Host Customer is System Owner | 6 |  | 30004079 | GREENoneTEC Solarindustrie GmbH | Solpal Plus | Solpal Plus L-GT | Direct Integral Collector Storage (DI) | 25.66 |  | Solpal Plus L |  |  | Solar Storage with Tankless Auxiliary Water Heater | 51 | 1 | 1 | 75 | Z09 | [18 empty] | Los Angeles | FALSE | 37.18 |  | 2011-06-01: 2018-04-13; 2011-08-03: 2018-04-17; 2011-09-20: 2018-05-22 | 2343 | 4759 | Up-front Payment
SCG-011403 | Low Income Single Family Residential | Domestic Hot Water | Gas | Southern California Gas Company | Incentive:Paid | 4723 | 36.9 |  | 1 | 128 |  | 128 |  | 2018-04-25 13:27 | 2018-07-23 | TITANIUM POWER INC | Retrofit | Sun Valley | Los Angeles | 91352 | Host Customer is System Owner | 6 |  | 30004079 | GREENoneTEC Solarindustrie GmbH | Solpal Plus | Solpal Plus L-GT | Direct Integral Collector Storage (DI) | 25.66 |  | Solpal Plus L |  |  | Solar Storage with Tankless Auxiliary Water Heater | 51 | 1 | 1 | 75 | Z09 | [18 empty] | Los Angeles | FALSE | 37.18 |  | 2011-06-01: 2018-04-13; 2011-08-03: 2018-04-25; 2011-09-20: 2018-07-23 | 2285 | 4759 | Up-front Payment
SCG-011404 | Low Income Single Family Residential | Domestic Hot Water | Gas | Southern California Gas Company | Incentive:Paid | 4723 | 36.9 |  | 1 | 128 |  | 128 |  | 2018-04-25 13:20 | 2018-05-30 | TITANIUM POWER INC | Retrofit | Pacoima | Los Angeles | 91331 | Host Customer is System Owner | 4 |  | 30004079 | GREENoneTEC Solarindustrie GmbH | Solpal Plus | Solpal Plus L-GT | Direct Integral Collector Storage (DI) | 25.66 |  | Solpal Plus L |  |  | Solar Storage with Tankless Auxiliary Water Heater | 51 | 1 | 1 | 55 | Z09 | [18 empty] | Los Angeles | FALSE | 37.18 |  | 2011-06-01: 2018-04-13; 2011-08-03: 2018-04-25; 2011-09-20: 2018-05-30 | 2339 | 4759 | Up-front Payment
SCG-011405 | Low Income Single Family Residential | Domestic Hot Water | Gas | Southern California Gas Company | Incentive:Paid | 4723 | 36.9 |  | 1 | 128 |  | 128 |  | 2018-04-25 13:25 | 2018-05-16 | TITANIUM POWER INC | Retrofit | Pacoima | Los Angeles | 91331 | Host Customer is System Owner | 5 |  | 30004079 | GREENoneTEC Solarindustrie GmbH | Solpal Plus | Solpal Plus L-GT | Direct Integral Collector Storage (DI) | 25.66 |  | Solpal Plus L |  |  | Solar Storage with Tankless Auxiliary Water Heater | 51 | 1 | 1 | 65 | Z09 | [18 empty] | Los Angeles | FALSE | 37.18 |  | 2011-06-01: 2018-04-13; 2011-08-03: 2018-04-25; 2011-09-20: 2018-05-16 | 2353 | 4759 | Up-front Payment
SCG-011406 | Low Income Single Family Residential | Domestic Hot Water | Gas | Southern California Gas Company | Incentive:Paid | 4723 | 36.9 |  | 1 | 128 |  | 128 |  | 2018-04-17 14:09 | 2018-05-15 | TITANIUM POWER INC | Retrofit | Sun Valley | Los Angeles | 91352 | Host Customer is System Owner | 4 |  | 30004079 | GREENoneTEC Solarindustrie GmbH | Solpal Plus | Solpal Plus L-GT | Direct Integral Collector Storage (DI) | 25.66 |  | Solpal Plus L |  |  | Solar Storage with Tankless Auxiliary Water Heater | 51 | 1 | 1 | 55 | Z09 | [18 empty] | Los Angeles | FALSE | 37.18 |  | 2011-06-01: 2018-04-13; 2011-08-03: 2018-04-17; 2011-09-20: 2018-05-15 | 2353 | 4759 | Up-front Payment
SCG-011407 | Low Income Single Family Residential | Domestic Hot Water | Gas | Southern California Gas Company | Incentive:Paid | 4723 | 36.9 |  | 1 | 128 |  | 128 |  | 2018-04-16 09:57 | 2018-05-15 | TITANIUM POWER INC | Retrofit | North Hollywood | Los Angeles | 91605 | Host Customer is System Owner | 4 |  | 30004079 | GREENoneTEC Solarindustrie GmbH | Solpal Plus | Solpal Plus L-GT | Direct Integral Collector Storage (DI) | 25.66 |  | Solpal Plus L |  |  | Solar Storage with Tankless Auxiliary Water Heater | 51 | 1 | 1 | 55 | Z09 | [18 empty] | Los Angeles | FALSE | 37.18 |  | 2011-06-01: 2018-04-13; 2011-08-03: 2018-04-16; 2011-09-20: 2018-05-15 | 2242 | 4759 | Up-front Payment
SCG-011408 | Low Income Multifamily Residential | Domestic Hot Water | Gas | Southern California Gas Company | Incentive:Paid | 39650 | 24.89 |  | 1 | 1596 |  | 1596 |  | 2018-04-17 11:44 | 2018-04-19 | EVOLUTION ENERGY SOLUTIONS L L C | Retrofit | Los Angeles | Los Angeles | 90042 | Host Customer is System Owner | [7 empty] | 463.32 | 42.12 |  | Drainback | Drainback (Water) | Solar Storage and Auxiliary Tanks are separate |  | 1 | 1 | 840 | Z09 | 20 | Units | Apartments/Condos | 10001912 | 11 | 1 | 800 | 1 | 200 | 2 | 398000 | TRUE | 140 | 140 |  | SunEarth - SETR A503 TTR U + VFS 10-200 |  | SunEarth - SETR A503 TTR U + VFS 10-200 | Los Angeles | FALSE | 24.84 |  | 2018-04-17 |  | 2018-04-17 | 2018-04-19 | 2019-02-21 | 2019-03-19 | 2047 | 39650 | Up-front Payment
SCG-011409 | Low Income Single Family Residential | Domestic Hot Water | Gas | Southern California Gas Company | Incentive:Paid | 4723 | 36.9 |  | 1 | 128 |  | 128 |  | 2018-04-23 15:10 | 2018-05-15 | TITANIUM POWER INC | Retrofit | North Hollywood | Los Angeles | 91605 | Host Customer is System Owner | 4 |  | 30004079 | GREENoneTEC Solarindustrie GmbH | Solpal Plus | Solpal Plus L-GT | Direct Integral Collector Storage (DI) | 25.66 |  | Solpal Plus L |  |  | Solar Storage with Tankless Auxiliary Water Heater | 51 | 1 | 1 | 55 | Z09 | [18 empty] | Los Angeles | FALSE | 37.18 |  | 2011-06-01: 2018-04-13; 2011-08-03: 2018-04-23; 2011-09-20: 2018-05-15 | 2353 | 4759 | Up-front Payment
PGE-011410 | Low Income Single Family Residential | Domestic Hot Water | Gas | Pacific Gas and Electric | Incentive:Paid | 4300 | 36.9 |  | 1 | 149 |  | 133 |  | 2018-05-08 13:04 | 2018-05-16 | SUNDOWNER INSULATION COMPANY INC | Retrofit | Fresno | Fresno | 93703 | Host Customer is System Owner | 6 |  | 2010017C | Alternate Energy Technologies | EAGLESUN | DBS-G2-80-64 | Indirect Forced Circulation (IF) | 65.34 |  | MSC-32 | Automatic Drainback |  | Solar Storage and Auxiliary Tanks are separate | 80 | 0.99 | 0.9 | 75 | Z13 | [18 empty] | City of Fresno | FALSE | 53.69 |  | 2018-04-15 | 2018-05-15 |  |  | 2018-05-08 | 2018-05-16 | 2334 | 8000 | Up-front Payment
PGE-011411 | Low Income Single Family Residential | Domestic Hot Water | Gas | Pacific Gas and Electric | Incentive:Paid | 4300 | 36.9 |  | 1 | 149 |  | 136 |  | 2018-05-23 11:36 | 2018-10-16 | SUNDOWNER INSULATION COMPANY INC | Retrofit | Fresno | Fresno | 93727 | Owner/Tenant | 3 |  | 2010017C | Alternate Energy Technologies | EAGLESUN | DBS-G2-80-64 | Indirect Forced Circulation (IF) | 65.34 |  | MSC-32 | Automatic Drainback | Drainback (Water) | Solar Storage and Auxiliary Tanks are separate | 80 | 0.91 | 1 | 45 | Z13 | [18 empty] | Fresno County | FALSE | 53.69 |  | 2018-04-15 | 2018-06-27 |  |  | 2018-05-23 | 2018-10-16 | 2192 | 8000 | Up-front Payment
SCG-011412 | Low Income Single Family Residential | Domestic Hot Water | Gas | Southern California Gas Company | Incentive:Paid | 4487 | 36.9 |  | 1 | 128 |  | 122 |  | 2018-05-11 14:00 | 2018-06-20 | TITANIUM POWER INC | Retrofit | Pacoima | Los Angeles | 91331 | Host Customer is System Owner | 6 |  | 30004079 | GREENoneTEC Solarindustrie GmbH | Solpal Plus | Solpal Plus L-GT | Direct Integral Collector Storage (DI) | 25.66 |  | Solpal Plus L |  |  | Solar Storage with Tankless Auxiliary Water Heater | 51 | 1 | 0.95 | 75 | Z09 | [18 empty] | Los Angeles | FALSE | 35.62 |  | 2011-06-01: 2018-04-16; 2011-08-03: 2018-05-11; 2011-09-20: 2018-06-20 | 2316 | 4559 | Up-front Payment
SCG-011413 | Low Income Multifamily Residential | Domestic Hot Water | Gas | Southern California Gas Company | Incentive:Paid | 39650 | 24.89 |  | 1 | 1596 |  | 1596 |  | 2018-04-17 11:46 | 2018-04-19 | EVOLUTION ENERGY SOLUTIONS L L C | Retrofit | Los Angeles | Los Angeles | 90042 | Host Customer is System Owner | [7 empty] | 463.32 | 42.12 |  | Drainback |  | Solar Storage and Auxiliary Tanks are separate |  | 1 | 1 | 840 | Z09 | 20 | Units | Apartments/Condos | 10001912 | 11 | 1 | 800 | 1 | 200 | 2 | 470000 | TRUE | 140 | 140 |  | SunEarth - SETR A503 TTR U + VFS 10-200 |  | SunEarth - SETR A503 TTR U + VFS 10-200 | Los Angeles | FALSE | 24.84 |  | 2018-04-17 |  | 2018-04-17 | 2018-04-19 | 2019-02-21 | 2019-03-19 | 2047 | 39650 | Up-front Payment
SCG-011414 | Low Income Multifamily Residential | Domestic Hot Water | Gas | Southern California Gas Company | Incentive:Canceled | 38729 | 24.89 |  | 1 | 1556 |  | 1556 |  | 2018-04-17 11:46 | 2018-04-19 |  | Retrofit | Los Angeles | Los Angeles | 90042 | Host Customer is System Owner | [7 empty] | 450.45 | 40.95 |  | Drainback |  | Solar Storage and Auxiliary Tanks are separate |  | 1 | 1 | 798 | Z09 | 19 | Units | Apartments/Condos | TRB-40 | 11 | 1 | 800 | 1 | 200 | 2 | 398000 | TRUE | 140 | 140 | [5 empty] | FALSE | 24.89 |  | 2011-06-01: 2018-04-17; 2011-06-23: 2018-04-17; 2011-07-01: 2018-04-19 | 2383 | 38729 | Up-front Payment
SCG-011415 | Low Income Single Family Residential | Domestic Hot Water | Gas | Southern California Gas Company | Incentive:Paid | 4723 | 36.9 |  | 1 | 128 |  | 128 |  | 2018-04-25 13:41 | 2018-05-16 | TITANIUM POWER INC | Retrofit | North Hollywood | Los Angeles | 91605 | Host Customer is System Owner | 4 |  | 30004079 | GREENoneTEC Solarindustrie GmbH | Solpal Plus | Solpal Plus L-GT | Direct Integral Collector Storage (DI) | 25.66 |  | Solpal Plus L |  |  | Solar Storage with Tankless Auxiliary Water Heater | 51 | 1 | 1 | 55 | Z09 | [18 empty] | Los Angeles | FALSE | 37.18 |  | 2011-06-01: 2018-04-16; 2011-08-03: 2018-04-25; 2011-09-20: 2018-05-16 | 2353 | 4759 | Up-front Payment
SDG-011417 | Low Income Multifamily Residential | Domestic Hot Water | Gas | San Diego Gas and Electric | Incentive:Paid | 39700 | 24.89 |  | 1 | 1595 |  | 1595 |  | 2018-05-07 16:55 | 2018-05-16 | CALIFORNIA SOLAR INTEGRATORS INC | New Construction | National city | National City | 91950 | Host Customer is System Owner | [7 empty] | 491.4 | 40.95 |  | Glycol | Steam Back | Solar Storage and Auxiliary Tanks are separate |  | 1 | 1 | 1400 | Z07 | 35 | Units | Apartments/Condos | TRB-40 | 12 | 1 | 800 | 1 | 200 | 2 | 300000 | TRUE | 120 | 140 |  | SunEarth - SETR A503 TTR U + VFS 5-100 |  | SunEarth - SETR A503 TTR U + VFS 5-100 | City of National City | FALSE | 41.37 |  | 2018-04-16 | 2018-05-08 | 2018-05-07 | 2018-05-16 | 2018-06-07 | 2018-08-17 | 2196 | 65981 | Up-front Payment
SDG-011418 | Low Income Multifamily Residential | Domestic Hot Water | Gas | San Diego Gas and Electric | Incentive:Paid | 52991 | 24.89 |  | 1 | 2129 |  | 2129 |  | 2018-05-07 16:53 | 2018-05-16 | CALIFORNIA SOLAR INTEGRATORS INC | New Construction | National City | National City | 91950 | Host Customer is System Owner | [7 empty] | 614.25 | 40.95 |  | Glycol | Steam Back | Solar Storage and Auxiliary Tanks are separate |  | 1 | 1 | 2166 | Z07 | 57 | Units | Apartments/Condos | TRB-40 | 15 | 1 | 1000 | 1 | 238 | 2 | 600000 | TRUE | 120 | 140 |  | SunEarth - SETR A503 TTR U + VFS 5-100 |  | SunEarth - SETR A503 TTR U + VFS 5-100 | City of National City | FALSE | 38.74 |  | 2018-04-16 | 2018-05-08 | 2018-05-07 | 2018-05-16 | 2018-06-07 | 2018-08-17 | 2196 | 82477 | Up-front Payment
PGE-011419 | Low Income Single Family Residential | Domestic Hot Water | Gas | Pacific Gas and Electric | Incentive:Paid | 4300 | 36.9 |  | 1 | 147 |  | 122 |  | 2018-05-04 09:19 | 2018-05-16 | SUNDOWNER INSULATION COMPANY INC | Retrofit | Stockton | San Joaquin | 95206 | Host Customer is System Owner | 9 |  | 2010017C | Alternate Energy Technologies | EAGLESUN | DBS-G2-80-64 | Indirect Forced Circulation (IF) | 65.34 |  | MSC-32 | Automatic Drainback |  | Solar Storage and Auxiliary Tanks are separate | 80 | 0.98 | 0.85 | 105 | Z12 | [18 empty] | San Joaquin County | FALSE | 54.42 |  | 2018-04-17 | 2018-05-11 |  |  | 2018-05-04 | 2018-05-16 | 2334 | 8000 | Up-front Payment
PGE-011420 | Low Income Single Family Residential | Domestic Hot Water | Gas | Pacific Gas and Electric | Incentive:Paid | 4300 | 36.9 |  | 1 | 147 |  | 144 |  | 2018-05-04 09:17 | 2018-10-16 | SUNDOWNER INSULATION COMPANY INC | Retrofit | Manteca | San Joaquin | 95336 | Host Customer is System Owner | 2 |  | 2010017C | Alternate Energy Technologies | EAGLESUN | DBS-G2-80-64 | Indirect Forced Circulation (IF) | 65.34 |  | MSC-32 | Automatic Drainback | Drainback (Water) | Solar Storage and Auxiliary Tanks are separate | 80 | 0.98 | 1 | 35 | Z12 | [18 empty] | City of Manteca | FALSE | 54.42 |  | 2011-06-01: 2018-04-17; 2011-08-03: 2018-05-04; 2011-09-20: 2018-10-16 | 2192 | 8000 | Up-front Payment
SCG-011422 | Single Family Residential - Disadvantaged Community | Domestic Hot Water | Gas | Southern California Gas Company | Incentive:Paid | 3522 | 29.85 |  | 1 | 118 |  | 118 |  | 2018-11-16 05:14 | 2018-11-26 | INTELLIGENT GREEN SOLUTIONS CA | Retrofit | Orange Cove | Fresno | 93646 | Host Customer is System Owner | 5 |  | 30004236 | SunMaxx Solar LLC | ThermoPower | VTS30-HP-G | Indirect Thermosyphon (IT) | 47.9 |  | VTS-HP30 | Automatic Drainback |  | Solar Storage and Auxiliary Tanks are separate | 79 | 1 | 1 | 65 | Z13 | [18 empty] | City of Orange Cove | FALSE | 52.88 |  | 2011-06-01: 2018-04-18; 2011-08-03: 2018-11-16; 2011-09-20: 2018-11-26 | 2154 | 6240 | Up-front Payment
SCG-011423 | Low Income Single Family Residential | Domestic Hot Water | Gas | Southern California Gas Company | Incentive:Paid | 4723 | 36.9 |  | 1 | 128 |  | 128 |  | 2018-04-26 12:57 | 2018-05-23 | TITANIUM POWER INC | Retrofit | Pacoima | Los Angeles | 91331 | Owner/Tenant | 4 |  | 30004079 | GREENoneTEC Solarindustrie GmbH | Solpal Plus | Solpal Plus L-GT | Direct Integral Collector Storage (DI) | 25.66 |  | Solpal Plus L |  |  | Solar Storage with Tankless Auxiliary Water Heater | 51 | 1 | 1 | 55 | Z09 | [18 empty] | Los Angeles | FALSE | 37.18 |  | 2011-06-01: 2018-04-18; 2011-08-03: 2018-04-26; 2011-09-20: 2018-05-23 | 2343 | 4759 | Up-front Payment
PGE-011424 | Low Income Single Family Residential | Domestic Hot Water | Gas | Pacific Gas and Electric | Incentive:Paid | 4300 | 36.9 |  | 1 | 147 |  | 119 |  | 2018-05-04 09:14 | 2018-05-30 | SUNDOWNER INSULATION COMPANY INC | Retrofit | STOCKTON | San Joaquin | 95206 | Owner/Tenant | 5 |  | 2010017C | Alternate Energy Technologies | EAGLESUN | DBS-G2-80-64 | Indirect Forced Circulation (IF) | 65.34 |  | MSC-32 | Automatic Drainback |  | Solar Storage and Auxiliary Tanks are separate | 80 | 0.95 | 0.85 | 65 | Z12 | [18 empty] | San Joaquin County | FALSE | 54.42 |  | 2018-04-18 | 2018-05-11 |  |  | 2018-05-04 | 2018-05-30 | 2327 | 8000 | Up-front Payment
SCG-011425 | Low Income Single Family Residential | Domestic Hot Water | Gas | Southern California Gas Company | Incentive:Paid | 4354 | 36.9 |  | 1 | 118 |  | 118 |  | 2018-12-18 13:55 | 2018-12-20 | INTELLIGENT GREEN SOLUTIONS CA | Retrofit | Orange Cove | Fresno | 93646 | Host Customer is System Owner | 5 |  | 30004236 | SunMaxx Solar LLC | ThermoPower | VTS30-HP-G | Indirect Thermosyphon (IT) | 47.9 |  | ThermoPower-VTS-HP30 | Automatic Drainback |  | Solar Storage and Auxiliary Tanks are separate | 79 | 1 | 1 | 65 | Z13 | [18 empty] | City of Orange Cove | FALSE | 52.88 |  | 2011-06-01: 2018-04-18; 2011-08-03: 2018-12-18; 2011-09-20: 2018-12-20 | 2129 | 6240 | Up-front Payment
PGE-011427 | Low Income Single Family Residential | Domestic Hot Water | Gas | Pacific Gas and Electric | Incentive:Paid | 4300 | 36.9 |  | 1 | 147 |  | 137 |  | 2018-05-04 09:12 | 2018-05-21 | SUNDOWNER INSULATION COMPANY INC | Retrofit | STOCKTON | San Joaquin | 95206 | Owner/Tenant | 6 |  | 2010017C | Alternate Energy Technologies | EAGLESUN | DBS-G2-80-64 | Indirect Forced Circulation (IF) | 65.34 |  | MSC-32 |  |  | Solar Storage and Auxiliary Tanks are separate | 80 | 0.98 | 0.95 | 75 | Z12 | [18 empty] | San Joaquin County | FALSE | 54.42 |  | 2018-04-18 | 2018-05-11 |  |  | 2018-05-04 | 2018-05-21 | 2334 | 8000 | Up-front Payment
SCG-011428 | Low Income Single Family Residential | Domestic Hot Water | Gas | Southern California Gas Company | Incentive:Paid | 5166 | 36.9 |  | 1 | 140 |  | 140 |  | 2018-04-25 13:44 | 2018-05-23 | TITANIUM POWER INC | Retrofit | N Hollywood | Los Angeles | 91605 | Host Customer is System Owner | 5 |  | 2011141B | Heliodyne, Inc. | HELIOPAK | HPAK 016 1 410 G 80 ACD Z | Indirect Forced Circulation (IF) | 40.17 |  | 410 001 | Glycol | Advanced Controller with a Vacation or Holiday Mode | Solar Storage and Auxiliary Tanks are separate | 80 | 1 | 1 | 65 | Z09 | [18 empty] | Los Angeles | FALSE | 37.27 |  | 2011-06-01: 2018-04-18; 2011-08-03: 2018-04-25; 2011-09-20: 2018-05-23 | 2242 | 5218 | Up-front Payment
PGE-011429 | Low Income Single Family Residential | Domestic Hot Water | Gas | Pacific Gas and Electric | Incentive:Paid | 4300 | 36.9 |  | 1 | 147 |  | 133 |  | 2018-05-04 09:09 | 2018-05-11 | SUNDOWNER INSULATION COMPANY INC | Retrofit | Stockton | San Joaquin | 95206 | Host Customer is System Owner | 9 |  | 2010017C | Alternate Energy Technologies | EAGLESUN | DBS-G2-80-64 | Indirect Forced Circulation (IF) | 65.34 |  | MSC-32 | Automatic Drainback |  | Solar Storage and Auxiliary Tanks are separate | 80 | 0.95 | 0.95 | 105 | Z12 | [18 empty] | San Joaquin County | FALSE | 54.42 |  | 2011-06-01: 2018-04-18; 2011-08-03: 2018-05-04; 2011-09-20: 2018-05-11 | 2312 | 8000 | Up-front Payment
PGE-011430 | Low Income Multifamily Residential | Domestic Hot Water | Gas | Pacific Gas and Electric | Incentive:Paid | 83830 | 24.89 |  | 1 | 3368 |  | 3368 |  | 2019-06-26 20:53 | 2019-08-01 | SOLARIX SYSTEMS | New Construction | San Francisco | San Francisco | 94134 | Host Customer is System Owner | [7 empty] | 1084.59 | 40.17 |  | Glycol | Pressure Stagnation Protection (PSP) | Solar Storage and Auxiliary Tanks are separate |  | 1 | 1 | 2090 | Z03 | 55 | Units | Apartments/Condos | 2010115A | 27 | 1 | 1650 | 1 | 310 | 1 | 399999 | TRUE | 130 | 120 |  | Heliodyne - Delta-T Pro Ethernet |  | Heliodyne - Delta-T Pro Ethernet | CIty of San Francisco | FALSE | 40.12 |  | 2018-04-18 | 2019-06-27 | 2019-06-26 | 2019-08-01 | 2019-10-21 | 2019-11-14 | 1788 | 135129 | Up-front Payment
PGE-011431 | Single Family Residential - Disadvantaged Community | Domestic Hot Water | Gas | Pacific Gas and Electric | Incentive:Paid | 3522 | 29.85 |  | 1 | 118 |  | 118 |  | 2019-01-25 05:33 | 2019-04-23 | INTELLIGENT GREEN SOLUTIONS CA | Retrofit | SANGER | Fresno | 93657 | Host Customer is System Owner | 4 |  | 30004236 | SunMaxx Solar LLC | ThermoPower | VTS30-HP-G | Indirect Thermosyphon (IT) | 47.9 |  | VTS-HP30 | Automatic Drainback |  | Solar Storage and Auxiliary Tanks are separate | 79 | 1 | 1 | 55 | Z13 | [18 empty] | City of Sanger | FALSE | 52.88 |  | 2018-04-19 | 2019-03-01 |  |  | 2019-01-25 | 2019-04-23 | 1990 | 6240 | Up-front Payment
SCG-011432 | Commercial/Multifamily Residential | Domestic Hot Water | Gas | Southern California Gas Company | Incentive:Paid | 30204 | 20.19 |  | 1 | 1496 |  | 1496 |  | 2018-05-11 11:55 | 2018-06-04 | EVOLUTION ENERGY SOLUTIONS L L C | Retrofit | North Hills | Los Angeles | 91343 | Host Customer is System Owner | [7 empty] | 450.45 | 40.95 |  | Drainback | Drainback (Water) | Solar Storage and Auxiliary Tanks are separate |  | 1 | 1 | 756 | Z09 | 18 | Units | Apartments/Condos | TRB-40 | 11 | 1 | 800 | 1 | 100 | 1 | 270000 | TRUE | 140 | 140 |  |  |  |  | Los Angeles | FALSE | 20.19 |  | 2018-04-19 |  | 2018-05-11 | 2018-06-04 | 2020-03-04 | 2020-03-04 | 1688 | 30204 | Up-front Payment
SCG-011434 | Commercial/Multifamily Residential | Domestic Hot Water | Gas | Southern California Gas Company | Incentive:Paid | 30204 | 20.19 |  | 1 | 1496 |  | 1496 |  | 2018-05-11 11:56 | 2018-06-04 | EVOLUTION ENERGY SOLUTIONS L L C | Retrofit | North Hills | Los Angeles | 91343 | Host Customer is System Owner | [7 empty] | 450.45 | 40.95 |  | Drainback | Drainback (Water) | Solar Storage and Auxiliary Tanks are separate |  | 1 | 1 | 756 | Z09 | 18 | Units | Apartments/Condos | TRB-40 | 11 | 1 | 800 | 1 | 100 | 1 | 270000 | TRUE | 140 | 140 |  |  |  |  | Los Angeles | FALSE | 20.19 |  | 2018-04-19 |  | 2018-05-11 | 2018-06-04 | 2020-03-04 | 2020-03-04 | 1688 | 30204 | Up-front Payment
PGE-011435 | Low Income Single Family Residential | Domestic Hot Water | Gas | Pacific Gas and Electric | Incentive:Paid | 3622 | 36.9 |  | 1 | 121 |  | 121 |  | 2018-04-24 11:32 | 2018-05-01 | MERCED COUNTY COMMUNITY ACTION BOARD | Retrofit | MERCED | Merced | 95341 | Host Customer is System Owner | 7 |  | 30004214 | Alternate Energy Technologies | EAGLESUN | DBS-G2-60-40 | Indirect Forced Circulation (IF) | 41.35 |  | MSC-20 | Automatic Drainback |  | Solar Storage and Auxiliary Tanks are separate | 60 | 1 | 1 | 85 | Z12 | [18 empty] | CITY OF MERCED | FALSE | 35.45 |  | 2011-06-01: 2018-04-19; 2011-08-03: 2018-04-24; 2011-09-20: 2018-05-01 | 2349 | 4289.47 | Up-front Payment
SCG-011436 | Low Income Single Family Residential | Domestic Hot Water | Gas | Southern California Gas Company | Incentive:Paid | 4723 | 36.9 |  | 1 | 128 |  | 128 |  | 2018-04-25 10:15 | 2018-05-18 | TITANIUM POWER INC | Retrofit | Arleta | Los Angeles | 91331 | Host Customer is System Owner | 6 |  | 30004079 | GREENoneTEC Solarindustrie GmbH | Solpal Plus | Solpal Plus L-GT | Direct Integral Collector Storage (DI) | 25.66 |  | Solpal Plus L |  |  | Solar Storage with Tankless Auxiliary Water Heater | 51 | 1 | 1 | 75 | Z09 | [18 empty] | Los Angeles | FALSE | 37.18 |  | 2011-06-01: 2018-04-19; 2011-08-03: 2018-04-25; 2011-09-20: 2018-05-18 | 2242 | 4759 | Up-front Payment
SCG-011437 | Low Income Single Family Residential | Domestic Hot Water | Gas | Southern California Gas Company | Incentive:Paid | 4723 | 36.9 |  | 1 | 128 |  | 128 |  | 2018-04-25 10:49 | 2018-05-17 | TITANIUM POWER INC | Retrofit | North Hollywood | Los Angeles | 91606 | Host Customer is System Owner | 7 |  | 30004079 | GREENoneTEC Solarindustrie GmbH | Solpal Plus | Solpal Plus L-GT | Direct Integral Collector Storage (DI) | 25.66 |  | Solpal Plus L |  |  | Solar Storage with Tankless Auxiliary Water Heater | 51 | 1 | 1 | 85 | Z09 | [18 empty] | Los Angeles | FALSE | 37.18 |  | 2011-06-01: 2018-04-19; 2011-08-03: 2018-04-25; 2011-09-20: 2018-05-17 | 2350 | 4759 | Up-front Payment
SCG-011438 | Low Income Single Family Residential | Domestic Hot Water | Gas | Southern California Gas Company | Incentive:Paid | 5166 | 36.9 |  | 1 | 140 |  | 140 |  | 2018-04-25 10:39 | 2018-05-17 | TITANIUM POWER INC | Retrofit | North Hollywood | Los Angeles | 91605 | Host Customer is System Owner | 4 |  | 2011141B | Heliodyne, Inc. | HELIOPAK | HPAK 016 1 410 G 80 ACD Z | Indirect Forced Circulation (IF) | 40.17 |  | 410 001 | Glycol | Advanced Controller with a Vacation or Holiday Mode | Solar Storage and Auxiliary Tanks are separate | 80 | 1 | 1 | 55 | Z09 | [18 empty] | Los Angeles | FALSE | 37.27 |  | 2011-06-01: 2018-04-19; 2011-08-03: 2018-04-25; 2011-09-20: 2018-05-17 | 2350 | 5218 | Up-front Payment
SCG-011440 | Low Income Single Family Residential | Domestic Hot Water | Gas | Southern California Gas Company | Incentive:Paid | 5166 | 36.9 |  | 1 | 140 |  | 140 |  | 2018-05-11 13:52 | 2018-06-19 | TITANIUM POWER INC | Retrofit | Pacoima | Los Angeles | 91331 | Host Customer is System Owner | 6 |  | 2011141B | Heliodyne, Inc. | HELIOPAK | HPAK 016 1 410 G 80 ACD Z | Indirect Forced Circulation (IF) | 40.17 |  | 410 001 | Glycol | Advanced Controller with a Vacation or Holiday Mode | Solar Storage and Auxiliary Tanks are separate | 80 | 1 | 1 | 75 | Z09 | [18 empty] | Los Angeles | FALSE | 37.27 |  | 2011-06-01: 2018-04-19; 2011-08-03: 2018-05-11; 2011-09-20: 2018-06-19 | 2316 | 5218 | Up-front Payment
SCG-011441 | Single Family Residential | Domestic Hot Water | Gas | Southern California Gas Company | Incentive:Paid | 3731 | 29.85 |  | 1 | 125 |  | 125 |  | 2018-04-25 14:45 | 2018-06-07 | TITANIUM POWER INC | Retrofit | Arleta | Los Angeles | 91331 | Owner/Tenant | 4 |  | 30004257 | Butler Sun Solutions, Inc. | SOLAR BUTLER | B-PV-BT1-40-I | Indirect Forced Circulation (IF) | 43.72 |  | BT1 | Glycol | Advanced Controller with a Vacation or Holiday Mode | Solar Storage and Auxiliary Tanks are separate | 0 | 1 | 1 | 55 | Z09 | [18 empty] | Los Angeles | FALSE | 30.07 |  | 2011-06-01: 2018-04-19; 2011-08-03: 2018-04-25; 2011-09-20: 2018-06-07 | 2327 | 3759 | Up-front Payment
SCG-011442 | Low Income Single Family Residential | Domestic Hot Water | Gas | Southern California Gas Company | Incentive:Paid | 4613 | 36.9 |  | 1 | 125 |  | 125 |  | 2018-04-21 09:03 | 2018-06-07 | TITANIUM POWER INC | Retrofit | Sun Valley | Los Angeles | 91352 | Host Customer is System Owner | 7 |  | 30004257 | Butler Sun Solutions, Inc. | SOLAR BUTLER | B-PV-BT1-40-I | Indirect Forced Circulation (IF) | 43.72 |  | BT1 | Glycol | Advanced Controller with a Vacation or Holiday Mode | Solar Storage and Auxiliary Tanks are separate |  | 1 | 1 | 85 | Z09 | [18 empty] | Los Angeles | FALSE | 37.27 |  | 2011-06-01: 2018-04-19; 2011-08-03: 2018-04-21; 2011-09-20: 2018-06-07 | 2327 | 4659 | Up-front Payment
PGE-011443 | Low Income Single Family Residential | Domestic Hot Water | Gas | Pacific Gas and Electric | Incentive:Paid | 4407 | 36.9 |  | 1 | 127 |  | 119 |  | 2018-05-02 10:03 | 2018-05-07 | MERCED COUNTY COMMUNITY ACTION BOARD | Retrofit | Madera | Madera | 93638 | Host Customer is System Owner | 5 |  | 30004214 | Alternate Energy Technologies | EAGLESUN | DBS-G2-60-40 | Indirect Forced Circulation (IF) | 41.35 |  | MSC-20 | Automatic Drainback |  | Solar Storage and Auxiliary Tanks are separate | 60 | 0.99 | 0.95 | 65 | Z13 | [18 empty] | City of Madera | FALSE | 37.72 |  | 2011-06-01: 2018-04-19; 2011-08-03: 2018-05-02; 2011-09-20: 2018-05-07 | 2349 | 4790.88 | Up-front Payment
SCG-011444 | Commercial/Multifamily Residential | Domestic Hot Water | Gas | Southern California Gas Company | Incentive:Paid | 17920 | 10.1 |  | 1 | 795 |  | 795 |  | 2018-05-10 15:08 | 2018-07-02 | SOLARCO ENERGY | New Construction | Bakersfield | Kern | 93312 | Host Customer is System Owner | [7 empty] | 709.8 | 16.9 |  | Glycol | Steam Back | Solar Storage and Auxiliary Tanks are separate |  | 1 | 1 | 1425 | Z13 | 95 | Units | Hotels/Motels | 2007044A | 42 | 2 | 750 | 1 | 600 | 3 | 600 | FALSE | 140 | 120 |  | Thermal Grid DL-2 | Sundrum Solar | Thermal Grid DL-2 | City of Bakersfield | FALSE | 139.21 |  | 2018-04-19 |  | 2018-05-10 | 2018-07-02 | 2018-09-14 | 2018-10-23 | 1601 | 110675 | Performance-Based Incentive
SCG-011445 | Commercial Pools | Pool Heating | Gas | Southern California Gas Company | Incentive:Paid | 5303 | 3.5 |  | 1 | 758 |  | 758 |  | 2018-05-10 15:11 | 2018-06-06 | SOLARCO ENERGY | New Construction | Bakersfield | Kern | 93312 | Host Customer is System Owner | [7 empty] | 709.8 | 16.9 |  | Glycol | Steam Back |  |  | 1 | 1 |  | Z13 |  |  |  | 2007044A | 42 | 2 | [5 empty] | FALSE |  |  |  | ISTEC Corporation 5202S | Sundrum Solar | ISTEC Corporation 5202S | City of Bakersfield | FALSE | 146.11 |  | 2018-04-19 |  | 2018-05-10 | 2018-06-06 | 2018-09-14 | 2018-10-23 | 2195 | 110675 | Performance-Based Incentive
SCG-011446 | Low Income Single Family Residential | Domestic Hot Water | Gas | Southern California Gas Company | Incentive:Paid | 4723 | 36.9 |  | 1 | 128 |  | 128 |  | 2018-04-25 13:28 | 2018-05-17 | TITANIUM POWER INC | Retrofit | Pacoima | Los Angeles | 91331 | Host Customer is System Owner | 6 |  | 30004079 | GREENoneTEC Solarindustrie GmbH | Solpal Plus | Solpal Plus L-GT | Direct Integral Collector Storage (DI) | 25.66 |  | Solpal Plus L |  |  | Solar Storage with Tankless Auxiliary Water Heater | 51 | 1 | 1 | 75 | Z09 | [18 empty] | Los Angeles | FALSE | 37.18 |  | 2011-06-01: 2018-04-20; 2011-08-03: 2018-04-25; 2011-09-20: 2018-05-17 | 2350 | 4759 | Up-front Payment
SCG-011447 | Single Family Residential - Disadvantaged Community | Domestic Hot Water | Gas | Southern California Gas Company | Incentive:Paid | 3522 | 29.85 |  | 1 | 118 |  | 118 |  | 2018-06-01 05:40 | 2018-06-13 | INTELLIGENT GREEN SOLUTIONS CA | Retrofit | Earlimart | Tulare | 93219 | Host Customer is System Owner | 6 |  | 30004236 | SunMaxx Solar LLC | ThermoPower | VTS30-HP-G | Indirect Thermosyphon (IT) | 47.9 |  | ThermoPower-VTS-HP30 | Automatic Drainback |  | Solar Storage and Auxiliary Tanks are separate | 79 | 1 | 1 | 75 | Z13 | [18 empty] | Tulare | FALSE | 52.88 |  | 2011-06-01: 2018-04-20; 2011-08-03: 2018-06-01; 2011-09-20: 2018-06-13 | 2325 | 6240 | Up-front Payment
SCG-011448 | Low Income Single Family Residential | Domestic Hot Water | Gas | Southern California Gas Company | Incentive:Paid | 3266 | 36.9 |  | 1 | 118 |  | 88 |  | 2018-12-19 14:37 | 2018-12-20 | INTELLIGENT GREEN SOLUTIONS CA | Retrofit | Orange Cove | Fresno | 93646 | Host Customer is System Owner | 4 |  | 30004236 | SunMaxx Solar LLC | ThermoPower | VTS30-HP-G | Indirect Thermosyphon (IT) | 47.9 |  | ThermoPower-VTS-HP30 | Automatic Drainback |  | Solar Storage and Auxiliary Tanks are separate | 79 | 1 | 0.75 | 55 | Z13 | [18 empty] | City of Orange Cove | FALSE | 52.88 |  | 2011-06-01: 2018-04-20; 2011-08-03: 2018-12-19; 2011-09-20: 2018-12-20 | 2129 | 6240 | Up-front Payment
PGE-011452 | Low Income Single Family Residential | Domestic Hot Water | Gas | Pacific Gas and Electric | Incentive:Paid | 4300 | 36.9 |  | 1 | 149 |  | 142 |  | 2018-06-04 16:05 | 2018-10-16 | HIGHLANDS DIVERSIFIED INC | Retrofit | Fresno | Fresno | 93727 | Host Customer is System Owner | 1 |  | 2010017C | Alternate Energy Technologies | EAGLESUN | DBS-G2-80-64 | Indirect Forced Circulation (IF) | 65.34 |  | MSC-32 | Automatic Drainback | Drainback (Water) | Solar Storage and Auxiliary Tanks are separate | 80 | 0.95 | 1 | 20 | Z13 | [18 empty] | City of Fresno | FALSE | 53.69 |  | 2018-04-20 | 2018-06-08 |  |  | 2018-06-04 | 2018-10-16 | 2192 | 8000 | Up-front Payment
SCG-011453 | Commercial Pools | Pool Heating | Gas | Southern California Gas Company | Incentive:Paid | 27050 | 5 |  | 1 | 5410 |  | 5410 |  | 2018-05-02 14:31 | 2018-07-25 | VASCO SOLAR | Retrofit | Brea | Orange | 92821 | Host Customer is System Owner | [7 empty] | 3217.47 | 46.63 |  | Manual Drainback |  |  |  | 1 | 1 |  | Z08 |  |  |  | 10204-12 | 69 | 1 | [5 empty] | FALSE |  |  |  | F-2000 model RT, Manufactured by Blue-White Industries |  | F-2000 model RT, Manufactured by Blue-White Industries | Brea, CA | FALSE | 11.89 |  | 2018-04-21 |  | 2018-05-02 | 2018-07-25 | 2018-08-01 | 2018-09-10 | 2230 | 64345 | Up-front Payment
SCG-011455 | Low Income Single Family Residential | Domestic Hot Water | Gas | Southern California Gas Company | Incentive:Paid | 4723 | 36.9 |  | 1 | 128 |  | 128 |  | 2018-04-25 11:16 | 2018-05-16 | TITANIUM POWER INC | Retrofit | Pacoima | Los Angeles | 91331 | Host Customer is System Owner | 5 |  | 30004079 | GREENoneTEC Solarindustrie GmbH | Solpal Plus | Solpal Plus L-GT | Direct Integral Collector Storage (DI) | 25.66 |  | Solpal Plus L |  |  | Solar Storage with Tankless Auxiliary Water Heater | 51 | 1 | 1 | 65 | Z09 | [18 empty] | Los Angeles | FALSE | 37.18 |  | 2011-06-01: 2018-04-23; 2011-08-03: 2018-04-25; 2011-09-20: 2018-05-16 | 2349 | 4759 | Up-front Payment
SCG-011456 | Low Income Single Family Residential | Domestic Hot Water | Gas | Southern California Gas Company | Incentive:Paid | 4686 | 36.9 |  | 1 | 127 |  | 127 |  | 2018-05-14 09:42 | 2019-04-17 | TITANIUM POWER INC | Retrofit | Los Angeles | Los Angeles | 90011 | Host Customer is System Owner | 5 |  | 30004079 | GREENoneTEC Solarindustrie GmbH | Solpal Plus | Solpal Plus L-GT | Direct Integral Collector Storage (DI) | 25.66 |  | Solpal Plus L |  |  | Solar Storage with Tankless Auxiliary Water Heater | 51 | 1 | 1 | 65 | Z08 | [18 empty] | Los Angeles | FALSE | 37.18 |  | 2018-04-23 | 2018-08-21 |  |  | 2018-05-14 | 2019-04-17 | 2017 | 4722 | Up-front Payment
SCG-011457 | Low Income Single Family Residential | Domestic Hot Water | Gas | Southern California Gas Company | Incentive:Paid | 4686 | 36.9 |  | 1 | 127 |  | 127 |  | 2018-05-14 09:38 | 2018-06-20 | TITANIUM POWER INC | Retrofit | Los Angeles | Los Angeles | 90011 | Host Customer is System Owner | 5 |  | 30004079 | GREENoneTEC Solarindustrie GmbH | Solpal Plus | Solpal Plus L-GT | Direct Integral Collector Storage (DI) | 25.66 |  | Solpal Plus L |  |  | Solar Storage with Tankless Auxiliary Water Heater | 51 | 1 | 1 | 65 | Z08 | [18 empty] | Los Angeles | FALSE | 37.18 |  | 2011-06-01: 2018-04-23; 2011-08-03: 2018-05-14; 2011-09-20: 2018-06-20 | 2316 | 4722 | Up-front Payment
SCG-011458 | Low Income Multifamily Residential | Domestic Hot Water | Gas | Southern California Gas Company | Incentive:Paid | 61802 | 24.89 |  | 1 | 2483 |  | 2483 |  | 2018-04-23 17:16 | 2018-04-30 | DOCTOR PIPER INC | Retrofit | Los Angeles | Los Angeles | 90003 | Lease | [7 empty] | 843.57 | 40.17 |  | Glycol | Steam Back | Solar Storage and Auxiliary Tanks are separate |  | 1 | 1 | 1600 | Z09 | 40 | Units | Apartments/Condos | 2010115A | 21 | 1 | 2000 | 1 | 120 | 1 | 900000 | TRUE | 125 | 125 |  | SunEarth - SETR0603mcU + VFS 10-200 |  | SunEarth - SETR0603mcU + VFS 10-200 | City of Los Angeles | FALSE | 41.76 |  | 2018-04-23 |  | 2018-04-23 | 2018-04-30 | 2018-04-30 | 2018-05-01 | 2364 | 103680 | Up-front Payment
SCG-011459 | Low Income Single Family Residential | Domestic Hot Water | Gas | Southern California Gas Company | Incentive:Paid | 4723 | 36.9 |  | 1 | 128 |  | 128 |  | 2018-04-25 11:36 | 2018-05-16 | TITANIUM POWER INC | Retrofit | Sun Valley | Los Angeles | 91352 | Host Customer is System Owner | 6 |  | 30004079 | GREENoneTEC Solarindustrie GmbH | Solpal Plus | Solpal Plus L-GT | Direct Integral Collector Storage (DI) | 25.66 |  | Solpal Plus L |  |  | Solar Storage with Tankless Auxiliary Water Heater | 51 | 1 | 1 | 75 | Z09 | [18 empty] | Los Angeles | FALSE | 37.18 |  | 2011-06-01: 2018-04-23; 2011-08-03: 2018-04-25; 2011-09-20: 2018-05-16 | 2242 | 4759 | Up-front Payment
SCG-011460 | Low Income Single Family Residential | Domestic Hot Water | Gas | Southern California Gas Company | Incentive:Canceled | 4723 | 36.9 |  | 1 | 128 |  | 128 |  | 2018-04-25 11:40 |  | TITANIUM POWER INC | Retrofit | Reseda | Los Angeles | 91335 | Host Customer is System Owner | 4 |  | 30004079 | GREENoneTEC Solarindustrie GmbH | Solpal Plus | Solpal Plus L-GT | Direct Integral Collector Storage (DI) | 25.66 |  | Solpal Plus L |  |  | Solar Storage with Tankless Auxiliary Water Heater | 51 | 1 | 1 | 55 | Z09 | [18 empty] | Los Angeles | FALSE | 37.18 |  | 2011-06-01: 2018-04-23; 2011-06-21: 2018-07-25; 2011-08-03: 2018-04-25 | 2286 | 4759 | Up-front Payment
SCG-011461 | Single Family Residential - Disadvantaged Community | Domestic Hot Water | Gas | Southern California Gas Company | Incentive:Paid | 2642 | 29.85 |  | 1 | 118 |  | 88 |  | 2018-10-15 10:21 | 2018-10-19 | INTELLIGENT GREEN SOLUTIONS CA | Retrofit | Orange Cove | Fresno | 93646 | Host Customer is System Owner | 5 |  | 30004236 | SunMaxx Solar LLC | ThermoPower | VTS30-HP-G | Indirect Thermosyphon (IT) | 47.9 |  | ThermoPower-VTS-HP30 | Automatic Drainback |  | Solar Storage and Auxiliary Tanks are separate | 79 | 1 | 0.75 | 65 | Z13 | [18 empty] | City of Orange Cove | FALSE | 52.88 |  | 2011-06-01: 2018-04-24; 2011-08-03: 2018-10-15; 2011-09-20: 2018-10-19 | 2188 | 6240 | Up-front Payment
SCG-011462 | Multifamily Residential - Disadvantaged Community | Domestic Hot Water | Gas | Southern California Gas Company | Incentive:Paid | 14093 | 20.19 |  | 1 | 698 |  | 698 |  | 2018-07-09 04:54 | 2018-07-18 | INTELLIGENT GREEN SOLUTIONS CA | New Construction | Hanford | Kings | 93230 | Lease | [7 empty] | 294.9 | 29.49 |  | Glycol | Steam Back | Solar Storage and Auxiliary Tanks are separate |  | 1 | 1 | 644 | Z13 |  |  | Other | 10002034 | 10 | 1 | 300 | 1 | 100 | 2 | 45000 | FALSE | 160 | 140 |  |  |  |  | County of kings | FALSE | 54.92 |  | 2018-04-24 |  | 2018-07-09 | 2018-07-18 | 2018-08-29 | 2018-10-03 | 2209 | 38337 | Up-front Payment
SCG-011463 | Multifamily Residential - Disadvantaged Community | Domestic Hot Water | Gas | Southern California Gas Company | Incentive:Paid | 12033 | 20.19 |  | 1 | 596 |  | 596 |  | 2018-07-09 05:03 | 2018-07-18 | INTELLIGENT GREEN SOLUTIONS CA | Retrofit | Hanford | Kings | 93230 | Lease | [7 empty] | 294.9 | 29.49 |  | Glycol | Steam Back | Solar Storage and Auxiliary Tanks are separate |  | 1 | 1 | 560 | Z13 |  |  | Other | 10002034 | 10 | 1 | 300 | 1 | 100 | 2 | 190000 | FALSE | 160 | 140 |  |  |  |  | Kings County | FALSE | 64.32 |  | 2018-04-24 | 2018-09-21 | 2018-07-09 | 2018-07-18 | 2018-08-29 | 2018-09-21 | 2209 | 38337 | Up-front Payment
SCG-011465 | Low Income Single Family Residential | Domestic Hot Water | Gas | Southern California Gas Company | Incentive:Paid | 4723 | 36.9 |  | 1 | 128 |  | 128 |  | 2018-05-11 13:49 | 2018-06-19 | TITANIUM POWER INC | Retrofit | Sun Valley | Los Angeles | 91352 | Host Customer is System Owner | 4 |  | 30004079 | GREENoneTEC Solarindustrie GmbH | Solpal Plus | Solpal Plus L-GT | Direct Integral Collector Storage (DI) | 25.66 |  | Solpal Plus L |  |  | Solar Storage with Tankless Auxiliary Water Heater | 51 | 1 | 1 | 55 | Z09 | [18 empty] | Los Angeles | FALSE | 37.18 |  | 2011-06-01: 2018-04-24; 2011-08-03: 2018-05-11; 2011-09-20: 2018-06-19 | 2316 | 4759 | Up-front Payment
PGE-011466 | Commercial/Multifamily Residential | Domestic Hot Water | Gas | Pacific Gas and Electric | Incentive:Canceled | 16717 | 20.19 |  | 1 | 828 |  | 828 |  | 2018-05-15 06:20 | 2018-05-30 | INTELLIGENT GREEN SOLUTIONS CA | Retrofit | Huron | Fresno | 93234 | Lease | [7 empty] | 353.88 | 29.49 |  | Glycol | Steam Back | Solar Storage and Auxiliary Tanks are separate |  | 1 | 1 | 700 | Z13 |  |  | Other | 10002034 | 12 | 1 | 350 | 1 | 100 | 1 | 199900 | FALSE | 160 | 140 | [5 empty] | FALSE | 55.56 |  | 2011-06-01: 2018-04-24; 2011-06-23: 2018-05-15; 2011-07-01: 2018-05-30 | 2341 | 46004 | Up-front Payment
SCG-011467 | Commercial/Multifamily Residential | Domestic Hot Water | Gas | Southern California Gas Company | Incentive:Paid | 71695 | 20.19 |  | 1 | 3551 |  | 3551 |  | 2018-04-27 13:56 | 2018-06-04 | EVOLUTION ENERGY SOLUTIONS L L C | Retrofit | Thousand Oaks | Ventura | 91360 | Host Customer is System Owner | [7 empty] | 982.8 | 40.95 |  | Drainback | Drainback (Water) | Solar Storage and Auxiliary Tanks are separate |  | 1 | 1 | 2000 | Z09 | 50 | Units | Apartments/Condos | TRB-40 | 24 | 1 | 1700 | 1 | 115 | 1 | 750000 | TRUE | 140 | 140 |  | SunEarth - SETR A503 TTR U + VFS 10-200 |  | SunEarth - SETR A503 TTR U + VFS 10-200 | Thousand Oaks | FALSE | 20.19 |  | 2018-04-24 |  | 2018-04-27 | 2018-06-04 | 2018-12-12 | 2019-01-10 | 2112 | 71695 | Up-front Payment
SCG-011468 | Multifamily Residential - Disadvantaged Community | Domestic Hot Water | Gas | Southern California Gas Company | Incentive:Paid | 28428 | 20.19 |  | 1 | 1408 |  | 1408 |  | 2018-07-03 13:41 | 2018-09-05 | INTELLIGENT GREEN SOLUTIONS CA | Retrofit | Hanford | Kings | 93230 | Lease | [7 empty] | 589.8 | 29.49 |  | Glycol | Steam Back | Solar Storage and Auxiliary Tanks are separate |  | 1 | 1 | 1148 | Z13 |  |  | Other | 10002034 | 20 | 1 | 700 | 1 | 100 | 2 | 199000 | FALSE | 160 | 140 |  | SunMaxx Solar - SmartMaxx-EMETER1000 |  | SunMaxx Solar - SmartMaxx-EMETER1000 | City of Hanford | FALSE | 54.46 |  | 2018-04-25 |  | 2018-07-03 | 2018-09-05 | 2018-10-03 | 2018-10-19 | 2195 | 76674 | Up-front Payment
PGE-011469 | Multifamily Residential - Disadvantaged Community | Domestic Hot Water | Gas | Pacific Gas and Electric | Incentive:Paid | 39047 | 20.19 |  | 1 | 1934 |  | 1934 |  | 2018-04-26 08:35 | 2018-05-03 | EVOLUTION ENERGY SOLUTIONS L L C | Retrofit | Oakland | Alameda | 94601 | Host Customer is System Owner | [7 empty] | 614.25 | 40.95 |  | Drainback | Drainback (Water) | Solar Storage and Auxiliary Tanks are separate |  | 1 | 1 | 1120 | Z03 | 28 | Units | Apartments/Condos | TRB-40 | 15 | 1 | 800 | 1 | 100 | 1 | 250000 | TRUE | 140 | 140 |  | SunEarth - SETR A503 TTR U + VFS 10-200 |  | SunEarth - SETR A503 TTR U + VFS 10-200 | Oakland | FALSE | 20.19 |  | 2018-04-25 | 2018-05-01 | 2018-04-26 | 2018-05-03 | 2018-08-24 | 2018-09-24 | 2207 | 39047 | Up-front Payment
SCG-011470 | Commercial Pools | Pool Heating | Gas | Southern California Gas Company | Incentive:Paid | 39122 | 5 |  | 1 | 8568 |  | 8568 |  | 2018-05-03 12:03 | 2018-05-08 | MOHR POWER SOLAR INC | Retrofit | Temecula | Riverside | 92591 | Host Customer is System Owner | [7 empty] | 3315.997 | 43.065 |  | Drainback |  |  |  | 1 | 1 |  | Z10 |  |  |  | 10001884 | 77 | 1 | [5 empty] | FALSE |  |  |  | Grundfos UPC-BTU w/VFS 20-400 |  | Grundfos UPC-BTU w/VFS 20-400 | City of Temecula | FALSE | 9.13 |  | 2018-04-25 |  | 2018-05-03 | 2018-05-08 | 2018-08-16 | 2018-08-28 | 2249 | 78244 | Up-front Payment
PGE-011471 | Commercial/Multifamily Residential | Domestic Hot Water | Gas | Pacific Gas and Electric | Incentive:Canceled | 16939 | 20.19 |  | 1 | 839 |  | 839 |  | 2018-05-15 06:38 | 2018-05-30 | INTELLIGENT GREEN SOLUTIONS CA | Retrofit | Avenal | Kings | 93204 | Lease | [7 empty] | 412.86 | 29.49 |  | Glycol | Steam Back | Solar Storage and Auxiliary Tanks are separate |  | 1 | 1 | 784 | Z13 |  |  | Other | 10002034 | 14 | 1 | 400 | 1 | 100 | 1 | 199000 | FALSE | 160 | 140 | [5 empty] | FALSE | 63.97 |  | 2011-06-01: 2018-04-26; 2011-06-23: 2018-05-15; 2011-07-01: 2018-05-30 | 2341 | 53672 | Up-front Payment
PGE-011472 | Multifamily Residential - Disadvantaged Community | Domestic Hot Water | Gas | Pacific Gas and Electric | Incentive:Canceled | 20049 | 20.19 |  | 1 | 993 |  | 993 |  | 2018-05-15 05:04 | 2018-07-19 | INTELLIGENT GREEN SOLUTIONS CA | Retrofit | Avenal | Kings | 93204 | Lease | [7 empty] | 471.84 | 29.49 |  | Glycol | Steam Back | Solar Storage and Auxiliary Tanks are separate |  | 1 | 1 | 896 | Z13 |  |  | Other | 10002034 | 16 | 1 | 500 | 1 | 100 | 3 | 199000 | FALSE | 160 | 140 | [5 empty] | FALSE | 61.77 |  | 2018-04-26 | 2018-06-08 | 2018-05-15 | 2018-07-19 |  |  | 2291 | 61339 | Up-front Payment
PGE-011473 | Commercial/Multifamily Residential | Domestic Hot Water | Gas | Pacific Gas and Electric | Incentive:Paid | 44721 | 20.19 |  | 1 | 2215 |  | 2215 |  | 2018-05-23 14:01 | 2018-06-04 | EVOLUTION ENERGY SOLUTIONS L L C | Retrofit | Fremont | Alameda | 94536 | Host Customer is System Owner | [7 empty] | 737.1 | 40.95 |  | Drainback | Drainback (Water) | Solar Storage and Auxiliary Tanks are separate |  | 1 | 1 | 1080 | Z03 | 27 | Units | Apartments/Condos | TRB-40 | 18 | 1 | 1300 | 1 | 100 | 1 | 390000 | TRUE | 140 | 140 |  | SunEarth - SETR A503 TTR U + VFS 10-200 |  | SunEarth - SETR A503 TTR U + VFS 10-200 | Fremont | FALSE | 20.33 |  | 2018-04-26 | 2018-05-30 | 2018-05-23 | 2018-06-04 | 2018-09-11 | 2018-11-29 | 2139 | 45024 | Up-front Payment
SCG-011474 | Commercial/Multifamily Residential | Domestic Hot Water | Gas | Southern California Gas Company | Incentive:Paid | 56572 | 20.19 |  | 1 | 2802 |  | 2802 |  | 2018-07-13 08:49 | 2018-09-07 | EVOLUTION ENERGY SOLUTIONS L L C | Retrofit | Los Angeles | Los Angeles | 90057 | Host Customer is System Owner | [7 empty] | 760.76 | 40.04 |  | Drainback | Drainback (Water) | Solar Storage and Auxiliary Tanks are separate |  | 1 | 1 | 1600 | Z09 | 40 | Units | Apartments/Condos | 10002008 | 19 | 1 | 1500 | 1 | 238 | 2 | 399000 | TRUE | 140 | 140 |  | SunEarth - SETR A503 TTR U + VFS 10-200 |  | SunEarth - SETR A503 TTR U + VFS 10-200 | Los Angeles | FALSE | 20.19 |  | 2018-04-26 |  | 2018-07-13 | 2018-09-07 | 2019-01-16 | 2019-01-18 | 2088 | 56572 | Up-front Payment
PGE-011475 | Low Income Multifamily Residential | Domestic Hot Water | Gas | Pacific Gas and Electric | Incentive:Paid | 16253 | 24.89 |  | 1 | 653 |  | 653 |  | 2018-08-14 15:41 | 2018-09-06 | SUN LIGHT & POWER | New Construction | Cupertino | Santa Clara | 95014 | Host Customer is System Owner | [7 empty] | 160.68 | 40.17 |  | Glycol | Pressure Stagnation Protection (PSP) | Solar and Auxiliary Storage are the same Tank |  | 1 | 1 | 756 | Z04 | 18 | Units | Apartments/Condos | 2010115A | 4 | 1 | 238 | 1 | 0 | 0 | 260000 | TRUE | 125 | 120 |  |  |  |  | City of Cupertino | FALSE | 55.04 |  | 2018-07-11 | 2018-08-29 | 2018-08-14 | 2018-09-06 | 2019-11-25 | 2019-12-17 | 1765 | 35943 | Up-front Payment
SCG-011476 | Commercial/Multifamily Residential | Domestic Hot Water | Gas | Southern California Gas Company | Incentive:Paid | 39815 | 20.19 |  | 1 | 1972 |  | 1972 |  | 2018-07-13 09:10 | 2018-09-07 | EVOLUTION ENERGY SOLUTIONS L L C | Retrofit | Los Angeles | Los Angeles | 90004 | Host Customer is System Owner | [7 empty] | 532.35 | 40.95 |  | Drainback | Drainback (Water) | Solar Storage and Auxiliary Tanks are separate |  | 1 | 1 | 1080 | Z09 | 27 | Units | Apartments/Condos | TRB-40 | 13 | 1 | 1000 | 1 | 220 | 2 | 275000 | TRUE | 140 | 140 |  | SunEarth - SETR A503 TTR U + VFS 10-200 |  | Enovative Group, Inc. - AutoHot DS-100AR | Los Angeles | FALSE | 20.19 |  | 2018-04-26 |  | 2018-07-13 | 2018-09-07 | 2019-12-11 | 2020-01-08 | 1747 | 39815 | Up-front Payment
SCG-011477 | Commercial/Multifamily Residential | Domestic Hot Water | Gas | Southern California Gas Company | Incentive:Paid | 37937 | 20.19 |  | 1 | 1879 |  | 1879 |  | 2018-07-13 10:19 | 2018-09-07 | EVOLUTION ENERGY SOLUTIONS L L C | Retrofit | Los Angeles | Los Angeles | 90029 | Host Customer is System Owner | [7 empty] | 532.35 | 40.95 |  | Drainback | Drainback (Water) | Solar Storage and Auxiliary Tanks are separate |  | 1 | 1 | 1000 | Z09 | 25 | Units | Apartments/Condos | TRB-40 | 13 | 1 | 1000 | 2 | 115 | 1 | 300000 | TRUE | 140 | 140 |  | SunEarth - SETR A503 TTR U + VFS 10-200 |  | Enovative Group, Inc. - AutoHot DS-100AR | Los Angeles | FALSE | 20.19 |  | 2018-04-26 |  | 2018-07-13 | 2018-09-07 | 2019-12-11 | 2020-02-03 | 1712 | 37937 | Up-front Payment
SCG-011478 | Low Income Single Family Residential | Domestic Hot Water | Gas | Southern California Gas Company | Incentive:Paid | 4723 | 36.9 |  | 1 | 128 |  | 128 |  | 2018-04-30 14:58 | 2018-05-24 | TITANIUM POWER INC | Retrofit | Arleta | Los Angeles | 91331 | Host Customer is System Owner | 5 |  | 30004079 | GREENoneTEC Solarindustrie GmbH | Solpal Plus | Solpal Plus L-GT | Direct Integral Collector Storage (DI) | 25.66 |  | Solpal Plus L |  |  | Solar Storage with Tankless Auxiliary Water Heater | 51 | 1 | 1 | 65 | Z09 | [18 empty] | Los Angeles | FALSE | 37.18 |  | 2011-06-01: 2018-04-26; 2011-08-03: 2018-04-30; 2011-09-20: 2018-05-24 | 2342 | 4759 | Up-front Payment
SCG-011480 | Commercial/Multifamily Residential | Domestic Hot Water | Gas | Southern California Gas Company | Incentive:Paid | 44418 | 20.19 |  | 1 | 2200 |  | 2200 |  | 2018-07-12 14:09 | 2018-09-21 | EVOLUTION ENERGY SOLUTIONS L L C | Retrofit | Los Angeles | Los Angeles | 90006 | Host Customer is System Owner | [7 empty] | 573.3 | 40.95 |  | Drainback | Drainback (Water) | Solar Storage and Auxiliary Tanks are separate |  | 1 | 1 | 1280 | Z09 | 32 | Units | Apartments/Condos | TRB-40 | 14 | 1 | 1100 | 1 | 200 | 2 | 400000 | TRUE | 140 | 140 |  | SunEarth - SETR A503 TTR U + VFS 10-200 |  | SunEarth - SETR A503 TTR U + VFS 10-200 | Los Angeles | FALSE | 20.19 |  | 2018-04-26 |  | 2018-07-12 | 2018-09-21 | 2020-01-15 | 2020-01-21 | 1733 | 44418 | Up-front Payment
SCG-011481 | Low Income Single Family Residential | Domestic Hot Water | Gas | Southern California Gas Company | Incentive:Paid | 4723 | 36.9 |  | 1 | 128 |  | 128 |  | 2018-04-30 15:17 | 2018-05-24 | TITANIUM POWER INC | Retrofit | North Hollywood | Los Angeles | 91605 | Host Customer is System Owner | 4 |  | 30004079 | GREENoneTEC Solarindustrie GmbH | Solpal Plus | Solpal Plus L-GT | Direct Integral Collector Storage (DI) | 25.66 |  | Solpal Plus L |  |  | Solar Storage with Tankless Auxiliary Water Heater | 51 | 1 | 1 | 55 | Z09 | [18 empty] | Los Angeles | FALSE | 37.18 |  | 2011-06-01: 2018-04-26; 2011-08-03: 2018-04-30; 2011-09-20: 2018-05-24 | 2342 | 4759 | Up-front Payment
SCG-011482 | Low Income Single Family Residential | Domestic Hot Water | Gas | Southern California Gas Company | Incentive:Paid | 4723 | 36.9 |  | 1 | 128 |  | 128 |  | 2018-05-11 13:59 | 2018-06-19 | TITANIUM POWER INC | Retrofit | Arleta | Los Angeles | 91331 | Host Customer is System Owner | 4 |  | 30004079 | GREENoneTEC Solarindustrie GmbH | Solpal Plus | Solpal Plus L-GT | Direct Integral Collector Storage (DI) | 25.66 |  | Solpal Plus L |  |  | Solar Storage with Tankless Auxiliary Water Heater | 51 | 1 | 1 | 55 | Z09 | [18 empty] | Los Angeles | FALSE | 37.18 |  | 2011-06-01: 2018-04-26; 2011-08-03: 2018-05-11; 2011-09-20: 2018-06-19 | 2316 | 4759 | Up-front Payment
SCG-011483 | Commercial/Multifamily Residential | Domestic Hot Water | Gas | Southern California Gas Company | Incentive:Paid | 37897 | 20.19 |  | 1 | 1877 |  | 1877 |  | 2018-07-13 10:54 | 2018-09-07 | EVOLUTION ENERGY SOLUTIONS L L C | Retrofit | Los Angeles | Los Angeles | 90029 | Host Customer is System Owner | [7 empty] | 532.35 | 40.95 |  | Drainback | Drainback (Water) | Solar Storage and Auxiliary Tanks are separate |  | 1 | 1 | 1000 | Z09 | 25 | Units | Apartments/Condos | TRB-40 | 13 | 1 | 1000 | 2 | 115 | 1 | 400000 | TRUE | 140 | 140 |  | SunEarth - SETR A503 TTR U + VFS 10-200 |  | Enovative Group, Inc. - AutoHot DS-100AR | Los Angeles | FALSE | 20.19 |  | 2018-04-26 |  | 2018-07-13 | 2018-09-07 | 2019-12-11 | 2020-01-07 | 1752 | 37897 | Up-front Payment
SCG-011484 | Commercial/Multifamily Residential | Domestic Hot Water | Gas | Southern California Gas Company | Incentive:Paid | 37493 | 20.19 |  | 1 | 1857 |  | 1857 |  | 2018-07-13 10:58 | 2018-07-23 | EVOLUTION ENERGY SOLUTIONS L L C | Retrofit | Los Angeles | Los Angeles | 90028 | Host Customer is System Owner | [7 empty] | 450.45 | 40.95 |  | Drainback | Drainback (Water) | Solar Storage and Auxiliary Tanks are separate |  | 1 | 1 | 1320 | Z09 | 33 | Units | Apartments/Condos | TRB-40 | 11 | 1 | 1000 | 1 | 200 | 2 | 469000 | TRUE | 140 | 140 |  |  |  |  | Los Angeles | FALSE | 20.19 |  | 2018-04-26 |  | 2018-07-13 | 2018-07-23 | 2019-12-11 | 2019-12-30 | 1761 | 37493 | Up-front Payment
SCG-011485 | Low Income Single Family Residential | Domestic Hot Water | Gas | Southern California Gas Company | Incentive:Paid | 4613 | 36.9 |  | 1 | 125 |  | 125 |  | 2018-05-11 13:37 | 2018-06-19 | TITANIUM POWER INC | Retrofit | Pacoima | Los Angeles | 91331 | Host Customer is System Owner | 4 |  | 30004257 | Butler Sun Solutions, Inc. | SOLAR BUTLER | B-BT1-40-I | Indirect Forced Circulation (IF) | 43.72 |  | BT1 | Glycol | Advanced Controller with a Vacation or Holiday Mode | Solar Storage and Auxiliary Tanks are separate | 40 | 1 | 1 | 55 | Z09 | [18 empty] | Los Angeles | FALSE | 37.27 |  | 2011-06-01: 2018-04-26; 2011-08-03: 2018-05-11; 2011-09-20: 2018-06-19 | 2316 | 4659 | Up-front Payment
SCG-011486 | Multifamily Residential - Disadvantaged Community | Domestic Hot Water | Gas | Southern California Gas Company | Incentive:Paid | 37553 | 20.19 |  | 1 | 1860 |  | 1860 |  | 2018-07-13 11:03 | 2018-09-07 | EVOLUTION ENERGY SOLUTIONS L L C | Retrofit | Los Angeles | Los Angeles | 90026 | Host Customer is System Owner | [7 empty] | 532.35 | 40.95 |  | Drainback | Drainback (Water) | Solar Storage and Auxiliary Tanks are separate |  | 1 | 1 | 960 | Z09 | 24 | Units | Apartments/Condos | TRB-40 | 13 | 1 | 1000 | 1 | 115 | 1 | 200000 | TRUE | 140 | 140 |  | SunEarth - SETR A503 TTR U + VFS 10-200 |  | Enovative Group, Inc. - AutoHot DS-100AR | Los Angeles | FALSE | 20.19 |  | 2018-04-26 |  | 2018-07-13 | 2018-09-07 | 2020-01-15 | 2020-01-28 | 1712 | 37553 | Up-front Payment
SCG-011488 | Commercial/Multifamily Residential | Domestic Hot Water | Gas | Southern California Gas Company | Incentive:Paid | 39835 | 20.19 |  | 1 | 1973 |  | 1973 |  | 2018-07-13 11:08 | 2018-09-07 | EVOLUTION ENERGY SOLUTIONS L L C | Retrofit | Los Angeles | Los Angeles | 90057 | Host Customer is System Owner | [7 empty] | 532.35 | 40.95 |  | Drainback | Drainback (Water) | Solar Storage and Auxiliary Tanks are separate |  | 1 | 1 | 1080 | Z09 | 27 | Units | Apartments/Condos | TRB-40 | 13 | 1 | 1000 | 1 | 200 | 2 | 540000 | TRUE | 140 | 140 |  | SunEarth - SETR A503 TTR U + VFS 10-200 |  | Enovative Group, Inc. - AutoHot DS-100AR | Los Angeles | FALSE | 20.19 |  | 2018-04-26 |  | 2018-07-13 | 2018-09-07 | 2019-12-11 | 2020-01-07 | 1753 | 39835 | Up-front Payment
SCG-011489 | Commercial/Multifamily Residential | Domestic Hot Water | Gas | Southern California Gas Company | Incentive:Paid | 78741 | 20.19 |  | 1 | 3900 |  | 3900 |  | 2018-07-12 14:14 | 2018-09-07 | EVOLUTION ENERGY SOLUTIONS L L C | Retrofit | Panorama City | Los Angeles | 91402 | Host Customer is System Owner | [7 empty] | 1146.6 | 40.95 |  | Drainback | Drainback (Water) | Solar Storage and Auxiliary Tanks are separate |  | 1 | 1 | 2014 | Z09 | 53 | Units | Apartments/Condos | TRB-40 | 28 | 1 | 2000 | 1 | 238 | 2 | 750000 | TRUE | 140 | 140 |  | SunEarth - SETR A503 TTR U + VFS 10-200 |  | SunEarth - SETR A503 TTR U + VFS 10-200 | Los Angeles | FALSE | 20.19 |  | 2018-04-26 |  | 2018-07-12 | 2018-09-07 | 2019-02-27 | 2019-03-01 | 2063 | 78741 | Up-front Payment
PGE-011490 | Low Income Multifamily Residential | Domestic Hot Water | Gas | Pacific Gas and Electric | Incentive:Canceled | 134985 | 24.89 |  | 1 | 5591 |  | 5423 |  | 2018-05-02 16:32 | 2018-05-09 | SUN LIGHT & POWER | New Construction | Oakland | Alameda | 94608 | Host Customer is System Owner | [7 empty] | 1928.16 | 40.17 |  | Glycol | Pressure Stagnation Protection (PSP) | Solar and Auxiliary Storage are the same Tank |  | 0.97 | 1 | 3737 | Z03 | 101 | Units | Apartments/Condos | 2010115A | 48 | 2 | 2880 | 1 | 360 | 3 | 1200000 | TRUE | 140 | 125 |  | Heliodyne - Delta-T Pro Ethernet |  | Heliodyne - Delta-T Pro Ethernet |  | FALSE | 51.68 |  | 2018-05-01 | 2018-05-07 | 2018-05-02 | 2018-05-09 |  |  | 2362 | 288951 | Up-front Payment
PGE-011491 | Low Income Multifamily Residential | Domestic Hot Water | Gas | Pacific Gas and Electric | Incentive:Canceled | 109054 | 24.89 |  | 1 | 4564 |  | 4381 |  | 2018-05-02 16:32 | 2018-05-09 | SUN LIGHT & POWER | New Construction | Oakland | Alameda | 94608 | Host Customer is System Owner | [7 empty] | 1285.44 | 40.17 |  | Glycol | Pressure Stagnation Protection (PSP) | Solar Storage and Auxiliary Tanks are separate |  | 0.96 | 1 | 4070 | Z03 | 110 | Units | Apartments/Condos | 2010115A | 32 | 2 | 1950 | 1 | 360 | 3 | 900000 | TRUE | 140 | 125 |  | Heliodyne - Delta-T Pro Ethernet |  | Heliodyne - Delta-T Pro Ethernet |  | FALSE | 68.29 |  | 2018-05-01 | 2018-05-07 | 2018-05-02 | 2018-05-09 |  |  | 2362 | 311677 | Up-front Payment
SCG-011492 | Low Income Single Family Residential | Domestic Hot Water | Gas | Southern California Gas Company | Incentive:Paid | 4613 | 36.9 |  | 1 | 125 |  | 125 |  | 2018-05-11 13:41 | 2018-06-19 | TITANIUM POWER INC | Retrofit | San Fernando | Los Angeles | 91342 | Host Customer is System Owner | 6 |  | 30004257 | Butler Sun Solutions, Inc. | SOLAR BUTLER | B-BT1-40-I | Indirect Forced Circulation (IF) | 43.72 |  | BT1 | Glycol | Advanced Controller with a Vacation or Holiday Mode | Solar Storage and Auxiliary Tanks are separate | 40 | 1 | 1 | 75 | Z09 | [18 empty] | Los Angeles | FALSE | 37.27 |  | 2011-06-01: 2018-04-26; 2011-08-03: 2018-05-11; 2011-09-20: 2018-06-19 | 2314 | 4659 | Up-front Payment
SCG-011493 | Low Income Single Family Residential | Domestic Hot Water | Gas | Southern California Gas Company | Incentive:Paid | 4613 | 36.9 |  | 1 | 125 |  | 125 |  | 2018-05-11 14:03 | 2018-06-19 | TITANIUM POWER INC | Retrofit | Arleta | Los Angeles | 91331 | Host Customer is System Owner | 6 |  | 30004257 | Butler Sun Solutions, Inc. | SOLAR BUTLER | B-BT1-40-I | Indirect Forced Circulation (IF) | 43.72 |  | BT1 | Glycol | Advanced Controller with a Vacation or Holiday Mode | Solar Storage and Auxiliary Tanks are separate | 40 | 1 | 1 | 75 | Z09 | [18 empty] | Los Angeles | FALSE | 37.27 |  | 2011-06-01: 2018-04-26; 2011-08-03: 2018-05-11; 2011-09-20: 2018-06-19 | 2314 | 4659 | Up-front Payment
SCG-011494 | Low Income Single Family Residential | Domestic Hot Water | Gas | Southern California Gas Company | Incentive:Paid | 4723 | 36.9 |  | 1 | 128 |  | 128 |  | 2018-04-30 15:00 | 2018-05-24 | TITANIUM POWER INC | Retrofit | Pacoima | Los Angeles | 91331 | Host Customer is System Owner | 5 |  | 30004079 | GREENoneTEC Solarindustrie GmbH | Solpal Plus | Solpal Plus L-GT | Direct Integral Collector Storage (DI) | 25.66 |  | Solpal Plus L |  |  | Solar Storage with Tankless Auxiliary Water Heater | 51 | 1 | 1 | 65 | Z09 | [18 empty] | Los Angeles | FALSE | 37.18 |  | 2011-06-01: 2018-04-26; 2011-08-03: 2018-04-30; 2011-09-20: 2018-05-24 | 2342 | 4759 | Up-front Payment
SCG-011495 | Commercial Pools | Pool Heating | Gas | Southern California Gas Company | Incentive:Paid | 5965 | 5 |  | 1 | 1113 |  | 1113 |  | 2018-05-15 10:25 | 2018-05-15 | MOHR POWER SOLAR INC | Retrofit | Costa Mesa | Orange | 92708 | Host Customer is System Owner | [7 empty] | 650 | 50 |  | Drainback |  |  |  | 1 | 1 |  | Z06 |  |  |  | 10001884 | 13 | 1 | [5 empty] | FALSE |  |  |  | Grundfos UPC-BTU w/VFS 20-400 |  | Grundfos UPC-BTU w/VFS 20-400 | City of Costa Mesa | FALSE | 10.72 |  | 2018-04-26 |  | 2018-05-15 | 2018-05-15 | 2018-11-26 | 2018-12-20 | 2117 | 11930 | Up-front Payment
SCG-011496 | Low Income Single Family Residential | Domestic Hot Water | Gas | Southern California Gas Company | Incentive:Paid | 4613 | 36.9 |  | 1 | 125 |  | 125 |  | 2018-04-30 15:05 | 2018-08-15 | TITANIUM POWER INC | Retrofit | Pacoima | Los Angeles | 91331 | Host Customer is System Owner | 5 |  | 30004257 | Butler Sun Solutions, Inc. | SOLAR BUTLER | B-BT1-40-I | Indirect Forced Circulation (IF) | 43.72 |  | BT1 | Glycol | Advanced Controller with a Vacation or Holiday Mode | Solar Storage and Auxiliary Tanks are separate | 40 | 1 | 1 | 65 | Z09 | [18 empty] | Los Angeles | FALSE | 37.27 |  | 2011-06-01: 2018-04-27; 2011-08-03: 2018-04-30; 2011-09-20: 2018-08-15 | 2258 | 4659 | Up-front Payment
SCG-011497 | Commercial Pools | Pool Heating | Gas | Southern California Gas Company | Incentive:Paid | 6900 | 5 |  | 1 | 1367 |  | 1367 |  | 2018-05-15 11:01 | 2018-05-15 | MOHR POWER SOLAR INC | Retrofit | Costa Mesa | Orange | 92626 | Host Customer is System Owner | [7 empty] | 800 | 50 |  | Drainback |  |  |  | 1 | 1 |  | Z06 |  |  |  | 10001884 | 16 | 1 | [5 empty] | FALSE |  |  |  | Grundfos UPC-BTU w/VFS 20-400 |  | Grundfos UPC-BTU w/VFS 20-400 | City of Costa Mesa | FALSE | 10.1 |  | 2018-04-27 |  | 2018-05-15 | 2018-05-15 | 2018-11-26 | 2018-12-20 | 2129 | 13800 | Up-front Payment
SCG-011498 | Commercial/Multifamily Residential | Domestic Hot Water | Gas | Southern California Gas Company | Incentive:Paid | 81911 | 20.19 |  | 1 | 4057 |  | 4057 |  | 2018-04-30 10:57 | 2018-06-04 | EVOLUTION ENERGY SOLUTIONS L L C | Retrofit | Lennox | Los Angeles | 90304 | Host Customer is System Owner | [7 empty] | 1146.6 | 40.95 |  | Drainback | Drainback (Water) | Solar Storage and Auxiliary Tanks are separate |  | 1 | 1 | 2052 | Z08 | 54 | Units | Apartments/Condos | TRB-40 | 28 | 1 | 2000 | 1 | 200 | 2 | 399000 | TRUE | 140 | 140 |  | SunEarth - SETR A503 TTR U + VFS 10-200 |  | SunEarth - SETR A503 TTR U + VFS 10-200 | LA county | FALSE | 20.19 |  | 2018-04-30 |  | 2018-04-30 | 2018-06-04 | 2019-08-20 | 2019-09-04 | 1878 | 81911 | Up-front Payment
SCG-011500 | Commercial/Multifamily Residential | Domestic Hot Water | Gas | Southern California Gas Company | Incentive:Paid | 83869 | 20.19 |  | 1 | 4154 |  | 4154 |  | 2018-04-30 10:53 | 2018-06-04 | EVOLUTION ENERGY SOLUTIONS L L C | Retrofit | Inglewood | Los Angeles | 90304 | Host Customer is System Owner | [7 empty] | 1146.6 | 40.95 |  | Drainback | Drainback (Water) | Solar Storage and Auxiliary Tanks are separate |  | 1 | 1 | 2128 | Z08 | 56 | Units | Apartments/Condos | TRB-40 | 28 | 1 | 2000 | 1 | 200 | 2 | 399000 | TRUE | 140 | 140 |  | SunEarth - SETR A503 TTR U + VFS 10-200 |  | SunEarth - SETR A503 TTR U + VFS 10-200 | LA county | FALSE | 20.19 |  | 2018-04-30 |  | 2018-04-30 | 2018-06-04 | 2020-07-13 | 2020-07-13 | 1559 | 83869 | Up-front Payment
SCG-011501 | Commercial/Multifamily Residential | Domestic Hot Water | Gas | Southern California Gas Company | Incentive:Paid | 31093 | 20.19 |  | 1 | 1540 |  | 1540 |  | 2018-05-03 09:32 | 2018-06-04 | EVOLUTION ENERGY SOLUTIONS L L C | Retrofit | North Hollywood | Los Angeles | 91601 | Host Customer is System Owner | [7 empty] | 450.45 | 40.95 |  | Drainback | Drainback (Water) | Solar Storage and Auxiliary Tanks are separate |  | 1 | 1 | 798 | Z09 | 19 | Units | Apartments/Condos | TRB-40 | 11 | 1 | 800 | 1 | 100 | 1 | 270000 | TRUE | 140 | 140 |  |  |  |  | Los Angeles | FALSE | 20.19 |  | 2018-04-30 |  | 2018-05-03 | 2018-06-04 | 2020-02-05 | 2020-02-24 | 1704 | 31093 | Up-front Payment
SCG-011502 | Low Income Single Family Residential | Domestic Hot Water | Gas | Southern California Gas Company | Incentive:Paid | 4723 | 36.9 |  | 1 | 128 |  | 128 |  | 2018-05-15 13:26 | 2018-06-25 | TITANIUM POWER INC | Retrofit | North Hollywood | Los Angeles | 91605 | Host Customer is System Owner | 4 |  | 30004079 | GREENoneTEC Solarindustrie GmbH | Solpal Plus | Solpal Plus L-GT | Direct Integral Collector Storage (DI) | 25.66 |  | Solpal Plus L |  |  | Solar Storage with Tankless Auxiliary Water Heater | 51 | 1 | 1 | 55 | Z09 | [18 empty] | Los Angeles | FALSE | 37.18 |  | 2011-06-01: 2018-04-30; 2011-08-03: 2018-05-15; 2011-09-20: 2018-06-25 | 2314 | 4759 | Up-front Payment
SCG-011503 | Single Family Residential | Domestic Hot Water | Gas | Southern California Gas Company | Incentive:Paid | 3779 | 29.85 |  | 1 | 145 |  | 127 |  | 2018-07-03 08:38 | 2018-07-06 | SOL RELIABLE INC | Retrofit | Los Angeles | Los Angeles | 90046 | Host Customer is System Owner | 5 |  | 2011141B | Heliodyne, Inc. | HELIOPAK | HPAK 016 1 410 G 80 ACD Z | Indirect Forced Circulation (IF) | 40.17 |  | 410 001 | Forced Circulation |  | Solar Storage with Tankless Auxiliary Water Heater | 80 | 0.97 | 0.9 | 65 | Z09 | [18 empty] | lADBS | FALSE | 68.97 |  | 2011-06-01: 2018-04-30; 2011-08-03: 2018-07-03; 2011-09-20: 2018-07-06 | 2300 | 10000 | Up-front Payment
SCG-011504 | Low Income Single Family Residential | Domestic Hot Water | Gas | Southern California Gas Company | Incentive:Paid | 4723 | 36.9 |  | 1 | 128 |  | 128 |  | 2018-05-11 14:30 | 2018-06-22 | TITANIUM POWER INC | Retrofit | Pacoima | Los Angeles | 91331 | Host Customer is System Owner | 6 |  | 30004079 | GREENoneTEC Solarindustrie GmbH | Solpal Plus | Solpal Plus L-GT | Direct Integral Collector Storage (DI) | 25.66 |  | Solpal Plus L |  |  | Solar Storage with Tankless Auxiliary Water Heater | 51 | 1 | 1 | 75 | Z09 | [18 empty] | Los Angeles | FALSE | 37.18 |  | 2011-06-01: 2018-04-30; 2011-08-03: 2018-05-11; 2011-09-20: 2018-06-22 | 2313 | 4759 | Up-front Payment
SCG-011505 | Low Income Multifamily Residential | Domestic Hot Water | Gas | Southern California Gas Company | Incentive:Paid | 51796 | 24.89 |  | 1 | 2081 |  | 2081 |  | 2018-05-15 10:50 | 2018-05-18 | CALIFORNIA SOLAR INTEGRATORS INC | New Construction | Los Angeles | Los Angeles | 90044 | Host Customer is System Owner | [7 empty] | 532.35 | 40.95 |  | Glycol | Steam Back | Solar Storage and Auxiliary Tanks are separate |  | 1 | 1 | 2812 | Z08 | 74 | Units | Apartments/Condos | TRB-40 | 13 | 1 | 803 | 1 | 1260 | 1 | 1000000 | TRUE | 120 | 140 |  | SunEarth - SETRA503 TTR U + Series 200 |  | SunEarth - SETRA503 TTR U + Series 200 | County of Los Angeles | FALSE | 49.01 |  | 2018-04-30 |  | 2018-05-15 | 2018-05-18 | 2018-12-14 | 2019-01-14 | 2111 | 101985 | Up-front Payment
PGE-011506 | Single Family Residential - Disadvantaged Community | Domestic Hot Water | Gas | Pacific Gas and Electric | Incentive:Paid | 2060 | 29.85 |  | 1 | 69 |  | 69 |  | 2018-05-11 09:24 | 2018-10-19 | MAC GREINE ENERGY CORP | Retrofit | OAKLAND | Alameda | 94607 | Host Customer is System Owner | 4 |  | 2012012B | GREENoneTEC Solarindustrie GmbH | SOLPAL (formerly Solcrafte) | SOLPAL L-G | Direct Integral Collector Storage (DI) | 26.11 |  | Solpal L |  |  | Solar and Auxiliary Storage are the same Tank | 51 | 1 | 1 | 55 | Z03 | [18 empty] | City of Oakland | FALSE | 72.46 |  | 2011-06-01: 2018-05-01; 2011-08-03: 2018-05-11; 2011-09-20: 2018-10-19 | 2171 | 5000 | Up-front Payment
SCG-011507 | Low Income Single Family Residential | Domestic Hot Water | Gas | Southern California Gas Company | Incentive:Paid | 4686 | 36.9 |  | 1 | 127 |  | 127 |  | 2018-05-11 14:24 | 2018-06-22 | TITANIUM POWER INC | Retrofit | Los Angeles | Los Angeles | 90062 | Host Customer is System Owner | 4 |  | 30004079 | GREENoneTEC Solarindustrie GmbH | Solpal Plus | Solpal Plus L-GT | Direct Integral Collector Storage (DI) | 25.66 |  | Solpal Plus L |  |  | Solar Storage with Tankless Auxiliary Water Heater | 51 | 1 | 1 | 55 | Z08 | [18 empty] | Los Angeles | FALSE | 37.18 |  | 2011-06-01: 2018-05-01; 2011-08-03: 2018-05-11; 2011-09-20: 2018-06-22 | 2313 | 4722 | Up-front Payment
SCG-011508 | Low Income Single Family Residential | Domestic Hot Water | Gas | Southern California Gas Company | Incentive:Paid | 4686 | 36.9 |  | 1 | 127 |  | 127 |  | 2018-05-11 14:26 | 2018-08-20 | TITANIUM POWER INC | Retrofit | Los Angeles | Los Angeles | 90062 | Owner/Tenant | 4 |  | 30004079 | GREENoneTEC Solarindustrie GmbH | Solpal Plus | Solpal Plus L-GT | Direct Integral Collector Storage (DI) | 25.66 |  | Solpal Plus L |  |  | Solar Storage with Tankless Auxiliary Water Heater | 51 | 1 | 1 | 55 | Z08 | [18 empty] | Los Angeles | FALSE | 37.18 |  | 2011-06-01: 2018-05-01; 2011-08-03: 2018-05-11; 2011-09-20: 2018-08-20 | 2243 | 4722 | Up-front Payment
SCG-011509 | Low Income Single Family Residential | Domestic Hot Water | Gas | Southern California Gas Company | Incentive:Paid | 4686 | 36.9 |  | 1 | 127 |  | 127 |  | 2018-05-11 13:56 | 2018-06-22 | TITANIUM POWER INC | Retrofit | Los Angeles | Los Angeles | 90062 | Host Customer is System Owner | 4 |  | 30004079 | GREENoneTEC Solarindustrie GmbH | Solpal Plus | Solpal Plus L-GT | Direct Integral Collector Storage (DI) | 25.66 |  | Solpal Plus L |  |  | Solar Storage with Tankless Auxiliary Water Heater | 51 | 1 | 1 | 55 | Z08 | [18 empty] | Los Angeles | FALSE | 37.18 |  | 2011-06-01: 2018-05-01; 2011-08-03: 2018-05-11; 2011-09-20: 2018-06-22 | 2313 | 4722 | Up-front Payment
SCG-011510 | Low Income Single Family Residential | Domestic Hot Water | Gas | Southern California Gas Company | Incentive:Paid | 4686 | 36.9 |  | 1 | 127 |  | 127 |  | 2018-05-11 13:54 | 2018-06-22 | TITANIUM POWER INC | Retrofit | Los Angeles | Los Angeles | 90062 | Host Customer is System Owner | 5 |  | 30004079 | GREENoneTEC Solarindustrie GmbH | Solpal Plus | Solpal Plus L-GT | Direct Integral Collector Storage (DI) | 25.66 |  | Solpal Plus L |  |  | Solar Storage with Tankless Auxiliary Water Heater | 51 | 1 | 1 | 65 | Z08 | [18 empty] | Los Angeles | FALSE | 37.18 |  | 2011-06-01: 2018-05-01; 2011-08-03: 2018-05-11; 2011-09-20: 2018-06-22 | 2312 | 4722 | Up-front Payment
PGE-011511 | Commercial/Multifamily Residential | Domestic Hot Water | Gas | Pacific Gas and Electric | Incentive:Paid | 127762 | 20.19 |  | 1 | 6328 |  | 6328 |  | 2019-02-08 13:34 | 2019-03-07 | AZTEC SOLAR INC | New Construction | San Carlos | San Mateo | 94070 | Host Customer is System Owner | [7 empty] | 2457 | 40.95 |  | Glycol | Steam Back | Solar Storage with Tankless Auxiliary Water Heater |  | 1 | 1 | 6045 | Z03 |  |  | Other | 10001803 | 60 | 1 | 3231 | 1 | 0 | 0 | 4050000 | TRUE | 120 | 130 |  | Solar Wave Energy, Inc. - Thermal-grid BX plus -V40/VFS/Onicon/EKM |  | Solar Wave Energy, Inc. - Thermal-grid BX plus -V40/VFS/Onicon/EKM | City of San Carlos | FALSE | 49.64 |  | 2018-05-02 | 2019-02-13 | 2019-02-08 | 2019-03-07 | 2019-03-14 | 2019-03-27 | 2020 | 314107 | Up-front Payment
PGE-011512 | Low Income Single Family Residential | Domestic Hot Water | Gas | Pacific Gas and Electric | Incentive:Paid | 4300 | 36.9 |  | 1 | 149 |  | 131 |  | 2018-06-04 16:18 | 2018-10-16 | HIGHLANDS DIVERSIFIED INC | Retrofit | Fresno | Fresno | 93703 | Host Customer is System Owner | 2 |  | 2010017C | Alternate Energy Technologies | EAGLESUN | DBS-G2-80-64 | Indirect Forced Circulation (IF) | 65.34 |  | MSC-32 | Automatic Drainback | Drainback (Water) | Solar Storage and Auxiliary Tanks are separate | 80 | 0.88 | 1 | 35 | Z13 | [18 empty] | City of Fresno | FALSE | 53.69 |  | 2018-05-02 | 2018-06-08 |  |  | 2018-06-04 | 2018-10-16 | 2192 | 8000 | Up-front Payment
SCG-011513 | Commercial/Multifamily Residential | Domestic Hot Water | Gas | Southern California Gas Company | Incentive:Paid | 124996 | 20.19 |  | 1 | 6191 |  | 6191 |  | 2018-06-01 07:18 | 2018-06-20 | ALL VALLEY SOLAR INC | Retrofit | Los Angeles | Los Angeles | 90012 | Host Customer is System Owner | [7 empty] | 1474.2 | 40.95 |  | Drainback |  | Solar Storage and Auxiliary Tanks are separate |  | 1 | 1 | 5225 | Z09 | 116 |  | Other | TRB-40 | 36 | 2 | 2311 | 1 | 240 | 2 | 990000 | TRUE | 135 | 140 |  | SunEarth - SETR A503 TTR U + VFS 10-200 |  | SunEarth - SETR A503 TTR U + VFS 10-200 | LADBS | FALSE | 20.3 |  | 2018-05-02 |  | 2018-06-01 | 2018-06-20 | 2018-07-05 | 2018-08-02 | 2236 | 125651 | Up-front Payment
PGE-011515 | Low Income Single Family Residential | Domestic Hot Water | Gas | Pacific Gas and Electric | Incentive:Paid | 4533 | 36.9 |  | 1 | 149 |  | 123 |  | 2018-05-10 12:23 | 2018-05-15 | FRESNO COUNTY ECONOMIC OPPORTUNITIES COMMISSION | Retrofit | FRESNO | Fresno | 93702 | Host Customer is System Owner | 3 |  | 2010017C | Alternate Energy Technologies | EAGLESUN | DBS-G2-80-64 | Indirect Forced Circulation (IF) | 65.34 |  | MSC-32 | Automatic Drainback | Drainback (Water) | Solar Storage and Auxiliary Tanks are separate | 80 | 0.97 | 0.85 | 45 | Z13 | [18 empty] | CITY OF FRESNO | FALSE | 51.38 |  | 2011-06-01: 2018-05-03; 2011-08-03: 2018-05-10; 2011-09-20: 2018-05-15 | 2334 | 7654.98 | Up-front Payment
PGE-011516 | Low Income Single Family Residential | Domestic Hot Water | Gas | Pacific Gas and Electric | Incentive:Paid | 5397 | 36.9 |  | 1 | 149 |  | 148 |  | 2018-05-11 11:35 | 2018-05-15 | FRESNO COUNTY ECONOMIC OPPORTUNITIES COMMISSION | Retrofit | FRESNO | Fresno | 93727 | Host Customer is System Owner | 2 |  | 2010017C | Alternate Energy Technologies | EAGLESUN | DBS-G2-80-64 | Indirect Forced Circulation (IF) | 65.34 |  | MSC-32 | Automatic Drainback | Drainback (Water) | Solar Storage and Auxiliary Tanks are separate | 80 | 0.99 | 1 | 35 | Z13 | [18 empty] | CITY OF FRESNO | FALSE | 50.93 |  | 2018-05-03 | 2018-05-15 |  |  | 2018-05-11 | 2018-05-15 | 2334 | 7588.93 | Up-front Payment
PGE-011517 | Low Income Single Family Residential | Domestic Hot Water | Gas | Pacific Gas and Electric | Incentive:Paid | 4627 | 36.9 |  | 1 | 149 |  | 125 |  | 2018-05-16 16:25 | 2018-06-27 | FRESNO COUNTY ECONOMIC OPPORTUNITIES COMMISSION | Retrofit | Fresno | Fresno | 93706 | Host Customer is System Owner | 8 |  | 2010017C | Alternate Energy Technologies | EAGLESUN | DBS-G2-80-64 | Indirect Forced Circulation (IF) | 65.34 |  | MSC-32 | Automatic Drainback |  | Solar Storage and Auxiliary Tanks are separate | 80 | 0.99 | 0.85 | 95 | Z13 | [18 empty] | CITY OF FRESNO | FALSE | 50.64 |  | 2011-06-01: 2018-05-03; 2011-08-03: 2018-05-16; 2011-09-20: 2018-06-27 | 2298 | 7545.52 | Up-front Payment
PGE-011519 | Low Income Single Family Residential | Domestic Hot Water | Gas | Pacific Gas and Electric | Incentive:Paid | 4580 | 36.9 |  | 1 | 149 |  | 124 |  | 2018-05-10 12:18 | 2018-05-15 | FRESNO COUNTY ECONOMIC OPPORTUNITIES COMMISSION | Retrofit | Selma | Fresno | 93662 | Host Customer is System Owner | 2 |  | 2010017C | Alternate Energy Technologies | EAGLESUN | DBS-G2-80-64 | Indirect Forced Circulation (IF) | 65.34 |  | MSC-32 | Automatic Drainback | Drainback (Water) | Solar Storage and Auxiliary Tanks are separate | 80 | 0.98 | 0.85 | 35 | Z13 | [18 empty] | CITY OF SELMA | FALSE | 50.34 |  | 2011-06-01: 2018-05-03; 2011-08-03: 2018-05-10; 2011-09-20: 2018-05-15 | 2334 | 7500.81 | Up-front Payment
PGE-011520 | Low Income Single Family Residential | Domestic Hot Water | Gas | Pacific Gas and Electric | Incentive:Paid | 5333 | 36.9 |  | 1 | 149 |  | 145 |  | 2018-05-15 15:16 | 2018-10-10 | FRESNO COUNTY ECONOMIC OPPORTUNITIES COMMISSION | Retrofit | Fresno | Fresno | 93706 | Host Customer is System Owner | 4 |  | 2010017C | Alternate Energy Technologies | EAGLESUN | DBS-G2-80-64 | Indirect Forced Circulation (IF) | 65.34 |  | MSC-32 | Automatic Drainback |  | Solar Storage and Auxiliary Tanks are separate | 80 | 0.97 | 1 | 55 | Z13 | [18 empty] | CITY OF FRESNO | FALSE | 51.16 |  | 2011-06-01: 2018-05-03; 2011-08-03: 2018-05-15; 2011-09-20: 2018-10-10 | 2189 | 7623.13 | Up-front Payment
SCG-011521 | Low Income Single Family Residential | Domestic Hot Water | Gas | Southern California Gas Company | Incentive:Canceled |  | 36.9 |  | 1 | 0 |  | 0 |  |  |  | SUNDOWNER INSULATION COMPANY INC | Retrofit | Visalia | Tulare | 93292 | Host Customer is System Owner | 1 | [15 empty] | 20 | [20 empty] | FALSE | 0 |  | 2011-06-01: 2018-05-04 | 2367 | 3836.35 | Up-front Payment
PGE-011522 | Low Income Single Family Residential | Domestic Hot Water | Gas | Pacific Gas and Electric | Incentive:Paid | 4300 | 36.9 |  | 1 | 149 |  | 148 |  | 2018-05-18 10:13 | 2018-06-01 | SUNDOWNER INSULATION COMPANY INC | Retrofit | Fresno | Fresno | 93725 | Host Customer is System Owner | 3 |  | 2010017C | Alternate Energy Technologies | EAGLESUN | DBS-G2-80-64 | Indirect Forced Circulation (IF) | 65.34 |  | MSC-32 | Automatic Drainback | Drainback (Water) | Solar Storage and Auxiliary Tanks are separate | 80 | 0.99 | 1 | 45 | Z13 | [18 empty] | City of Fresno | FALSE | 53.69 |  | 2011-06-01: 2018-05-04; 2011-08-03: 2018-05-18; 2011-09-20: 2018-06-01 | 2327 | 8000 | Up-front Payment
PGE-011523 | Low Income Single Family Residential | Domestic Hot Water | Gas | Pacific Gas and Electric | Incentive:Canceled |  | 36.9 |  | 1 | 0 |  | 0 |  |  |  | SUNDOWNER INSULATION COMPANY INC | Retrofit | Fresno | Fresno | 93725 | Host Customer is System Owner | 3 | [15 empty] | 45 | [19 empty] | City of Fresno | FALSE | 0 |  | 2011-06-01: 2018-05-04 | 2367 | 3836.35 | Up-front Payment
PGE-011524 | Low Income Single Family Residential | Domestic Hot Water | Gas | Pacific Gas and Electric | Incentive:Paid | 4899 | 36.9 |  | 1 | 149 |  | 133 |  | 2018-05-10 12:24 | 2018-05-15 | FRESNO COUNTY ECONOMIC OPPORTUNITIES COMMISSION | Retrofit | Fresno | Fresno | 93711 | Host Customer is System Owner | 4 |  | 2010017C | Alternate Energy Technologies | EAGLESUN | DBS-G2-80-64 | Indirect Forced Circulation (IF) | 65.34 |  | MSC-32 | Automatic Drainback |  | Solar Storage and Auxiliary Tanks are separate | 80 | 0.99 | 0.9 | 55 | Z13 | [18 empty] | CITY OF FRESNO | FALSE | 51.43 |  | 2011-06-01: 2018-05-07; 2011-08-03: 2018-05-10; 2011-09-20: 2018-05-15 | 2334 | 7662.49 | Up-front Payment
PGE-011525 | Low Income Single Family Residential | Domestic Hot Water | Gas | Pacific Gas and Electric | Incentive:Paid | 4393 | 36.9 |  | 1 | 149 |  | 119 |  | 2018-05-10 12:20 | 2018-05-21 | FRESNO COUNTY ECONOMIC OPPORTUNITIES COMMISSION | Retrofit | FRESNO | Fresno | 93705 | Host Customer is System Owner | 5 |  | 2010017C | Alternate Energy Technologies | EAGLESUN | DBS-G2-80-64 | Indirect Forced Circulation (IF) | 65.34 |  | MSC-32 | Automatic Drainback |  | Solar Storage and Auxiliary Tanks are separate | 80 | 0.94 | 0.85 | 65 | Z13 | [18 empty] | CITY OF FRESNO | FALSE | 51.38 |  | 2018-05-07 | 2018-05-15 |  |  | 2018-05-10 | 2018-05-21 | 2334 | 7654.98 | Up-front Payment
SCG-011526 | Commercial/Multifamily Residential | Domestic Hot Water | Gas | Southern California Gas Company | Incentive:Paid | 13447 | 20.19 |  | 1 | 666 |  | 666 |  | 2018-06-01 11:37 | 2018-06-05 | CALIFORNIA SOLAR INTEGRATORS INC | New Construction | Redlands | Redlands | 92374 | Host Customer is System Owner | [7 empty] | 163.8 | 40.95 |  | Glycol | Steam Back | Solar Storage and Auxiliary Tanks are separate |  | 1 | 1 | 714 | Z10 | 17 | Units | Apartments/Condos | TRB-40 | 4 | 1 | 238 | 2 | 100 | 1 | 399000 | TRUE | 120 | 140 |  |  |  |  | County of San Bernardino | FALSE | 47.03 |  | 2018-05-07 |  | 2018-06-01 | 2018-06-05 | 2020-03-09 | 2020-03-25 | 1671 | 31324 | Up-front Payment
PGE-011528 | Low Income Single Family Residential | Domestic Hot Water | Gas | Pacific Gas and Electric | Incentive:Paid | 4366 | 36.9 |  | 1 | 149 |  | 148 |  | 2018-05-15 15:13 | 2018-06-08 | FRESNO COUNTY ECONOMIC OPPORTUNITIES COMMISSION | Retrofit | Fresno | Fresno | 93706 | Host Customer is System Owner | 5 |  | 2010017C | Alternate Energy Technologies | EAGLESUN | DBS-G2-80-64 | Indirect Forced Circulation (IF) | 65.34 |  | MSC-32 | Automatic Drainback |  | Solar Storage and Auxiliary Tanks are separate | 80 | 0.99 | 1 | 65 | Z13 | [18 empty] | CITY OF FRESNO | FALSE | 52.07 |  | 2011-06-01: 2018-05-07; 2011-08-03: 2018-05-15; 2011-09-20: 2018-06-08 | 2312 | 7758.79 | Up-front Payment
SCG-011529 | Commercial/Multifamily Residential | Domestic Hot Water | Gas | Southern California Gas Company | Incentive:Paid | 13447 | 20.19 |  | 1 | 666 |  | 666 |  | 2018-06-01 11:38 | 2018-06-05 | CALIFORNIA SOLAR INTEGRATORS INC | New Construction | Redlands | Redlands | 92374 | Host Customer is System Owner | [7 empty] | 163.8 | 40.95 |  | Glycol | Steam Back | Solar Storage and Auxiliary Tanks are separate |  | 1 | 1 | 714 | Z10 | 17 | Units | Apartments/Condos | TRB-40 | 4 | 1 | 238 | 2 | 100 | 1 | 399000 | TRUE | 120 | 140 |  |  |  |  | County of San Bernardino | FALSE | 47.03 |  | 2018-05-07 |  | 2018-06-01 | 2018-06-05 | 2020-03-09 | 2020-03-25 | 1671 | 31324 | Up-front Payment
SCG-011530 | Commercial/Multifamily Residential | Domestic Hot Water | Gas | Southern California Gas Company | Incentive:Paid | 13447 | 20.19 |  | 1 | 666 |  | 666 |  | 2018-06-01 11:39 | 2018-06-05 | CALIFORNIA SOLAR INTEGRATORS INC | New Construction | Redlands | Redlands | 92374 | Host Customer is System Owner | [7 empty] | 163.8 | 40.95 |  | Glycol | Steam Back | Solar Storage and Auxiliary Tanks are separate |  | 1 | 1 | 714 | Z10 | 17 | Units | Apartments/Condos | TRB-40 | 4 | 1 | 238 | 2 | 100 | 1 | 399000 | TRUE | 120 | 140 |  |  |  |  | County of San Bernardino | FALSE | 47.03 |  | 2018-05-07 |  | 2018-06-01 | 2018-06-05 | 2020-03-09 | 2020-03-25 | 1671 | 31324 | Up-front Payment
PGE-011531 | Low Income Single Family Residential | Domestic Hot Water | Gas | Pacific Gas and Electric | Incentive:Paid | 3784 | 36.9 |  | 1 | 149 |  | 120 |  | 2018-05-10 12:22 | 2018-10-10 | FRESNO COUNTY ECONOMIC OPPORTUNITIES COMMISSION | Retrofit | FRESNO | Fresno | 93702 | Host Customer is System Owner | 2 |  | 2010017C | Alternate Energy Technologies | EAGLESUN | DBS-G2-80-64 | Indirect Forced Circulation (IF) | 65.34 |  | MSC-32 | Automatic Drainback | Drainback (Water) | Solar Storage and Auxiliary Tanks are separate | 80 | 0.95 | 0.85 | 35 | Z13 | [18 empty] | CITY OF FRESNO | FALSE | 51.43 |  | 2018-05-07 | 2018-05-15 |  |  | 2018-05-10 | 2018-10-10 | 2192 | 7662.49 | Up-front Payment
SCG-011532 | Commercial/Multifamily Residential | Domestic Hot Water | Gas | Southern California Gas Company | Incentive:Paid | 13447 | 20.19 |  | 1 | 666 |  | 666 |  | 2018-06-01 11:40 | 2018-06-05 | CALIFORNIA SOLAR INTEGRATORS INC | New Construction | Redlands | Redlands | 92374 | Host Customer is System Owner | [7 empty] | 163.8 | 40.95 |  | Glycol | Steam Back | Solar Storage and Auxiliary Tanks are separate |  | 1 | 1 | 714 | Z10 | 17 | Units | Apartments/Condos | TRB-40 | 4 | 1 | 238 | 2 | 100 | 1 | 399000 | TRUE | 120 | 140 |  |  |  |  | County of San Bernardino | FALSE | 47.03 |  | 2018-05-07 |  | 2018-06-01 | 2018-06-05 | 2020-03-09 | 2020-03-25 | 1671 | 31324 | Up-front Payment
SCG-011533 | Commercial/Multifamily Residential | Domestic Hot Water | Gas | Southern California Gas Company | Incentive:Paid | 13447 | 20.19 |  | 1 | 666 |  | 666 |  | 2018-06-01 13:52 | 2018-06-05 | CALIFORNIA SOLAR INTEGRATORS INC | New Construction | Redlands | Redlands | 92374 | Host Customer is System Owner | [7 empty] | 163.8 | 40.95 |  | Glycol | Steam Back | Solar Storage and Auxiliary Tanks are separate |  | 1 | 1 | 714 | Z10 | 17 | Units | Apartments/Condos | TRB-40 | 4 | 1 | 238 | 2 | 100 | 1 | 399000 | TRUE | 120 | 140 |  |  |  |  | County of San Bernardino | FALSE | 47.03 |  | 2018-05-07 |  | 2018-06-01 | 2018-06-05 | 2020-03-09 | 2020-03-25 | 1671 | 31324 | Up-front Payment
SCG-011534 | Commercial/Multifamily Residential | Domestic Hot Water | Gas | Southern California Gas Company | Incentive:Paid | 13447 | 20.19 |  | 1 | 666 |  | 666 |  | 2018-06-01 13:52 | 2018-06-05 | CALIFORNIA SOLAR INTEGRATORS INC | New Construction | Redlands | Redlands | 92374 | Host Customer is System Owner | [7 empty] | 163.8 | 40.95 |  | Glycol | Steam Back | Solar Storage and Auxiliary Tanks are separate |  | 1 | 1 | 714 | Z10 | 17 | Units | Apartments/Condos | TRB-40 | 4 | 1 | 238 | 2 | 100 | 1 | 399000 | TRUE | 120 | 140 |  |  |  |  | County of San Bernardino | FALSE | 47.03 |  | 2018-05-07 |  | 2018-06-01 | 2018-06-05 | 2020-03-09 | 2020-03-25 | 1671 | 31324 | Up-front Payment
SCG-011535 | Commercial/Multifamily Residential | Domestic Hot Water | Gas | Southern California Gas Company | Incentive:Paid | 13447 | 20.19 |  | 1 | 666 |  | 666 |  | 2018-06-01 13:53 | 2018-06-05 | CALIFORNIA SOLAR INTEGRATORS INC | New Construction | Redlands | Redlands | 92374 | Host Customer is System Owner | [7 empty] | 163.8 | 40.95 |  | Glycol | Steam Back | Solar Storage and Auxiliary Tanks are separate |  | 1 | 1 | 714 | Z10 | 17 | Units | Apartments/Condos | TRB-40 | 4 | 1 | 238 | 2 | 100 | 1 | 399000 | TRUE | 120 | 140 |  |  |  |  | County of San Bernardino | FALSE | 47.03 |  | 2018-05-07 |  | 2018-06-01 | 2018-06-05 | 2020-03-09 | 2020-03-25 | 1671 | 31324 | Up-front Payment
SCG-011536 | Commercial/Multifamily Residential | Domestic Hot Water | Gas | Southern California Gas Company | Incentive:Paid | 13447 | 20.19 |  | 1 | 666 |  | 666 |  | 2018-06-01 13:55 | 2018-06-05 | CALIFORNIA SOLAR INTEGRATORS INC | New Construction | Redlands | Redlands | 92374 | Host Customer is System Owner | [7 empty] | 163.8 | 40.95 |  | Glycol | Steam Back | Solar Storage and Auxiliary Tanks are separate |  | 1 | 1 | 714 | Z10 | 17 | Units | Apartments/Condos | TRB-40 | 4 | 1 | 238 | 2 | 100 | 1 | 399000 | TRUE | 120 | 140 |  |  |  |  | County of San Bernardino | FALSE | 47.03 |  | 2018-05-07 |  | 2018-06-01 | 2018-06-05 | 2020-03-09 | 2020-03-25 | 1671 | 31324 | Up-front Payment
SCG-011537 | Commercial/Multifamily Residential | Domestic Hot Water | Gas | Southern California Gas Company | Incentive:Paid | 20089 | 20.19 |  | 1 | 995 |  | 995 |  | 2018-06-01 13:56 | 2018-06-05 | CALIFORNIA SOLAR INTEGRATORS INC | New Construction | Redlands | Redlands | 92374 | Host Customer is System Owner | [7 empty] | 245.7 | 40.95 |  | Glycol | Steam Back | Solar Storage and Auxiliary Tanks are separate |  | 1 | 1 | 1040 | Z10 | 26 | Units | Apartments/Condos | TRB-40 | 6 | 1 | 357 | 3 | 100 | 1 | 399000 | TRUE | 120 | 140 |  |  |  |  | County of San Bernardino | FALSE | 44.95 |  | 2018-05-07 |  | 2018-06-01 | 2018-06-05 | 2020-03-09 | 2020-03-25 | 1671 | 44725 | Up-front Payment
SCG-011538 | Commercial/Multifamily Residential | Domestic Hot Water | Gas | Southern California Gas Company | Incentive:Paid | 13447 | 20.19 |  | 1 | 666 |  | 666 |  | 2018-06-01 13:56 | 2018-06-05 | CALIFORNIA SOLAR INTEGRATORS INC | New Construction | Redlands | Redlands | 92374 | Host Customer is System Owner | [7 empty] | 163.8 | 40.95 |  | Glycol | Steam Back | Solar Storage and Auxiliary Tanks are separate |  | 1 | 1 | 714 | Z10 | 17 | Units | Apartments/Condos | TRB-40 | 4 | 1 | 238 | 2 | 100 | 1 | 399000 | TRUE | 120 | 140 |  |  |  |  | County of San Bernardino | FALSE | 47.03 |  | 2018-05-07 |  | 2018-06-01 | 2018-06-05 | 2020-03-09 | 2020-03-25 | 1671 | 31324 | Up-front Payment
SCG-011539 | Commercial/Multifamily Residential | Domestic Hot Water | Gas | Southern California Gas Company | Incentive:Paid | 13447 | 20.19 |  | 1 | 666 |  | 666 |  | 2018-06-01 13:57 | 2018-06-05 | CALIFORNIA SOLAR INTEGRATORS INC | New Construction | Redlands | Redlands | 92374 | Host Customer is System Owner | [7 empty] | 163.8 | 40.95 |  | Glycol | Steam Back | Solar Storage and Auxiliary Tanks are separate |  | 1 | 1 | 714 | Z10 | 17 | Units | Apartments/Condos | TRB-40 | 4 | 1 | 238 | 2 | 100 | 1 | 399000 | TRUE | 120 | 140 |  |  |  |  | County of San Bernardino | FALSE | 47.03 |  | 2018-05-07 |  | 2018-06-01 | 2018-06-05 | 2020-03-09 | 2020-03-25 | 1671 | 31324 | Up-front Payment
SCG-011540 | Commercial/Multifamily Residential | Domestic Hot Water | Gas | Southern California Gas Company | Incentive:Paid | 13447 | 20.19 |  | 1 | 666 |  | 666 |  | 2018-06-01 13:57 | 2018-06-05 | CALIFORNIA SOLAR INTEGRATORS INC | New Construction | Redlands | Redlands | 92374 | Host Customer is System Owner | [7 empty] | 163.8 | 40.95 |  | Glycol | Steam Back | Solar Storage and Auxiliary Tanks are separate |  | 1 | 1 | 714 | Z10 | 17 | Units | Apartments/Condos | TRB-40 | 4 | 1 | 238 | 2 | 100 | 1 | 399000 | TRUE | 120 | 140 |  |  |  |  | County of San Bernardino | FALSE | 47.03 |  | 2018-05-07 |  | 2018-06-01 | 2018-06-05 | 2020-03-09 | 2020-03-25 | 1671 | 31324 | Up-front Payment
SCG-011541 | Commercial/Multifamily Residential | Domestic Hot Water | Gas | Southern California Gas Company | Incentive:Paid | 13447 | 20.19 |  | 1 | 666 |  | 666 |  | 2018-06-01 13:58 | 2018-06-05 | CALIFORNIA SOLAR INTEGRATORS INC | New Construction | Redlands | Redlands | 92374 | Host Customer is System Owner | [7 empty] | 163.8 | 40.95 |  | Glycol | Steam Back | Solar Storage and Auxiliary Tanks are separate |  | 1 | 1 | 714 | Z10 | 17 | Units | Apartments/Condos | TRB-40 | 4 | 1 | 238 | 2 | 100 | 1 | 399000 | TRUE | 120 | 140 |  |  |  |  | County of San Bernardino | FALSE | 47.03 |  | 2018-05-07 |  | 2018-06-01 | 2018-06-05 | 2020-03-09 | 2020-03-25 | 1671 | 31324 | Up-front Payment
SCG-011542 | Commercial/Multifamily Residential | Domestic Hot Water | Gas | Southern California Gas Company | Incentive:Paid | 13447 | 20.19 |  | 1 | 666 |  | 666 |  | 2018-06-01 13:58 | 2018-06-05 | CALIFORNIA SOLAR INTEGRATORS INC | New Construction | Redlands | Redlands | 92374 | Host Customer is System Owner | [7 empty] | 163.8 | 40.95 |  | Glycol | Steam Back | Solar Storage and Auxiliary Tanks are separate |  | 1 | 1 | 714 | Z10 | 17 | Units | Apartments/Condos | TRB-40 | 4 | 1 | 238 | 2 | 100 | 1 | 399000 | TRUE | 120 | 140 |  |  |  |  | County of San Bernardino | FALSE | 47.03 |  | 2018-05-07 |  | 2018-06-01 | 2018-06-05 | 2020-03-09 | 2020-03-25 | 1671 | 31324 | Up-front Payment
SCG-011543 | Commercial/Multifamily Residential | Domestic Hot Water | Gas | Southern California Gas Company | Incentive:Paid | 13447 | 20.19 |  | 1 | 666 |  | 666 |  | 2018-06-01 13:59 | 2018-06-05 | CALIFORNIA SOLAR INTEGRATORS INC | New Construction | Redlands | Redlands | 92374 | Host Customer is System Owner | [7 empty] | 163.8 | 40.95 |  | Glycol | Steam Back | Solar Storage and Auxiliary Tanks are separate |  | 1 | 1 | 714 | Z10 | 17 | Units | Apartments/Condos | TRB-40 | 4 | 1 | 238 | 2 | 100 | 1 | 399000 | TRUE | 120 | 140 |  |  |  |  | County of San Bernardino | FALSE | 47.03 |  | 2018-05-07 |  | 2018-06-01 | 2018-06-05 | 2020-03-09 | 2020-03-25 | 1671 | 31324 | Up-front Payment
SCG-011544 | Commercial/Multifamily Residential | Domestic Hot Water | Gas | Southern California Gas Company | Incentive:Paid | 13447 | 20.19 |  | 1 | 666 |  | 666 |  | 2018-06-01 13:59 | 2018-06-05 | CALIFORNIA SOLAR INTEGRATORS INC | New Construction | Redlands | Redlands | 92374 | Host Customer is System Owner | [7 empty] | 163.8 | 40.95 |  | Glycol | Steam Back | Solar Storage and Auxiliary Tanks are separate |  | 1 | 1 | 714 | Z10 | 17 | Units | Apartments/Condos | TRB-40 | 4 | 1 | 238 | 2 | 100 | 1 | 399000 | TRUE | 120 | 140 |  |  |  |  | County of San Bernardino | FALSE | 47.03 |  | 2018-05-07 |  | 2018-06-01 | 2018-06-05 | 2020-03-09 | 2020-03-25 | 1671 | 31324 | Up-front Payment
PGE-011545 | Low Income Single Family Residential | Domestic Hot Water | Gas | Pacific Gas and Electric | Incentive:Paid | 5058 | 36.9 |  | 1 | 149 |  | 137 |  | 2018-05-16 16:34 | 2018-06-08 | FRESNO COUNTY ECONOMIC OPPORTUNITIES COMMISSION | Retrofit | Fresno | Fresno | 93706 | Host Customer is System Owner | 4 |  | 2010017C | Alternate Energy Technologies | EAGLESUN | DBS-G2-80-64 | Indirect Forced Circulation (IF) | 65.34 |  | MSC-32 | Automatic Drainback |  | Solar Storage and Auxiliary Tanks are separate | 80 | 0.92 | 1 | 55 | Z13 | [18 empty] | CITY OF FRESNO | FALSE | 51.16 |  | 2011-06-01: 2018-05-07; 2011-08-03: 2018-05-16; 2011-09-20: 2018-06-08 | 2312 | 7623.13 | Up-front Payment
PGE-011547 | Low Income Single Family Residential | Domestic Hot Water | Gas | Pacific Gas and Electric | Incentive:Paid | 3784 | 36.9 |  | 1 | 149 |  | 120 |  | 2018-05-14 09:47 | 2018-10-10 | FRESNO COUNTY ECONOMIC OPPORTUNITIES COMMISSION | Retrofit | Fresno | Fresno | 93727 | Host Customer is System Owner | 2 |  | 2010017C | Alternate Energy Technologies | EAGLESUN | DBS-G2-80-64 | Indirect Forced Circulation (IF) | 65.34 |  | MSC-32 | Automatic Drainback | Drainback (Water) | Solar Storage and Auxiliary Tanks are separate | 80 | 0.95 | 0.85 | 35 | Z13 | [18 empty] | CITY OF FRESNO | FALSE | 51.44 |  | 2011-06-01: 2018-05-08; 2011-08-03: 2018-05-14; 2011-09-20: 2018-10-10 | 2192 | 7665.18 | Up-front Payment
SCG-011548 | Low Income Single Family Residential | Domestic Hot Water | Gas | Southern California Gas Company | Incentive:Canceled | 4723 | 36.9 |  | 1 | 128 |  | 128 |  | 2018-05-15 13:35 |  | TITANIUM POWER INC | Retrofit | Pacoima | Los Angeles | 91331 | Host Customer is System Owner | 4 |  | 30004079 | GREENoneTEC Solarindustrie GmbH | Solpal Plus | Solpal Plus L-GT | Direct Integral Collector Storage (DI) | 25.66 |  | Solpal Plus L |  |  | Solar Storage with Tankless Auxiliary Water Heater | 51 | 1 | 1 | 55 | Z09 | [18 empty] | Los Angeles | FALSE | 37.18 |  | 2011-06-01: 2018-05-08; 2011-06-21: 2018-08-03; 2011-08-03: 2018-05-15 | 2276 | 4759 | Up-front Payment
PGE-011549 | Low Income Single Family Residential | Domestic Hot Water | Gas | Pacific Gas and Electric | Incentive:Paid | 5388 | 36.9 |  | 1 | 149 |  | 146 |  | 2018-05-11 11:28 | 2018-10-10 | FRESNO COUNTY ECONOMIC OPPORTUNITIES COMMISSION | Retrofit | FRESNO | Fresno | 93722 | Host Customer is System Owner | 4 |  | 2010017C | Alternate Energy Technologies | EAGLESUN | DBS-G2-80-64 | Indirect Forced Circulation (IF) | 65.34 |  | MSC-32 | Automatic Drainback |  | Solar Storage and Auxiliary Tanks are separate | 80 | 0.98 | 1 | 55 | Z13 | [18 empty] | CITY OF FRESNO | FALSE | 51.17 |  | 2018-05-08 | 2018-05-15 |  |  | 2018-05-11 | 2018-10-10 | 2192 | 7623.71 | Up-front Payment
SCG-011550 | Low Income Single Family Residential | Domestic Hot Water | Gas | Southern California Gas Company | Incentive:Paid | 4723 | 36.9 |  | 1 | 128 |  | 128 |  | 2018-05-15 13:33 | 2018-08-21 | TITANIUM POWER INC | Retrofit | North Hollywood | Los Angeles | 91605 | Host Customer is System Owner | 4 |  | 30004079 | GREENoneTEC Solarindustrie GmbH | Solpal Plus | Solpal Plus L-GT | Direct Integral Collector Storage (DI) | 25.66 |  | Solpal Plus L |  |  | Solar Storage with Tankless Auxiliary Water Heater | 51 | 1 | 1 | 55 | Z09 | [18 empty] | Los Angeles | FALSE | 37.18 |  | 2011-06-01: 2018-05-08; 2011-08-03: 2018-05-15; 2011-09-20: 2018-08-21 | 2243 | 4759 | Up-front Payment
SCG-011551 | Commercial/Multifamily Residential | Domestic Hot Water | Gas | Southern California Gas Company | Incentive:Paid | 58531 | 20.19 |  | 1 | 2899 |  | 2899 |  | 2018-05-17 13:15 | 2018-06-04 | EVOLUTION ENERGY SOLUTIONS L L C | Retrofit | Torrance | Los Angeles | 90501 | Host Customer is System Owner | [7 empty] | 778.05 | 40.95 |  | Drainback | Drainback (Water) | Solar Storage and Auxiliary Tanks are separate |  | 1 | 1 | 1600 | Z06 | 40 | Units | Apartments/Condos | TRB-40 | 19 | 1 | 1500 | 1 | 345 | 3 | 399000 | TRUE | 140 | 140 |  | SunEarth - SETR A503 TTR U + VFS 10-200 |  | SunEarth - SETR A503 TTR U + VFS 10-200 | Los Angeles | FALSE | 20.19 |  | 2018-05-08 |  | 2018-05-17 | 2018-06-04 | 2018-10-10 | 2018-10-19 | 2195 | 58531 | Up-front Payment
SCG-011553 | Commercial/Multifamily Residential | Domestic Hot Water | Gas | Southern California Gas Company | Incentive:Paid | 60045 | 20.19 |  | 1 | 2974 |  | 2974 |  | 2018-05-17 13:14 | 2018-06-04 | EVOLUTION ENERGY SOLUTIONS L L C | Retrofit | Torrance | Los Angeles | 90504 | Host Customer is System Owner | [7 empty] | 778.05 | 40.95 |  | Drainback | Drainback (Water) | Solar Storage and Auxiliary Tanks are separate |  | 1 | 1 | 1640 | Z08 | 41 | Units | Apartments/Condos | TRB-40 | 19 | 1 | 1500 | 1 | 115 | 1 | 399000 | TRUE | 140 | 140 |  | SunEarth - SETR A503 TTR U + VFS 10-200 |  | SunEarth - SETR A503 TTR U + VFS 10-200 | TORRANCE | FALSE | 20.19 |  | 2018-05-08 |  | 2018-05-17 | 2018-06-04 | 2019-04-16 | 2019-04-17 | 2008 | 60045 | Up-front Payment
PGE-011554 | Multifamily Residential - Disadvantaged Community | Domestic Hot Water | Gas | Pacific Gas and Electric | Incentive:Paid | 39148 | 20.19 |  | 1 | 1939 |  | 1939 |  | 2018-05-09 09:14 | 2018-06-04 | EVOLUTION ENERGY SOLUTIONS L L C | Retrofit | Oakland | Oakland | 94601 | Host Customer is System Owner | [7 empty] | 614.25 | 40.95 |  | Drainback | Drainback (Water) | Solar Storage and Auxiliary Tanks are separate |  | 1 | 1 | 960 | Z03 | 24 | Units | Apartments/Condos | 10001803 | 15 | 1 | 1100 | 1 | 300 | 1 | 333000 | TRUE | 140 | 140 |  | SunEarth - SETR A503 TTR U + VFS 10-200 |  | SunEarth - SETR A503 TTR U + VFS 10-200 | City of Oakland | FALSE | 20.19 |  | 2018-05-08 | 2018-05-14 | 2018-05-09 | 2018-06-04 | 2018-10-31 | 2018-11-27 | 2139 | 39148 | Up-front Payment
PGE-011555 | Commercial/Multifamily Residential | Domestic Hot Water | Gas | Pacific Gas and Electric | Incentive:Paid | 59125 | 20.19 |  | 1 | 2958 |  | 2928 |  | 2018-05-21 09:12 | 2018-06-01 | SUN LIGHT & POWER | New Construction | Berkeley | Alameda | 94704 | Host Customer is System Owner | [7 empty] | 803.4 | 40.17 |  | Glycol | Pressure Stagnation Protection (PSP) | Solar Storage with Tankless Auxiliary Water Heater |  | 0.99 | 1 | 2660 | Z03 | 70 | Units | Apartments/Condos | 2010115A | 20 | 2 | 1200 | 1 | 0 | 0 | 1799100 | TRUE | 130 | 120 |  | Heliodyne - Delta-T Pro Ethernet |  | Heliodyne - Delta-T Pro Ethernet | City of Berkeley | FALSE | 48.92 |  | 2018-05-09 | 2020-01-08 | 2018-05-21 | 2018-06-01 | 2019-10-22 | 2020-05-19 | 1593 | 144704 | Up-front Payment
PGE-011556 | Commercial/Multifamily Residential | Domestic Hot Water | Gas | Pacific Gas and Electric | Incentive:Paid | 32163 | 20.19 |  | 1 | 1653 |  | 1653 |  | 2018-05-10 14:05 | 2018-06-13 | EVOLUTION ENERGY SOLUTIONS L L C | Retrofit | SUNNYVALE | Santa Clara | 94086 | Host Customer is System Owner | [7 empty] | 614.25 | 40.95 |  | Drainback | Drainback (Water) | Solar Storage and Auxiliary Tanks are separate |  | 1 | 1 | 840 | Z04 | 20 | Units | Apartments/Condos | 10001803 | 15 | 1 | 950 | 1 | 200 | 2 | 170000 | TRUE | 140 | 140 |  | SunEarth - SETR A503 TTR U + VFS 10-200 |  | SunEarth - SETR A503 TTR U + VFS 10-200 | Sunnyvale | FALSE | 19.46 |  | 2018-05-09 | 2018-05-15 | 2018-05-10 | 2018-06-13 | 2019-03-14 | 2019-04-08 | 1933 | 32163 | Up-front Payment
SCG-011557 | Low Income Multifamily Residential | Domestic Hot Water | Gas | Southern California Gas Company | Incentive:Paid | 13266 | 24.89 |  | 1 | 533 |  | 533 |  | 2018-05-24 13:08 | 2018-06-26 | PROMISE ENERGY INC | New Construction | El Monte | Los Angeles | 91731 | Host Customer is System Owner | [7 empty] | 160.68 | 40.17 |  | Glycol | Steam Back | Solar Storage and Auxiliary Tanks are separate |  | 1 | 1 | 672 | Z09 | 16 | Units | Apartments/Condos | 2010115A | 4 | 1 | 250 | 1 | 200 | 2 | 399800 | TRUE | 140 | 120 |  |  |  |  | El Monte Ca | FALSE | 62.34 |  | 2018-05-09 |  | 2018-05-24 | 2018-06-26 | 2020-05-08 | 2020-05-18 | 1619 | 33224.87 | Up-front Payment
SCG-011558 | Low Income Multifamily Residential | Domestic Hot Water | Gas | Southern California Gas Company | Incentive:Paid | 13391 | 24.89 |  | 1 | 538 |  | 538 |  | 2018-05-24 13:08 | 2018-06-26 | PROMISE ENERGY INC | New Construction | El Monte | Los Angeles | 91731 | Host Customer is System Owner | [7 empty] | 160.68 | 40.17 |  | Glycol | Steam Back | Solar Storage and Auxiliary Tanks are separate |  | 1 | 1 | 714 | Z09 | 17 | Units | Apartments/Condos | 2010115A | 4 | 1 | 250 | 1 | 120 | 2 | 240000 | TRUE | 140 | 120 |  |  |  |  | El Monte | FALSE | 61.76 |  | 2018-05-09 |  | 2018-05-24 | 2018-06-26 | 2020-05-08 | 2020-05-18 | 1619 | 33224.87 | Up-front Payment
SCG-011559 | Low Income Multifamily Residential | Domestic Hot Water | Gas | Southern California Gas Company | Incentive:Paid | 14337 | 24.89 |  | 1 | 576 |  | 576 |  | 2018-05-24 13:06 | 2018-06-26 | PROMISE ENERGY INC | New Construction | El Monte | Los Angeles | 91731 | Host Customer is System Owner | [7 empty] | 200.85 | 40.17 |  | Glycol | Steam Back | Solar Storage and Auxiliary Tanks are separate |  | 1 | 1 | 880 | Z09 | 22 | Units | Apartments/Condos | 2010115A | 5 | 1 | 300 | 1 | 120 | 2 | 240000 | TRUE | 140 | 120 |  |  |  |  | El Monte | FALSE | 72.1 |  | 2018-05-09 |  | 2018-05-24 | 2018-06-26 | 2020-05-08 | 2020-05-18 | 1619 | 41531.07 | Up-front Payment
SCG-011560 | Commercial/Multifamily Residential | Domestic Hot Water | Gas | Southern California Gas Company | Incentive:Paid | 24329 | 20.19 |  | 1 | 1205 |  | 1205 |  | 2018-05-17 05:01 | 2018-07-23 | INTELLIGENT GREEN SOLUTIONS CA | Retrofit | Tulare | Tulare | 93274 | Lease | [7 empty] | 471.84 | 29.49 |  | Glycol | Steam Back | Solar Storage and Auxiliary Tanks are separate |  | 1 | 1 | 896 | Z13 |  |  | Other | 10002034 | 16 | 1 | 600 | 1 | 100 | 1 | 250000 | FALSE | 160 | 140 |  | SunMaxx Solar - SmartMaxx-EMETER1000 |  | SunMaxx Solar - SmartMaxx-EMETER1000 | City of Tulare | FALSE | 50.9 |  | 2018-05-09 |  | 2018-05-17 | 2018-07-23 | 2018-11-09 | 2018-11-21 | 2154 | 61339 | Up-front Payment
PGE-011561 | Single Family Residential - Disadvantaged Community | Domestic Hot Water | Gas | Pacific Gas and Electric | Incentive:Paid | 2060 | 29.85 |  | 1 | 69 |  | 69 |  | 2018-05-11 09:24 | 2018-06-13 | MAC GREINE ENERGY CORP | Retrofit | OAKLAND | Alameda | 94607 | Host Customer is System Owner | 4 |  | 2012012B | GREENoneTEC Solarindustrie GmbH | SOLPAL (formerly Solcrafte) | SOLPAL L-G | Direct Integral Collector Storage (DI) | 26.11 |  | Solpal L |  |  | Solar Storage and Auxiliary Tanks are separate | 51 | 1 | 1 | 55 | Z03 | [18 empty] | City of Oakland | FALSE | 72.46 |  | 2018-05-10 | 2018-05-15 |  |  | 2018-05-11 | 2018-06-13 | 2234 | 5000 | Up-front Payment
PGE-011562 | Single Family Residential - Disadvantaged Community | Domestic Hot Water | Gas | Pacific Gas and Electric | Incentive:Paid | 2060 | 29.85 |  | 1 | 69 |  | 69 |  | 2018-05-11 09:24 | 2018-05-15 | MAC GREINE ENERGY CORP | Retrofit | OAKLAND | Alameda | 94607 | Host Customer is System Owner | 4 |  | 2012012B | GREENoneTEC Solarindustrie GmbH | SOLPAL (formerly Solcrafte) | SOLPAL L-G | Direct Integral Collector Storage (DI) | 26.11 |  | Solpal L |  |  | Solar Storage and Auxiliary Tanks are separate | 51 | 1 | 1 | 55 | Z03 | [18 empty] | City of Oakland | FALSE | 72.46 |  | 2018-05-10 | 2018-06-05 |  |  | 2018-05-11 | 2018-05-15 | 2234 | 5000 | Up-front Payment
PGE-011563 | Single Family Residential - Disadvantaged Community | Domestic Hot Water | Gas | Pacific Gas and Electric | Incentive:Paid | 2060 | 29.85 |  | 1 | 69 |  | 69 |  | 2018-05-11 09:24 | 2018-05-15 | MAC GREINE ENERGY CORP | Retrofit | OAKLAND | Alameda | 94607 | Host Customer is System Owner | 4 |  | 2012012B | GREENoneTEC Solarindustrie GmbH | SOLPAL (formerly Solcrafte) | SOLPAL L-G | Direct Integral Collector Storage (DI) | 26.11 |  | Solpal L |  |  | Solar Storage and Auxiliary Tanks are separate | 51 | 1 | 1 | 55 | Z03 | [18 empty] | City of Oakland | FALSE | 72.46 |  | 2018-05-10 | 2018-06-05 |  |  | 2018-05-11 | 2018-05-15 | 2234 | 5000 | Up-front Payment
PGE-011564 | Single Family Residential - Disadvantaged Community | Domestic Hot Water | Gas | Pacific Gas and Electric | Incentive:Paid | 2060 | 29.85 |  | 1 | 69 |  | 69 |  | 2018-05-11 09:25 | 2018-05-15 | MAC GREINE ENERGY CORP | Retrofit | OAKLAND | Alameda | 94607 | Host Customer is System Owner | 4 |  | 2012012B | GREENoneTEC Solarindustrie GmbH | SOLPAL (formerly Solcrafte) | SOLPAL L-G | Direct Integral Collector Storage (DI) | 26.11 |  | Solpal L |  |  | Solar Storage and Auxiliary Tanks are separate | 51 | 1 | 1 | 55 | Z03 | [18 empty] | City of Oakland | FALSE | 72.46 |  | 2018-05-10 | 2018-06-05 |  |  | 2018-05-11 | 2018-05-15 | 2234 | 5000 | Up-front Payment
PGE-011565 | Single Family Residential - Disadvantaged Community | Domestic Hot Water | Gas | Pacific Gas and Electric | Incentive:Paid | 2060 | 29.85 |  | 1 | 69 |  | 69 |  | 2018-05-11 09:25 | 2018-06-13 | MAC GREINE ENERGY CORP | Retrofit | OAKLAND | Alameda | 94607 | Host Customer is System Owner | 4 |  | 2012012B | GREENoneTEC Solarindustrie GmbH | SOLPAL (formerly Solcrafte) | SOLPAL L-G | Direct Integral Collector Storage (DI) | 26.11 |  | Solpal L |  |  | Solar Storage and Auxiliary Tanks are separate | 51 | 1 | 1 | 55 | Z03 | [18 empty] | City of Oakland | FALSE | 72.46 |  | 2018-05-10 | 2018-05-15 |  |  | 2018-05-11 | 2018-06-13 | 2234 | 5000 | Up-front Payment
PGE-011566 | Low Income Single Family Residential | Domestic Hot Water | Gas | Pacific Gas and Electric | Incentive:Paid | 4300 | 36.9 |  | 1 | 149 |  | 124 |  | 2018-05-18 10:12 | 2018-10-16 | SUNDOWNER INSULATION COMPANY INC | Retrofit | Firebaugh | Fresno | 93622 | Host Customer is System Owner | 6 |  | 2010017C | Alternate Energy Technologies | EAGLESUN | DBS-G2-80-64 | Indirect Forced Circulation (IF) | 65.34 |  | MSC-32 | Automatic Drainback |  | Solar Storage and Auxiliary Tanks are separate | 80 | 0.98 | 0.85 | 75 | Z13 | [18 empty] | City of Firebaugh | FALSE | 53.69 |  | 2011-06-01: 2018-05-10; 2011-08-03: 2018-05-18; 2011-09-20: 2018-10-16 | 2192 | 8000 | Up-front Payment
PGE-011567 | Low Income Single Family Residential | Domestic Hot Water | Gas | Pacific Gas and Electric | Incentive:Paid | 4300 | 36.9 |  | 1 | 147 |  | 130 |  | 2018-05-18 13:58 | 2018-10-16 | SUNDOWNER INSULATION COMPANY INC | Retrofit | Stockton | San Joaquin | 95206 | Host Customer is System Owner | 7 |  | 2010017C | Alternate Energy Technologies | EAGLESUN | DBS-G2-80-64 | Indirect Forced Circulation (IF) | 65.34 |  | MSC-32 | Automatic Drainback |  | Solar Storage and Auxiliary Tanks are separate | 80 | 0.93 | 0.95 | 85 | Z12 | [18 empty] | City of Stockton | FALSE | 54.42 |  | 2018-05-10 | 2018-06-01 |  |  | 2018-05-18 | 2018-10-16 | 2192 | 8000 | Up-front Payment
PGE-011568 | Low Income Single Family Residential | Domestic Hot Water | Gas | Pacific Gas and Electric | Incentive:Canceled |  | 36.9 |  | 1 | 147 |  | 147 |  |  |  | SUNDOWNER INSULATION COMPANY INC | Retrofit | Stockton | San Joaquin | 95206 | Host Customer is System Owner | 7 |  | 2010017C | Alternate Energy Technologies | EAGLESUN | DBS-G2-80-64 | Indirect Forced Circulation (IF) | 65.34 |  | MSC-32 | Automatic Drainback |  | Solar Storage and Auxiliary Tanks are separate | 80 |  |  | 85 | Z12 | [18 empty] | City of Stockton | FALSE | 54.42 |  | 2011-06-01: 2018-05-10 | 2361 | 8000 | Up-front Payment
PGE-011569 | Low Income Single Family Residential | Domestic Hot Water | Gas | Pacific Gas and Electric | Incentive:Paid | 4639 | 36.9 |  | 1 | 149 |  | 148 |  | 2018-06-13 12:51 | 2018-10-10 | FRESNO COUNTY ECONOMIC OPPORTUNITIES COMMISSION | Retrofit | FRESNO | Fresno | 93706 | Host Customer is System Owner | 3 |  | 2010017C | Alternate Energy Technologies | EAGLESUN | DBS-G2-80-64 | Indirect Forced Circulation (IF) | 65.34 |  | MSC-32 | Automatic Drainback | Drainback (Water) | Solar Storage and Auxiliary Tanks are separate | 80 | 0.99 | 1 | 45 | Z13 | [18 empty] | CITY OF FRESNO | FALSE | 51.24 |  | 2018-05-11 | 2018-06-26 |  |  | 2018-06-13 | 2018-10-10 | 2192 | 7634.05 | Up-front Payment
PGE-011570 | Low Income Single Family Residential | Domestic Hot Water | Gas | Pacific Gas and Electric | Incentive:Paid | 3753 | 36.9 |  | 1 | 127 |  | 126 |  | 2018-06-12 14:42 | 2018-06-26 | FRESNO COUNTY ECONOMIC OPPORTUNITIES COMMISSION | Retrofit | FRESNO | Fresno | 93710 | Host Customer is System Owner | 2 |  | 30004214 | Alternate Energy Technologies | EAGLESUN | DBS-G2-60-40 | Indirect Forced Circulation (IF) | 41.35 |  | MSC-20 | Automatic Drainback | Drainback (Water) | Solar Storage and Auxiliary Tanks are separate | 60 | 0.99 | 1 | 35 | Z13 | [18 empty] | CITY OF FRESNO | FALSE | 60.33 |  | 2018-05-11 | 2018-06-26 |  |  | 2018-06-12 | 2018-06-26 | 2234 | 7661.8 | Up-front Payment
SCG-011571 | Commercial Pools | Pool Heating | Gas | Southern California Gas Company | Incentive:Paid | 14846 | 5 |  | 1 | 3093 |  | 2969 |  | 2018-05-13 16:31 | 2018-05-16 | TENCO SOLAR | New Construction | Los Angeles | Los Angeles | 90031 | Host Customer is System Owner | [7 empty] | 858.9 | 40.9 |  | Glycol | Advanced Controller with a Vacation or Holiday Mode |  |  | 0.96 | 1 |  | Z09 |  |  |  | EP-40 | 21 | 1 | [5 empty] | FALSE |  |  |  | Heliodyne - Delta-T Pro WiFi |  | Heliodyne - Delta-T Pro WiFi | City of Los Angeles | FALSE | 39.29 |  | 2018-05-12 |  | 2018-05-13 | 2018-05-16 | 2018-05-29 | 2018-07-09 | 2092 | 121509 | Up-front Payment
SCG-011572 | Commercial Pools | Pool Heating | Gas | Southern California Gas Company | Incentive:Paid | 16541 | 5 |  | 1 | 3446 |  | 3308 |  | 2018-05-13 16:33 | 2018-05-16 | TENCO SOLAR | New Construction | Los Angeles | Los Angeles | 90015 | Host Customer is System Owner | [7 empty] | 981.6 | 40.9 |  | Glycol | Advanced Controller with a Vacation or Holiday Mode |  |  | 0.96 | 1 |  | Z09 |  |  |  | EP-40 | 24 | 1 | [5 empty] | FALSE |  |  |  | Heliodyne - Delta-T Pro WiFi |  | Heliodyne - Delta-T Pro WiFi | City of Los Angeles | FALSE | 35.26 |  | 2018-05-12 |  | 2018-05-13 | 2018-05-16 | 2018-05-29 | 2018-07-09 | 2092 | 121509 | Up-front Payment
PGE-011573 | Low Income Single Family Residential | Domestic Hot Water | Gas | Pacific Gas and Electric | Incentive:Paid | 3944 | 36.9 |  | 1 | 127 |  | 107 |  | 2018-05-15 08:40 | 2018-06-27 | FRESNO COUNTY ECONOMIC OPPORTUNITIES COMMISSION | Retrofit | Fresno | Fresno | 93726 | Host Customer is System Owner | 3 |  | 30004214 | Alternate Energy Technologies | EAGLESUN | DBS-G2-60-40 | Indirect Forced Circulation (IF) | 41.35 |  | MSC-20 | Automatic Drainback | Drainback (Water) | Solar Storage and Auxiliary Tanks are separate | 60 | 0.99 | 0.85 | 45 | Z13 | [18 empty] | CITY OF FRESNO | FALSE | 58.59 |  | 2011-06-01: 2018-05-14; 2011-08-03: 2018-05-15; 2011-09-20: 2018-06-27 | 2298 | 7441.31 | Up-front Payment
SCG-011574 | Single Family Residential | Domestic Hot Water | Gas | Southern California Gas Company | Incentive:Paid | 3731 | 29.85 |  | 1 | 125 |  | 125 |  | 2018-06-05 11:44 | 2018-06-06 | TITANIUM POWER INC | Retrofit | Arleta | Los Angeles | 91331 | Host Customer is System Owner | 12 |  | 30004260 | Butler Sun Solutions, Inc. | SOLAR BUTLER | B-BT1-50-I | Indirect Forced Circulation (IF) | 43.72 |  | BT1 | Glycol | Advanced Controller with a Vacation or Holiday Mode | Solar Storage and Auxiliary Tanks are separate | 50 | 1 | 1 | 135 | Z09 | [18 empty] | Los Angeles | FALSE | 30.07 |  | 2011-06-01: 2018-05-14; 2011-08-03: 2018-06-05; 2011-09-20: 2018-06-06 | 2332 | 3759 | Up-front Payment
SCG-011575 | Single Family Residential - Disadvantaged Community | Domestic Hot Water | Gas | Southern California Gas Company | Incentive:Paid | 3731 | 29.85 |  | 1 | 125 |  | 125 |  | 2018-06-05 11:43 | 2018-06-07 | TITANIUM POWER INC | Retrofit | Arleta | Los Angeles | 91331 | Host Customer is System Owner | 7 |  | 30004257 | Butler Sun Solutions, Inc. | SOLAR BUTLER | B-BT1-40-I | Indirect Forced Circulation (IF) | 43.72 |  | BT1 | Glycol | Advanced Controller with a Vacation or Holiday Mode | Solar Storage and Auxiliary Tanks are separate | 40 | 1 | 1 | 85 | Z09 | [18 empty] | Los Angeles | FALSE | 30.07 |  | 2011-06-01: 2018-05-14; 2011-08-03: 2018-06-05; 2011-09-20: 2018-06-07 | 2325 | 3759 | Up-front Payment
PGE-011576 | Low Income Multifamily Residential | Domestic Hot Water | Gas | Pacific Gas and Electric | Incentive:Paid | 128208 | 24.89 |  | 1 | 5151 |  | 5151 |  | 2018-05-17 11:50 | 2018-06-19 | EVOLUTION ENERGY SOLUTIONS L L C | Retrofit | Fremont | Alameda | 94538 | Host Customer is System Owner | [7 empty] | 1676.22 | 39.91 |  | Drainback | Drainback (Water) | Solar Storage and Auxiliary Tanks are separate |  | 1 | 1 | 3800 | Z03 | 100 | Units | Apartments/Condos | 2009061E | 42 | 1 | 2800 | 1 | 400 | 2 | 798000 | TRUE | 140 | 140 |  | SunEarth - SETR A503 TTR U + VFS 10-200 |  | SunEarth - SETR A503 TTR U + VFS 10-200 | FREMONT | FALSE | 24.89 |  | 2018-05-14 | 2018-06-01 | 2018-05-17 | 2018-06-19 | 2019-03-26 | 2019-04-08 | 1996 | 128208 | Up-front Payment
SCG-011577 | Low Income Single Family Residential | Domestic Hot Water | Gas | Southern California Gas Company | Incentive:Paid | 4723 | 36.9 |  | 1 | 128 |  | 128 |  | 2018-05-31 14:04 | 2018-06-25 | TITANIUM POWER INC | Retrofit | North Hollywood | Los Angeles | 91605 | Host Customer is System Owner | 5 |  | 30004079 | GREENoneTEC Solarindustrie GmbH | Solpal Plus | Solpal Plus L-GT | Direct Integral Collector Storage (DI) | 25.66 |  | Solpal Plus L |  |  | Solar Storage with Tankless Auxiliary Water Heater | 51 | 1 | 1 | 65 | Z09 | [18 empty] | Los Angeles | FALSE | 37.18 |  | 2011-06-01: 2018-05-14; 2011-08-03: 2018-05-31; 2011-09-20: 2018-06-25 | 2314 | 4759 | Up-front Payment
SCG-011578 | Low Income Single Family Residential | Domestic Hot Water | Gas | Southern California Gas Company | Incentive:Paid | 4723 | 36.9 |  | 1 | 128 |  | 128 |  | 2018-05-31 14:04 | 2018-06-25 | TITANIUM POWER INC | Retrofit | Pacoima | Los Angeles | 91331 | Host Customer is System Owner | 5 |  | 30004079 | GREENoneTEC Solarindustrie GmbH | Solpal Plus | Solpal Plus L-GT | Direct Integral Collector Storage (DI) | 25.66 |  | Solpal Plus L |  |  | Solar Storage with Tankless Auxiliary Water Heater | 51 | 1 | 1 | 65 | Z09 | [18 empty] | Los Angeles | FALSE | 37.18 |  | 2011-06-01: 2018-05-14; 2011-08-03: 2018-05-31; 2011-09-20: 2018-06-25 | 2314 | 4759 | Up-front Payment
SCG-011579 | Commercial/Multifamily Residential | Domestic Hot Water | Gas | Southern California Gas Company | Incentive:Paid | 31093 | 20.19 |  | 1 | 1540 |  | 1540 |  | 2018-07-13 11:53 | 2018-07-23 | EVOLUTION ENERGY SOLUTIONS L L C | Retrofit | Panorama City | Los Angeles | 91402 | Host Customer is System Owner | [7 empty] | 450.45 | 40.95 |  | Drainback | Drainback (Water) | Solar Storage and Auxiliary Tanks are separate |  | 1 | 1 | 798 | Z09 | 19 | Units | Apartments/Condos | TRB-40 | 11 | 1 | 800 | 1 | 100 | 1 | 200000 | TRUE | 140 | 140 |  |  |  |  | Los Angeles | FALSE | 20.19 |  | 2018-05-14 |  | 2018-07-13 | 2018-07-23 | 2019-10-30 | 2019-10-31 | 1818 | 31093 | Up-front Payment
SCG-011581 | Commercial/Multifamily Residential | Domestic Hot Water | Gas | Southern California Gas Company | Incentive:Paid | 44479 | 20.19 |  | 1 | 2203 |  | 2203 |  | 2018-07-13 11:22 | 2018-09-07 | EVOLUTION ENERGY SOLUTIONS L L C | Retrofit | Los Angeles | Los Angeles | 90028 | Host Customer is System Owner | [7 empty] | 573.3 | 40.95 |  | Drainback | Drainback (Water) | Solar Storage and Auxiliary Tanks are separate |  | 1 | 1 | 1280 | Z09 | 32 | Units | Apartments/Condos | TRB-40 | 14 | 1 | 1100 | 1 | 200 | 2 | 520000 | TRUE | 140 | 140 |  | SunEarth - SETR A503 TTR U + VFS 10-200 |  | Enovative Group, Inc. - AutoHot DS-100AR | Los Angeles | FALSE | 20.19 |  | 2018-05-14 |  | 2018-07-13 | 2018-09-07 | 2019-12-11 | 2020-02-03 | 1712 | 44479 | Up-front Payment
SCG-011582 | Commercial/Multifamily Residential | Domestic Hot Water | Gas | Southern California Gas Company | Incentive:Paid | 43752 | 20.19 |  | 1 | 2167 |  | 2167 |  | 2018-07-13 11:26 | 2018-09-07 | EVOLUTION ENERGY SOLUTIONS L L C | Retrofit | Los Angeles | Los Angeles | 90038 | Host Customer is System Owner | [7 empty] | 573.3 | 40.95 |  | Drainback | Drainback (Water) | Solar Storage and Auxiliary Tanks are separate |  | 1 | 1 | 1280 | Z09 | 32 | Units | Apartments/Condos | TRB-40 | 14 | 1 | 1100 | 1 | 200 | 2 | 347000 | TRUE | 140 | 140 |  | SunEarth - SETR A503 TTR U + VFS 10-200 |  | Enovative Group, Inc. - AutoHot DS-100AR | Los Angeles | FALSE | 20.19 |  | 2018-05-14 |  | 2018-07-13 | 2018-09-07 | 2019-12-11 | 2020-01-07 | 1753 | 43752 | Up-front Payment
SCG-011585 | Commercial Pools | Pool Heating | Gas | Southern California Gas Company | Incentive:Paid | 13932 | 5 |  | 1 | 4961 |  | 4961 |  | 2018-05-18 11:58 | 2018-05-18 | REVCO SOLAR ENGINEERING INC | Retrofit | Rancho Santa Margarita | Orange | 92688 | Host Customer is System Owner | [7 empty] | 1296 | 48 |  | Drainback |  |  |  | 1 | 1 |  | Z15 |  |  |  | 10001954 | 27 | 1 | [5 empty] | FALSE |  |  |  | SETR A503 TTR U + VFS 20-400 |  | SETR A503 TTR U + VFS 20-400 | Rancho Santa Margarita | FALSE | 5.61 |  | 2018-05-14 |  | 2018-05-18 | 2018-05-18 | 2018-06-05 | 2018-06-20 | 2314 | 27854 | Up-front Payment
PGE-011586 | Low Income Single Family Residential | Domestic Hot Water | Gas | Pacific Gas and Electric | Incentive:Paid | 3190 | 36.9 |  | 1 | 127 |  | 107 |  | 2018-06-04 15:34 | 2018-06-08 | FRESNO COUNTY ECONOMIC OPPORTUNITIES COMMISSION | Retrofit | Fresno | Fresno | 93706 | Host Customer is System Owner | 3 |  | 30004214 | Alternate Energy Technologies | EAGLESUN | DBS-G2-60-40 | Indirect Forced Circulation (IF) | 41.35 |  | MSC-20 | Automatic Drainback | Drainback (Water) | Solar Storage and Auxiliary Tanks are separate | 60 | 0.99 | 0.85 | 45 | Z13 | [18 empty] | CITY OF FRESNO | FALSE | 61.18 |  | 2011-06-01: 2018-05-14; 2011-08-03: 2018-06-04; 2011-09-20: 2018-06-08 | 2312 | 7769.49 | Up-front Payment
SCG-011587 | Low Income Single Family Residential | Domestic Hot Water | Gas | Southern California Gas Company | Incentive:Paid | 4613 | 36.9 |  | 1 | 125 |  | 125 |  | 2018-06-05 11:45 | 2018-06-28 | TITANIUM POWER INC | Retrofit | Sylmar | Los Angeles | 91342 | Host Customer is System Owner | 5 |  | 30004257 | Butler Sun Solutions, Inc. | SOLAR BUTLER | B-BT1-40-I | Indirect Forced Circulation (IF) | 43.72 |  | BT1 | Glycol | Advanced Controller with a Vacation or Holiday Mode | Solar Storage and Auxiliary Tanks are separate | 40 | 1 | 1 | 65 | Z09 | [18 empty] | Los Angeles | FALSE | 37.27 |  | 2011-06-01: 2018-05-15; 2011-08-03: 2018-06-05; 2011-09-20: 2018-06-28 | 2262 | 4659 | Up-front Payment
SCG-011588 | Single Family Residential | Domestic Hot Water | Gas | Southern California Gas Company | Incentive:Paid | 3731 | 29.85 |  | 1 | 125 |  | 125 |  | 2018-06-05 11:42 | 2018-07-09 | TITANIUM POWER INC | Retrofit | Pacoima | Los Angeles | 91331 | Host Customer is System Owner | 7 |  | 30004257 | Butler Sun Solutions, Inc. | SOLAR BUTLER | B-BT1-40-I | Indirect Forced Circulation (IF) | 43.72 |  | BT1 | Glycol | Advanced Controller with a Vacation or Holiday Mode | Solar Storage and Auxiliary Tanks are separate | 40 | 1 | 1 | 85 | Z09 | [18 empty] | Los Angeles | FALSE | 30.07 |  | 2011-06-01: 2018-05-15; 2011-08-03: 2018-06-05; 2011-09-20: 2018-07-09 | 2297 | 3759 | Up-front Payment
SCG-011590 | Commercial/Multifamily Residential | Domestic Hot Water | Gas | Southern California Gas Company | Incentive:Canceled | 19604 | 20.19 |  | 1 | 971 |  | 971 |  | 2018-05-17 03:50 | 2018-06-04 | INTELLIGENT GREEN SOLUTIONS CA | Retrofit | Hanford | Kings | 93230 | Lease | [7 empty] | 412.86 | 29.49 |  | Glycol | Steam Back | Solar Storage and Auxiliary Tanks are separate |  | 1 | 1 | 840 | Z13 |  |  | Other | 10002034 | 14 | 1 | 400 | 1 | 100 | 1 | 199900 | FALSE | 160 | 140 | [5 empty] | FALSE | 55.27 |  | 2011-06-01: 2018-05-15; 2011-06-23: 2018-05-17; 2011-07-01: 2018-06-04 | 2336 | 53672 | Up-front Payment
SCG-011591 | Single Family Residential | Domestic Hot Water | Gas | Southern California Gas Company | Incentive:Paid | 3731 | 29.85 |  | 1 | 125 |  | 125 |  | 2018-06-05 11:40 | 2018-06-06 | TITANIUM POWER INC | Retrofit | Arleta | Los Angeles | 91331 | Host Customer is System Owner | 6 |  | 30004257 | Butler Sun Solutions, Inc. | SOLAR BUTLER | B-BT1-40-I | Indirect Forced Circulation (IF) | 43.72 |  | BT1 | Glycol | Advanced Controller with a Vacation or Holiday Mode | Solar Storage and Auxiliary Tanks are separate | 40 | 1 | 1 | 75 | Z09 | [18 empty] | Los Angeles | FALSE | 30.07 |  | 2011-06-01: 2018-05-15; 2011-08-03: 2018-06-05; 2011-09-20: 2018-06-06 | 2332 | 3759 | Up-front Payment
SCG-011593 | Commercial/Multifamily Residential | Domestic Hot Water | Gas | Southern California Gas Company | Incentive:Canceled | 14496 | 20.19 |  | 1 | 718 |  | 718 |  | 2018-05-17 11:11 | 2018-06-04 | INTELLIGENT GREEN SOLUTIONS CA | Retrofit | Hanford | Kings | 93230 | Lease | [7 empty] | 294.9 | 29.49 |  | Glycol | Steam Back | Solar Storage and Auxiliary Tanks are separate |  | 1 | 1 | 616 | Z13 |  |  | Other | 10002034 | 10 | 1 | 300 | 1 | 100 | 1 | 250000 | FALSE | 160 | 140 | [5 empty] | FALSE | 53.39 |  | 2011-06-01: 2018-05-15; 2011-06-23: 2018-05-17; 2011-07-01: 2018-06-04 | 2336 | 38337 | Up-front Payment
SCG-011594 | Single Family Residential - Disadvantaged Community | Domestic Hot Water | Gas | Southern California Gas Company | Incentive:Paid | 3731 | 29.85 |  | 1 | 125 |  | 125 |  | 2018-06-05 11:41 | 2018-06-27 | TITANIUM POWER INC | Retrofit | Arleta | Los Angeles | 91331 | Host Customer is System Owner | 7 |  | 30004257 | Butler Sun Solutions, Inc. | SOLAR BUTLER | B-BT1-40-I | Indirect Forced Circulation (IF) | 43.72 |  | BT1 | Glycol | Advanced Controller with a Vacation or Holiday Mode | Solar Storage and Auxiliary Tanks are separate | 40 | 1 | 1 | 85 | Z09 | [18 empty] | Los Angeles | FALSE | 30.07 |  | 2011-06-01: 2018-05-15; 2011-08-03: 2018-06-05; 2011-09-20: 2018-06-27 | 2300 | 3759 | Up-front Payment
SCG-011595 | Single Family Residential - Disadvantaged Community | Domestic Hot Water | Gas | Southern California Gas Company | Incentive:Paid | 4328 | 29.85 |  | 1 | 145 |  | 145 |  | 2018-06-04 15:13 | 2018-06-05 | TITANIUM POWER INC | Retrofit | San Fernando | Los Angeles | 91340 | Host Customer is System Owner | 7 |  | 2011141B | Heliodyne, Inc. | HELIOPAK | HPAK 016 1 410 G 80 ACD Z | Indirect Forced Circulation (IF) | 40.17 |  | 410 001 | Glycol | Advanced Controller with a Vacation or Holiday Mode | Solar Storage and Auxiliary Tanks are separate | 80 | 1 | 1 | 85 | Z09 | [18 empty] | Los Angeles | FALSE | 30.34 |  | 2011-06-01: 2018-05-15; 2011-08-03: 2018-06-04; 2011-09-20: 2018-06-05 | 2326 | 4400 | Up-front Payment
SDG-011597 | Commercial Pools | Pool Heating | Gas | San Diego Gas and Electric | Incentive:Paid | 5632 | 5 |  | 1 | 1902 |  | 1902 |  | 2018-06-20 16:24 | 2018-07-20 | SOLAR TECH ENERGY SYSTEMS INC | Retrofit | El Cajon | San Diego | 92021 | Host Customer is System Owner | [7 empty] | 610.5 | 40.7 |  | Drainback |  |  |  | 1 | 1 |  | Z10 |  |  |  | 10001888 | 15 | 1 | [5 empty] | FALSE |  |  |  | Badger - Badger 380 |  | Badger - Badger 380 | City of El Cajon | FALSE | 5.92 |  | 2018-06-18 | 2018-06-21 | 2018-06-20 | 2018-07-20 | 2018-08-08 | 2018-10-15 | 2186 | 11264.16 | Up-front Payment
PGE-011599 | Low Income Single Family Residential | Domestic Hot Water | Gas | Pacific Gas and Electric | Incentive:Paid | 5397 | 36.9 |  | 1 | 149 |  | 148 |  | 2018-06-04 16:00 | 2018-07-19 | FRESNO COUNTY ECONOMIC OPPORTUNITIES COMMISSION | Retrofit | FRESNO | Fresno | 93705 | Host Customer is System Owner | 6 |  | 2010017C | Alternate Energy Technologies | EAGLESUN | DBS-G2-80-64 | Indirect Forced Circulation (IF) | 65.34 |  | MSC-32 | Automatic Drainback |  | Solar Storage and Auxiliary Tanks are separate | 80 | 0.99 | 1 | 75 | Z13 | [18 empty] | CITY OF FRESNO | FALSE | 51.38 |  | 2018-05-16 | 2018-06-08 |  |  | 2018-06-04 | 2018-07-19 | 2270 | 7654.98 | Up-front Payment
SCG-011600 | Single Family Residential - Disadvantaged Community | Domestic Hot Water | Gas | Southern California Gas Company | Incentive:Paid | 3630 | 29.85 |  | 1 | 128 |  | 122 |  | 2018-06-05 12:05 | 2018-06-12 | TITANIUM POWER INC | Retrofit | Pacoima | Los Angeles | 91331 | Host Customer is System Owner | 7 |  | 30004079 | GREENoneTEC Solarindustrie GmbH | Solpal Plus | Solpal Plus L-GT | Direct Integral Collector Storage (DI) | 25.66 |  | Solpal Plus L |  |  | Solar Storage with Tankless Auxiliary Water Heater | 51 | 1 | 0.95 | 85 | Z09 | [18 empty] | Los Angeles | FALSE | 28.98 |  | 2011-06-01: 2018-05-16; 2011-08-03: 2018-06-05; 2011-09-20: 2018-06-12 | 2325 | 3709 | Up-front Payment
SCG-011603 | Commercial Pools | Pool Heating | Gas | Southern California Gas Company | Incentive:Paid | 6395 | 5 |  | 1 | 1370 |  | 1343 |  | 2018-06-13 08:53 | 2018-06-20 | REVCO SOLAR ENGINEERING INC | Retrofit | Stanton | Orange | 90680 | Host Customer is System Owner | [7 empty] | 617.63 | 47.51 |  | Drainback |  |  |  | 0.98 | 1 |  | Z08 |  |  |  | 10001773 | 13 | 1 | [5 empty] | FALSE |  |  |  | TEVA-BTU-1 |  | TEVA-BTU-1 | Stanton | FALSE | 9.34 |  | 2018-05-16 |  | 2018-06-13 | 2018-06-20 | 2018-08-03 | 2018-08-09 | 2262 | 12790 | Up-front Payment
SCG-011605 | Low Income Single Family Residential | Domestic Hot Water | Gas | Southern California Gas Company | Incentive:Paid | 4613 | 36.9 |  | 1 | 125 |  | 125 |  | 2018-06-05 11:39 | 2018-07-23 | TITANIUM POWER INC | Retrofit | Arleta | Los Angeles | 91331 | Owner/Tenant | 6 |  | 30004257 | Butler Sun Solutions, Inc. | SOLAR BUTLER | B-BT1-40-I | Indirect Forced Circulation (IF) | 43.72 |  | BT1 | Glycol | Advanced Controller with a Vacation or Holiday Mode | Solar Storage and Auxiliary Tanks are separate | 40 | 1 | 1 | 75 | Z09 | [18 empty] | Los Angeles | FALSE | 37.27 |  | 2011-06-01: 2018-05-16; 2011-08-03: 2018-06-05; 2011-09-20: 2018-07-23 | 2285 | 4659 | Up-front Payment
SCG-011606 | Commercial/Multifamily Residential | Domestic Hot Water | Gas | Southern California Gas Company | Incentive:Paid | 12417 | 20.19 |  | 1 | 615 |  | 615 |  | 2018-05-18 08:08 | 2018-06-04 | INTELLIGENT GREEN SOLUTIONS CA | Retrofit | Porterville | Tulare | 93257 | Lease | [7 empty] | 206.43 | 29.49 |  | Glycol | Steam Back | Solar Storage and Auxiliary Tanks are separate |  | 1 | 1 | 560 | Z13 |  |  | Other | 10002034 | 7 | 1 | 300 | 1 | 100 | 2 | 199000 | FALSE | 160 | 140 |  |  |  |  | City of Porterville | FALSE | 62.34 |  | 2018-05-16 |  | 2018-05-18 | 2018-06-04 | 2018-08-27 | 2018-09-07 | 2236 | 38337 | Up-front Payment
PGE-011610 | Commercial/Multifamily Residential | Domestic Hot Water | Gas | Pacific Gas and Electric | Incentive:Paid | 54937 | 20.19 |  | 1 | 2721 |  | 2721 |  | 2019-04-03 19:10 | 2019-05-21 | SOLARIX SYSTEMS | New Construction | OAKLAND | Alameda | 94612 | Host Customer is System Owner | [7 empty] | 642.72 | 40.17 |  | Glycol | Pressure Stagnation Protection (PSP) | Solar Storage and Auxiliary Tanks are separate |  | 1 | 1 | 8155 | Z03 | 233 | Units | Apartments/Condos | 2010115A | 16 | 1 | 900 | 1 | 860 | 1 | 1700000 | TRUE | 130 | 120 |  | Heliodyne - Delta-T Pro Ethernet |  | Heliodyne - Delta-T Pro Ethernet | City of Oakland | FALSE | 43 |  | 2018-05-17 | 2019-04-15 | 2019-04-03 | 2019-05-21 | 2019-10-09 | 2019-10-22 | 1814 | 117000 | Up-front Payment
SCG-011611 | Commercial/Multifamily Residential | Domestic Hot Water | Gas | Southern California Gas Company | Incentive:Canceled | 14537 | 20.19 |  | 1 | 720 |  | 720 |  | 2018-05-24 12:17 | 2018-06-04 | INTELLIGENT GREEN SOLUTIONS CA | Retrofit | Corcoran | Kings | 93212 | Lease | [7 empty] | 353.88 | 29.49 |  | Glycol | Steam Back | Solar Storage and Auxiliary Tanks are separate |  | 1 | 1 | 756 | Z13 |  |  | Other | 10002034 | 12 | 1 | 350 | 1 | 100 | 1 | 250000 | FALSE | 160 | 140 | [5 empty] | FALSE | 63.89 |  | 2011-06-01: 2018-05-17; 2011-06-23: 2018-05-24; 2011-07-01: 2018-06-04 | 2336 | 46004 | Up-front Payment
SCG-011612 | Low Income Single Family Residential | Domestic Hot Water | Gas | Southern California Gas Company | Incentive:Paid | 4613 | 36.9 |  | 1 | 125 |  | 125 |  | 2018-06-05 11:49 | 2018-06-28 | TITANIUM POWER INC | Retrofit | Arleta | Los Angeles | 91331 | Host Customer is System Owner | 6 |  | 30004257 | Butler Sun Solutions, Inc. | SOLAR BUTLER | B-BT1-40-I | Indirect Forced Circulation (IF) | 43.72 |  | BT1 | Glycol | Advanced Controller with a Vacation or Holiday Mode | Solar Storage and Auxiliary Tanks are separate | 40 | 1 | 1 | 75 | Z09 | [18 empty] | Los Angeles | FALSE | 37.27 |  | 2011-06-01: 2018-05-17; 2011-08-03: 2018-06-05; 2011-09-20: 2018-06-28 | 2262 | 4659 | Up-front Payment
SCG-011613 | Low Income Single Family Residential | Domestic Hot Water | Gas | Southern California Gas Company | Incentive:Paid | 4613 | 36.9 |  | 1 | 125 |  | 125 |  | 2018-06-05 11:48 | 2018-07-05 | TITANIUM POWER INC | Retrofit | Arleta | Los Angeles | 91331 | Host Customer is System Owner | 4 |  | 30004257 | Butler Sun Solutions, Inc. | SOLAR BUTLER | B-BT1-40-I | Indirect Forced Circulation (IF) | 43.72 |  | BT1 | Glycol | Advanced Controller with a Vacation or Holiday Mode | Solar Storage and Auxiliary Tanks are separate | 40 | 1 | 1 | 55 | Z09 | [18 empty] | Los Angeles | FALSE | 37.27 |  | 2011-06-01: 2018-05-17; 2011-08-03: 2018-06-05; 2011-09-20: 2018-07-05 | 2300 | 4659 | Up-front Payment
SCG-011614 | Single Family Residential | Domestic Hot Water | Gas | Southern California Gas Company | Incentive:Paid | 3545 | 29.85 |  | 1 | 125 |  | 119 |  | 2018-05-30 11:14 | 2018-06-01 | TITANIUM POWER INC | Retrofit | San Fernando | Los Angeles | 91342 | Owner/Tenant | 5 |  | 30004257 | Butler Sun Solutions, Inc. | SOLAR BUTLER | B-BT1-40-I | Indirect Forced Circulation (IF) | 43.72 |  | BT1 | Glycol | Advanced Controller with a Vacation or Holiday Mode | Solar Storage and Auxiliary Tanks are separate | 40 | 1 | 0.95 | 65 | Z09 | [18 empty] | Los Angeles | FALSE | 28.73 |  | 2011-06-01: 2018-05-17; 2011-08-03: 2018-05-30; 2011-09-20: 2018-06-01 | 2334 | 3591 | Up-front Payment
SCG-011615 | Low Income Single Family Residential | Domestic Hot Water | Gas | Southern California Gas Company | Incentive:Paid | 4613 | 36.9 |  | 1 | 125 |  | 125 |  | 2018-06-05 11:07 | 2018-06-28 | TITANIUM POWER INC | Retrofit | Arleta | Los Angeles | 91331 | Host Customer is System Owner | 4 |  | 30004257 | Butler Sun Solutions, Inc. | SOLAR BUTLER | B-BT1-40-I | Indirect Forced Circulation (IF) | 43.72 |  | BT1 | Glycol | Advanced Controller with a Vacation or Holiday Mode | Solar Storage and Auxiliary Tanks are separate | 40 | 1 | 1 | 55 | Z09 | [18 empty] | Los Angeles | FALSE | 37.27 |  | 2011-06-01: 2018-05-17; 2011-08-03: 2018-06-05; 2011-09-20: 2018-06-28 | 2262 | 4659 | Up-front Payment
SCG-011616 | Low Income Single Family Residential | Domestic Hot Water | Gas | Southern California Gas Company | Incentive:Paid | 4613 | 36.9 |  | 1 | 125 |  | 125 |  | 2018-06-05 11:46 | 2018-06-21 | TITANIUM POWER INC | Retrofit | Arleta | Los Angeles | 91331 | Host Customer is System Owner | 6 |  | 30004260 | Butler Sun Solutions, Inc. | SOLAR BUTLER | B-BT1-50-I | Indirect Forced Circulation (IF) | 43.72 |  | BT1 | Glycol | Advanced Controller with a Vacation or Holiday Mode | Solar Storage and Auxiliary Tanks are separate | 50 | 1 | 1 | 75 | Z09 | [18 empty] | Los Angeles | FALSE | 37.27 |  | 2011-06-01: 2018-05-17; 2011-08-03: 2018-06-05; 2011-09-20: 2018-06-21 | 2312 | 4659 | Up-front Payment
SCG-011617 | Single Family Residential - Disadvantaged Community | Domestic Hot Water | Gas | Southern California Gas Company | Incentive:Paid | 1954 | 29.85 |  | 1 | 77 |  | 65 |  | 2019-03-13 06:27 | 2019-03-26 | INTELLIGENT GREEN SOLUTIONS CA | Retrofit | Orange Cove | Fresno | 93646 | Host Customer is System Owner | 5 |  | 30004234 | SunMaxx Solar LLC | ThermoPower | VTS15-HP-G | Indirect Thermosyphon (IT) | 24.46 |  | ThermoPower-VTS-HP15 | Automatic Drainback |  | Solar Storage and Auxiliary Tanks are separate | 39.5 | 1 | 0.85 | 65 | Z13 | [18 empty] | City of Orange Cove | FALSE | 81.04 |  | 2011-06-01: 2018-05-18; 2011-08-03: 2019-03-13; 2011-09-20: 2019-03-26 | 2033 | 6240 | Up-front Payment
SCG-011618 | Single Family Residential - Disadvantaged Community | Domestic Hot Water | Gas | Southern California Gas Company | Incentive:Paid | 2104 | 29.85 |  | 1 | 77 |  | 77 |  | 2019-03-08 13:09 | 2019-03-26 | INTELLIGENT GREEN SOLUTIONS CA | Retrofit | Orange Cove | Fresno | 93646 | Host Customer is System Owner | 6 |  | 30004234 | SunMaxx Solar LLC | ThermoPower | VTS15-HP-G | Indirect Thermosyphon (IT) | 24.46 |  | ThermoPower-VTS-HP15 | Automatic Drainback |  | Solar Storage and Auxiliary Tanks are separate | 39.6 | 1 | 1 | 75 | Z13 | [18 empty] | City of Orange Cove | FALSE | 81.04 |  | 2011-06-01: 2018-05-18; 2011-08-03: 2019-03-08; 2011-09-20: 2019-03-26 | 2039 | 6240 | Up-front Payment
SCG-011619 | Single Family Residential - Disadvantaged Community | Domestic Hot Water | Gas | Southern California Gas Company | Incentive:Paid | 2104 | 29.85 |  | 1 | 77 |  | 77 |  | 2019-03-08 13:11 | 2019-03-26 | INTELLIGENT GREEN SOLUTIONS CA | Retrofit | Orange Cove | Fresno | 93646 | Host Customer is System Owner | 6 |  | 30004234 | SunMaxx Solar LLC | ThermoPower | VTS15-HP-G | Indirect Thermosyphon (IT) | 24.46 |  | ThermoPower-VTS-HP15 | Automatic Drainback |  | Solar Storage and Auxiliary Tanks are separate | 39.6 | 1 | 1 | 75 | Z13 | [18 empty] | City of Orange Cove | FALSE | 81.04 |  | 2011-06-01: 2018-05-18; 2011-08-03: 2019-03-08; 2011-09-20: 2019-03-26 | 2039 | 6240 | Up-front Payment
SCG-011621 | Single Family Residential - Disadvantaged Community | Domestic Hot Water | Gas | Southern California Gas Company | Incentive:Paid | 3821 | 29.85 |  | 1 | 128 |  | 128 |  | 2018-06-04 14:52 | 2018-06-05 | TITANIUM POWER INC | Retrofit | Pacoima | Los Angeles | 91331 | Host Customer is System Owner | 8 |  | 30004079 | GREENoneTEC Solarindustrie GmbH | Solpal Plus | Solpal Plus L-GT | Direct Integral Collector Storage (DI) | 25.66 |  | Solpal Plus L |  |  | Solar Storage with Tankless Auxiliary Water Heater | 51 | 1 | 1 | 95 | Z09 | [18 empty] | Los Angeles | FALSE | 30.15 |  | 2011-06-01: 2018-05-18; 2011-08-03: 2018-06-04; 2011-09-20: 2018-06-05 | 2326 | 3859 | Up-front Payment
SCG-011622 | Low Income Single Family Residential | Domestic Hot Water | Gas | Southern California Gas Company | Incentive:Paid | 4613 | 36.9 |  | 1 | 125 |  | 125 |  | 2018-06-05 11:53 | 2018-06-21 | TITANIUM POWER INC | Retrofit | Pacoima | Los Angeles | 91331 | Host Customer is System Owner | 5 |  | 30004257 | Butler Sun Solutions, Inc. | SOLAR BUTLER | B-BT1-40-I | Indirect Forced Circulation (IF) | 43.72 |  | BT1 | Glycol | Advanced Controller with a Vacation or Holiday Mode | Solar Storage and Auxiliary Tanks are separate | 40 | 1 | 1 | 65 | Z09 | [18 empty] | Los Angeles | FALSE | 37.27 |  | 2011-06-01: 2018-05-18; 2011-08-03: 2018-06-05; 2011-09-20: 2018-06-21 | 2312 | 4659 | Up-front Payment
SCG-011623 | Single Family Residential - Disadvantaged Community | Domestic Hot Water | Gas | Southern California Gas Company | Incentive:Paid | 3821 | 29.85 |  | 1 | 128 |  | 128 |  | 2018-06-04 14:59 | 2018-06-05 | TITANIUM POWER INC | Retrofit | Pacoima | Los Angeles | 91331 | Host Customer is System Owner | 4 |  | 30004079 | GREENoneTEC Solarindustrie GmbH | Solpal Plus | Solpal Plus L-GT | Direct Integral Collector Storage (DI) | 25.66 |  | Solpal Plus L |  |  | Solar Storage with Tankless Auxiliary Water Heater | 51 | 1 | 1 | 55 | Z09 | [18 empty] | Los Angeles | FALSE | 30.15 |  | 2011-06-01: 2018-05-18; 2011-08-03: 2018-06-04; 2011-09-20: 2018-06-05 | 2326 | 3859 | Up-front Payment
SCG-011624 | Low Income Single Family Residential | Domestic Hot Water | Gas | Southern California Gas Company | Incentive:Paid | 4613 | 36.9 |  | 1 | 125 |  | 125 |  | 2018-05-31 13:51 | 2018-06-21 | TITANIUM POWER INC | Retrofit | Pacoima | Los Angeles | 91331 | Host Customer is System Owner | 6 |  | 30004260 | Butler Sun Solutions, Inc. | SOLAR BUTLER | B-BT1-50-I | Indirect Forced Circulation (IF) | 43.72 |  | BT1 | Glycol | Advanced Controller with a Vacation or Holiday Mode | Solar Storage and Auxiliary Tanks are separate | 50 | 1 | 1 | 75 | Z09 | [18 empty] | Los Angeles | FALSE | 37.27 |  | 2011-06-01: 2018-05-18; 2011-08-03: 2018-05-31; 2011-09-20: 2018-06-21 | 2312 | 4659 | Up-front Payment
SCG-011625 | Single Family Residential - Disadvantaged Community | Domestic Hot Water | Gas | Southern California Gas Company | Incentive:Paid | 3630 | 29.85 |  | 1 | 128 |  | 122 |  | 2018-06-04 14:33 | 2018-06-15 | TITANIUM POWER INC | Retrofit | Arleta | Los Angeles | 91331 | Host Customer is System Owner | 8 |  | 30004079 | GREENoneTEC Solarindustrie GmbH | Solpal Plus | Solpal Plus L-GT | Direct Integral Collector Storage (DI) | 25.66 |  | Solpal Plus L |  |  | Solar Storage with Tankless Auxiliary Water Heater | 51 | 1 | 0.95 | 95 | Z09 | [18 empty] | Los Angeles | FALSE | 28.98 |  | 2011-06-01: 2018-05-18; 2011-08-03: 2018-06-04; 2011-09-20: 2018-06-15 | 2321 | 3709 | Up-front Payment
SCG-011626 | Single Family Residential - Disadvantaged Community | Domestic Hot Water | Gas | Southern California Gas Company | Incentive:Paid | 3821 | 29.85 |  | 1 | 128 |  | 128 |  | 2018-05-31 13:53 | 2018-06-08 | TITANIUM POWER INC | Retrofit | Pacoima | Los Angeles | 91331 | Host Customer is System Owner | 5 |  | 30004079 | GREENoneTEC Solarindustrie GmbH | Solpal Plus | Solpal Plus L-GT | Direct Integral Collector Storage (DI) | 25.66 |  | Solpal Plus L |  |  | Solar Storage with Tankless Auxiliary Water Heater | 51 | 1 | 1 | 65 | Z09 | [18 empty] | Los Angeles | FALSE | 30.15 |  | 2011-06-01: 2018-05-18; 2011-08-03: 2018-05-31; 2011-09-20: 2018-06-08 | 2327 | 3859 | Up-front Payment
SCG-011627 | Single Family Residential - Disadvantaged Community | Domestic Hot Water | Gas | Southern California Gas Company | Incentive:Paid | 3821 | 29.85 |  | 1 | 128 |  | 128 |  | 2018-06-04 15:12 | 2018-07-27 | TITANIUM POWER INC | Retrofit | Pacoima | Los Angeles | 91331 | Host Customer is System Owner | 5 |  | 30004079 | GREENoneTEC Solarindustrie GmbH | Solpal Plus | Solpal Plus L-GT | Direct Integral Collector Storage (DI) | 25.66 |  | Solpal Plus L |  |  | Solar Storage with Tankless Auxiliary Water Heater | 51 | 1 | 1 | 65 | Z09 | [18 empty] | Los Angeles | FALSE | 30.15 |  | 2011-06-01: 2018-05-18; 2011-08-03: 2018-06-04; 2011-09-20: 2018-07-27 | 2280 | 3859 | Up-front Payment
SCG-011628 | Single Family Residential - Disadvantaged Community | Domestic Hot Water | Gas | Southern California Gas Company | Incentive:Paid | 3821 | 29.85 |  | 1 | 128 |  | 128 |  | 2018-05-31 11:48 | 2018-06-08 | TITANIUM POWER INC | Retrofit | Panorama City | Los Angeles | 91402 | Host Customer is System Owner | 10 |  | 30004079 | GREENoneTEC Solarindustrie GmbH | Solpal Plus | Solpal Plus L-GT | Direct Integral Collector Storage (DI) | 25.66 |  | Solpal Plus L |  |  | Solar Storage with Tankless Auxiliary Water Heater | 51 | 1 | 1 | 115 | Z09 | [18 empty] | Los Angeles | FALSE | 30.15 |  | 2011-06-01: 2018-05-18; 2011-08-03: 2018-05-31; 2011-09-20: 2018-06-08 | 2327 | 3859 | Up-front Payment
SCG-011629 | Single Family Residential - Disadvantaged Community | Domestic Hot Water | Gas | Southern California Gas Company | Incentive:Paid | 3821 | 29.85 |  | 1 | 128 |  | 128 |  | 2018-06-04 15:03 | 2018-06-15 | TITANIUM POWER INC | Retrofit | Canoga Park | Los Angeles | 91303 | Host Customer is System Owner | 7 |  | 30004079 | GREENoneTEC Solarindustrie GmbH | Solpal Plus | Solpal Plus L-GT | Direct Integral Collector Storage (DI) | 25.66 |  | Solpal Plus L |  |  | Solar Storage with Tankless Auxiliary Water Heater | 51 | 1 | 1 | 85 | Z09 | [18 empty] | Los Angeles | FALSE | 30.15 |  | 2011-06-01: 2018-05-18; 2011-08-03: 2018-06-04; 2011-09-20: 2018-06-15 | 2321 | 3859 | Up-front Payment
SCG-011631 | Single Family Residential - Disadvantaged Community | Domestic Hot Water | Gas | Southern California Gas Company | Incentive:Paid | 3630 | 29.85 |  | 1 | 128 |  | 122 |  | 2018-06-04 14:35 | 2018-06-14 | TITANIUM POWER INC | Retrofit | Sylmar | Los Angeles | 91340 | Host Customer is System Owner | 4 |  | 30004079 | GREENoneTEC Solarindustrie GmbH | Solpal Plus | Solpal Plus L-GT | Direct Integral Collector Storage (DI) | 25.66 |  | Solpal Plus L |  |  | Solar Storage with Tankless Auxiliary Water Heater | 51 | 1 | 0.95 | 55 | Z09 | [18 empty] | Los Angeles | FALSE | 28.98 |  | 2011-06-01: 2018-05-18; 2011-08-03: 2018-06-04; 2011-09-20: 2018-06-14 | 2321 | 3709 | Up-front Payment
SCG-011632 | Single Family Residential - Disadvantaged Community | Domestic Hot Water | Gas | Southern California Gas Company | Incentive:Paid | 3821 | 29.85 |  | 1 | 128 |  | 128 |  | 2018-05-31 14:06 | 2018-06-08 | TITANIUM POWER INC | Retrofit | Sun Valley | Los Angeles | 91352 | Host Customer is System Owner | 5 |  | 30004079 | GREENoneTEC Solarindustrie GmbH | Solpal Plus | Solpal Plus L-GT | Direct Integral Collector Storage (DI) | 25.66 |  | Solpal Plus L |  |  | Solar Storage with Tankless Auxiliary Water Heater | 51 | 1 | 1 | 65 | Z09 | [18 empty] | Los Angeles | FALSE | 30.15 |  | 2011-06-01: 2018-05-18; 2011-08-03: 2018-05-31; 2011-09-20: 2018-06-08 | 2322 | 3859 | Up-front Payment
SCG-011633 | Single Family Residential | Domestic Hot Water | Gas | Southern California Gas Company | Incentive:Paid | 3821 | 29.85 |  | 1 | 128 |  | 128 |  | 2018-06-04 14:37 | 2018-06-14 | TITANIUM POWER INC | Retrofit | Pacoima | Los Angeles | 91331 | Host Customer is System Owner | 7 |  | 30004079 | GREENoneTEC Solarindustrie GmbH | Solpal Plus | Solpal Plus L-GT | Direct Integral Collector Storage (DI) | 25.66 |  | Solpal Plus L |  |  | Solar Storage with Tankless Auxiliary Water Heater | 51 | 1 | 1 | 85 | Z09 | [18 empty] | Los Angeles | FALSE | 30.15 |  | 2011-06-01: 2018-05-18; 2011-08-03: 2018-06-04; 2011-09-20: 2018-06-14 | 2321 | 3859 | Up-front Payment
SCG-011634 | Single Family Residential - Disadvantaged Community | Domestic Hot Water | Gas | Southern California Gas Company | Incentive:Paid | 3821 | 29.85 |  | 1 | 128 |  | 128 |  | 2018-05-31 14:07 | 2018-06-08 | TITANIUM POWER INC | Retrofit | Pacoima | Los Angeles | 91331 | Host Customer is System Owner | 8 |  | 30004079 | GREENoneTEC Solarindustrie GmbH | Solpal Plus | Solpal Plus L-GT | Direct Integral Collector Storage (DI) | 25.66 |  | Solpal Plus L |  |  | Solar Storage with Tankless Auxiliary Water Heater | 51 | 1 | 1 | 95 | Z09 | [18 empty] | Los Angeles | FALSE | 30.15 |  | 2011-06-01: 2018-05-18; 2011-08-03: 2018-05-31; 2011-09-20: 2018-06-08 | 2326 | 3859 | Up-front Payment
SCG-011635 | Single Family Residential - Disadvantaged Community | Domestic Hot Water | Gas | Southern California Gas Company | Incentive:Paid | 3821 | 29.85 |  | 1 | 128 |  | 128 |  | 2018-06-04 15:07 | 2018-07-27 | TITANIUM POWER INC | Retrofit | Pacoima | Los Angeles | 91331 | Host Customer is System Owner | 8 |  | 30004079 | GREENoneTEC Solarindustrie GmbH | Solpal Plus | Solpal Plus L-GT | Direct Integral Collector Storage (DI) | 25.66 |  | Solpal Plus L |  |  | Solar Storage with Tankless Auxiliary Water Heater | 51 | 1 | 1 | 95 | Z09 | [18 empty] | Los Angeles | FALSE | 30.15 |  | 2011-06-01: 2018-05-19; 2011-08-03: 2018-06-04; 2011-09-20: 2018-07-27 | 2280 | 3859 | Up-front Payment
SCG-011636 | Single Family Residential - Disadvantaged Community | Domestic Hot Water | Gas | Southern California Gas Company | Incentive:Paid | 3821 | 29.85 |  | 1 | 128 |  | 128 |  | 2018-06-04 15:09 | 2018-06-13 | TITANIUM POWER INC | Retrofit | Pacoima | Los Angeles | 91331 | Host Customer is System Owner | 4 |  | 30004079 | GREENoneTEC Solarindustrie GmbH | Solpal Plus | Solpal Plus L-GT | Direct Integral Collector Storage (DI) | 25.66 |  | Solpal Plus L |  |  | Solar Storage with Tankless Auxiliary Water Heater | 51 | 1 | 1 | 55 | Z09 | [18 empty] | Los Angeles | FALSE | 30.15 |  | 2011-06-01: 2018-05-19; 2011-08-03: 2018-06-04; 2011-09-20: 2018-06-13 | 2325 | 3859 | Up-front Payment
SCG-011637 | Single Family Residential - Disadvantaged Community | Domestic Hot Water | Gas | Southern California Gas Company | Incentive:Paid | 3821 | 29.85 |  | 1 | 128 |  | 128 |  | 2018-06-04 15:00 | 2018-06-08 | TITANIUM POWER INC | Retrofit | Pacoima | Los Angeles | 91331 | Host Customer is System Owner | 8 |  | 30004079 | GREENoneTEC Solarindustrie GmbH | Solpal Plus | Solpal Plus L-GT | Direct Integral Collector Storage (DI) | 25.66 |  | Solpal Plus L |  |  | Solar Storage with Tankless Auxiliary Water Heater | 51 | 1 | 1 | 95 | Z09 | [18 empty] | Los Angeles | FALSE | 30.15 |  | 2011-06-01: 2018-05-19; 2011-08-03: 2018-06-04; 2011-09-20: 2018-06-08 | 2327 | 3859 | Up-front Payment
SCG-011638 | Single Family Residential - Disadvantaged Community | Domestic Hot Water | Gas | Southern California Gas Company | Incentive:Paid | 3821 | 29.85 |  | 1 | 128 |  | 128 |  | 2018-06-04 15:10 | 2018-09-14 | TITANIUM POWER INC | Retrofit | Pacoima | Los Angeles | 91331 | Host Customer is System Owner | 4 |  | 30004079 | GREENoneTEC Solarindustrie GmbH | Solpal Plus | Solpal Plus L-GT | Direct Integral Collector Storage (DI) | 25.66 |  | Solpal Plus L |  |  | Solar Storage with Tankless Auxiliary Water Heater | 51 | 1 | 1 | 55 | Z09 | [18 empty] | Los Angeles | FALSE | 30.15 |  | 2011-06-01: 2018-05-19; 2011-08-03: 2018-06-04; 2011-09-20: 2018-09-14 | 2229 | 3859 | Up-front Payment
SCG-011639 | Single Family Residential - Disadvantaged Community | Domestic Hot Water | Gas | Southern California Gas Company | Incentive:Paid | 3821 | 29.85 |  | 1 | 128 |  | 128 |  | 2018-06-04 14:58 | 2018-06-12 | TITANIUM POWER INC | Retrofit | Pacoima | Los Angeles | 91331 | Host Customer is System Owner | 10 |  | 30004079 | GREENoneTEC Solarindustrie GmbH | Solpal Plus | Solpal Plus L-GT | Direct Integral Collector Storage (DI) | 25.66 |  | Solpal Plus L |  |  | Solar Storage with Tankless Auxiliary Water Heater | 51 | 1 | 1 | 115 | Z09 | [18 empty] | Los Angeles | FALSE | 30.15 |  | 2011-06-01: 2018-05-19; 2011-08-03: 2018-06-04; 2011-09-20: 2018-06-12 | 2322 | 3859 | Up-front Payment
SCG-011640 | Single Family Residential - Disadvantaged Community | Domestic Hot Water | Gas | Southern California Gas Company | Incentive:Paid | 3821 | 29.85 |  | 1 | 128 |  | 128 |  | 2018-05-31 09:50 | 2018-06-08 | TITANIUM POWER INC | Retrofit | Pacoima | Los Angeles | 91331 | Host Customer is System Owner | 8 |  | 30004079 | GREENoneTEC Solarindustrie GmbH | Solpal Plus | Solpal Plus L-GT | Direct Integral Collector Storage (DI) | 25.66 |  | Solpal Plus L |  |  | Solar Storage with Tankless Auxiliary Water Heater | 51 | 1 | 1 | 95 | Z09 | [18 empty] | Los Angeles | FALSE | 30.15 |  | 2011-06-01: 2018-05-19; 2011-08-03: 2018-05-31; 2011-09-20: 2018-06-08 | 2328 | 3859 | Up-front Payment
SCG-011641 | Single Family Residential - Disadvantaged Community | Domestic Hot Water | Gas | Southern California Gas Company | Incentive:Paid | 3821 | 29.85 |  | 1 | 128 |  | 128 |  | 2018-06-26 14:31 | 2018-07-05 | TITANIUM POWER INC | Retrofit | Pacoima | Los Angeles | 91331 | Owner/Tenant | 7 |  | 30004079 | GREENoneTEC Solarindustrie GmbH | Solpal Plus | Solpal Plus L-GT | Direct Integral Collector Storage (DI) | 25.66 |  | Solpal Plus L |  |  | Solar Storage with Tankless Auxiliary Water Heater | 51 | 1 | 1 | 85 | Z09 | [18 empty] | Los Angeles | FALSE | 30.15 |  | 2011-06-01: 2018-05-21; 2011-08-03: 2018-06-26; 2011-09-20: 2018-07-05 | 2304 | 3859 | Up-front Payment
SCG-011642 | Single Family Residential - Disadvantaged Community | Domestic Hot Water | Gas | Southern California Gas Company | Incentive:Paid | 3821 | 29.85 |  | 1 | 128 |  | 128 |  | 2018-05-31 14:08 | 2018-06-08 | TITANIUM POWER INC | Retrofit | Pacoima | Los Angeles | 91331 | Host Customer is System Owner | 4 |  | 30004079 | GREENoneTEC Solarindustrie GmbH | Solpal Plus | Solpal Plus L-GT | Direct Integral Collector Storage (DI) | 25.66 |  | Solpal Plus L |  |  | Solar Storage with Tankless Auxiliary Water Heater | 51 | 1 | 1 | 55 | Z09 | [18 empty] | Los Angeles | FALSE | 30.15 |  | 2011-06-01: 2018-05-21; 2011-08-03: 2018-05-31; 2011-09-20: 2018-06-08 | 2328 | 3859 | Up-front Payment
SCG-011643 | Single Family Residential - Disadvantaged Community | Domestic Hot Water | Gas | Southern California Gas Company | Incentive:Paid | 3821 | 29.85 |  | 1 | 128 |  | 128 |  | 2018-05-31 14:10 | 2018-06-08 | TITANIUM POWER INC | Retrofit | Pacoima | Los Angeles | 91331 | Host Customer is System Owner | 4 |  | 30004079 | GREENoneTEC Solarindustrie GmbH | Solpal Plus | Solpal Plus L-GT | Direct Integral Collector Storage (DI) | 25.66 |  | Solpal Plus L |  |  | Solar Storage with Tankless Auxiliary Water Heater | 51 | 1 | 1 | 55 | Z09 | [18 empty] | Los Angeles | FALSE | 30.15 |  | 2011-06-01: 2018-05-21; 2011-08-03: 2018-05-31; 2011-09-20: 2018-06-08 | 2328 | 3859 | Up-front Payment
SCG-011644 | Single Family Residential | Domestic Hot Water | Gas | Southern California Gas Company | Incentive:Paid | 3630 | 29.85 |  | 1 | 128 |  | 122 |  | 2018-05-31 14:00 | 2018-06-20 | TITANIUM POWER INC | Retrofit | North Hollywood | Los Angeles | 91601 | Host Customer is System Owner | 6 |  | 30004079 | GREENoneTEC Solarindustrie GmbH | Solpal Plus | Solpal Plus L-GT | Direct Integral Collector Storage (DI) | 25.66 |  | Solpal Plus L |  |  | Solar Storage with Tankless Auxiliary Water Heater | 51 | 1 | 0.95 | 75 | Z09 | [18 empty] | Los Angeles | FALSE | 28.98 |  | 2011-06-01: 2018-05-21; 2011-08-03: 2018-05-31; 2011-09-20: 2018-06-20 | 2318 | 3709 | Up-front Payment
SDG-011645 | Single Family Residential | Domestic Hot Water | Gas | San Diego Gas and Electric | Incentive:Paid | 3913 | 29.85 |  | 1 | 138 |  | 131 |  | 2018-06-29 14:09 | 2018-07-24 | CLEANTECH ENERGY SOLUTIONS INC | Retrofit | Coronado | San Diego | 92118 | Owner/Tenant | 3 |  | 2001001C | SunEarth, Inc. | SOLARAY | TE48P-80-2G | Indirect Forced Circulation (IF) | 49.3 |  | EP-24 / EP-24-0.75 | Glycol | Advanced Controller with a Vacation or Holiday Mode | Solar Storage and Auxiliary Tanks are separate | 80 | 0.95 | 1 | 45 | Z07 | [18 empty] | City of Coronado | FALSE | 62.86 |  | 2018-05-21 | 2018-07-11 |  |  | 2018-06-29 | 2018-07-24 | 2238 | 8674 | Up-front Payment
PGE-011647 | Commercial/Multifamily Residential | Domestic Hot Water | Gas | Pacific Gas and Electric | Incentive:Canceled | 35474 | 20.19 |  | 1 | 1757 |  | 1757 |  | 2018-06-05 09:17 | 2018-06-29 | EVOLUTION ENERGY SOLUTIONS L L C | New Construction | Los Gatos | Santa Barbara | 95032 | Host Customer is System Owner | [7 empty] | 532.35 | 40.95 |  | Drainback | Drainback (Water) | Solar Storage and Auxiliary Tanks are separate |  | 1 | 1 | 880 | Z04 | 22 | Units | Apartments/Condos | 10001803 | 13 | 1 | 950 | 1 | 100 | 1 | 270000 | TRUE | 140 | 140 |  | SunEarth - SETR A503 TTR U + VFS 10-200 |  | SunEarth - SETR A503 TTR U + VFS 10-200 |  | FALSE | 20.81 |  | 2018-05-21 | 2018-06-08 | 2018-06-05 | 2018-06-29 |  |  | 2311 | 36564 | Up-front Payment
SCG-011648 | Single Family Residential | Domestic Hot Water | Gas | Southern California Gas Company | Incentive:Paid | 4366 | 29.85 |  | 1 | 168 |  | 165 |  | 2018-07-23 12:48 | 2018-07-24 | TENCO SOLAR | Retrofit | CYPRESS | Orange | 90630 | Host Customer is System Owner | 2 |  | 2001001E | SunEarth, Inc. | SOLARAY | TE64P-80-2G | Indirect Forced Circulation (IF) | 65.67 |  | EP-32 / EP-32-0.75 | Glycol | Pressure Stagnation Protection (PSP) | Solar Storage and Auxiliary Tanks are separate | 80 | 0.98 | 1 | 35 | Z08 | [18 empty] | CITY OF CYPRESS | FALSE | 55.06 |  | 2011-06-01: 2018-05-22; 2011-08-03: 2018-07-23; 2011-09-20: 2018-07-24 | 2256 | 9250 | Up-front Payment
PGE-011649 | Single Family Residential - Disadvantaged Community | Domestic Hot Water | Gas | Pacific Gas and Electric | Incentive:Paid | 2642 | 29.85 |  | 1 | 118 |  | 88 |  | 2018-07-31 14:13 | 2018-09-13 | INTELLIGENT GREEN SOLUTIONS CA | Retrofit | Sanger | Fresno | 93657 | Host Customer is System Owner | 4 |  | 30004236 | SunMaxx Solar LLC | ThermoPower | VTS30-HP-G | Indirect Thermosyphon (IT) | 47.9 |  | ThermoPower-VTS-HP30 | Automatic Drainback |  | Solar Storage and Auxiliary Tanks are separate | 79 | 1 | 0.75 | 55 | Z13 | [18 empty] | City of Sanger | FALSE | 52.88 |  | 2018-05-22 | 2018-08-23 |  |  | 2018-07-31 | 2018-09-13 | 2220 | 6240 | Up-front Payment
PGE-011650 | Single Family Residential - Disadvantaged Community | Domestic Hot Water | Gas | Pacific Gas and Electric | Incentive:Paid | 2642 | 29.85 |  | 1 | 118 |  | 88 |  | 2018-07-31 14:59 | 2018-09-13 | INTELLIGENT GREEN SOLUTIONS CA | Retrofit | Sanger | Fresno | 93657 | Host Customer is System Owner | 4 |  | 30004236 | SunMaxx Solar LLC | ThermoPower | VTS30-HP-G | Indirect Thermosyphon (IT) | 47.9 |  | ThermoPower-VTS-HP30 | Automatic Drainback |  | Solar Storage and Auxiliary Tanks are separate | 79 | 1 | 0.75 | 55 | Z13 | [18 empty] | City of Sanger | FALSE | 52.88 |  | 2018-05-22 | 2018-08-23 |  |  | 2018-07-31 | 2018-09-13 | 2220 | 6240 | Up-front Payment
PGE-011651 | Single Family Residential - Disadvantaged Community | Domestic Hot Water | Gas | Pacific Gas and Electric | Incentive:Paid | 2642 | 29.85 |  | 1 | 118 |  | 88 |  | 2018-07-31 14:32 | 2018-09-13 | INTELLIGENT GREEN SOLUTIONS CA | Retrofit | Sanger | Fresno | 93657 | Host Customer is System Owner | 3 |  | 30004236 | SunMaxx Solar LLC | ThermoPower | VTS30-HP-G | Indirect Thermosyphon (IT) | 47.9 |  | ThermoPower-VTS-HP30 | Automatic Drainback |  | Solar Storage and Auxiliary Tanks are separate | 79 | 1 | 0.75 | 45 | Z13 | [18 empty] | City of Sanger | FALSE | 52.88 |  | 2018-05-22 | 2018-08-23 |  |  | 2018-07-31 | 2018-09-13 | 2220 | 6240 | Up-front Payment
PGE-011652 | Multifamily Residential - Disadvantaged Community | Domestic Hot Water | Gas | Pacific Gas and Electric | Incentive:Paid | 1555 | 20.19 |  | 1 | 77 |  | 77 |  | 2018-05-24 12:47 | 2018-06-01 | INTELLIGENT GREEN SOLUTIONS CA | Retrofit | Taft | Kern | 93268 | Host Customer is System Owner |  |  | 30004234 | SunMaxx Solar LLC | ThermoPower | VTS15-HP-G | Indirect Thermosyphon (IT) | 24.46 |  | ThermoPower-VTS-HP15 | Automatic Drainback |  | Solar Storage and Auxiliary Tanks are separate | 40 | 1 | 1 | 0 | Z13 | [11 empty] | FALSE | [6 empty] | City of Taft | FALSE | 81.04 |  | 2018-05-22 | 2018-08-24 | 2018-05-24 | 2018-06-01 | 2018-08-06 | 2018-06-05 | 2192 | 6240 | Up-front Payment
PGE-011653 | Multifamily Residential - Disadvantaged Community | Domestic Hot Water | Gas | Pacific Gas and Electric | Incentive:Paid | 1399 | 20.19 |  | 1 | 77 |  | 69 |  | 2018-05-25 10:59 | 2018-06-05 | INTELLIGENT GREEN SOLUTIONS CA | Retrofit | Taft | Kern | 93268 | Lease |  |  | 30004234 | SunMaxx Solar LLC | ThermoPower | VTS15-HP-G | Indirect Thermosyphon (IT) |  |  |  | Automatic Drainback |  | Solar Storage and Auxiliary Tanks are separate | 40 | 1 | 0.9 | 0 | Z13 | [11 empty] | FALSE | [6 empty] | City of Taft | FALSE | 81.04 |  | 2018-05-22 | 2018-08-24 | 2018-05-25 | 2018-06-05 | 2018-08-06 | 2018-10-15 | 2192 | 6240 | Up-front Payment
PGE-011654 | Multifamily Residential - Disadvantaged Community | Domestic Hot Water | Gas | Pacific Gas and Electric | Incentive:Paid | 1555 | 20.19 |  | 1 | 77 |  | 77 |  | 2018-05-25 11:15 | 2018-06-05 | INTELLIGENT GREEN SOLUTIONS CA | Retrofit | Taft | Kern | 93268 | Host Customer is System Owner |  |  | 30004234 | SunMaxx Solar LLC | ThermoPower | VTS15-HP-G | Indirect Thermosyphon (IT) | 24.46 |  | ThermoPower-VTS-HP15 | Automatic Drainback |  | Solar Storage and Auxiliary Tanks are separate | 40 | 1 | 1 | 0 | Z13 | [11 empty] | FALSE | [6 empty] | City of Taft | FALSE | 81.04 |  | 2018-05-22 | 2018-08-24 | 2018-05-25 | 2018-06-05 | 2018-08-06 | 2018-10-16 | 2192 | 6240 | Up-front Payment
PGE-011655 | Multifamily Residential - Disadvantaged Community | Domestic Hot Water | Gas | Pacific Gas and Electric | Incentive:Paid | 1787 | 20.19 |  | 1 | 118 |  | 88 |  | 2018-06-01 06:22 | 2018-06-05 | INTELLIGENT GREEN SOLUTIONS CA | Retrofit | Taft | Kern | 93268 | Host Customer is System Owner |  |  | 30004236 | SunMaxx Solar LLC | ThermoPower | VTS30-HP-G | Indirect Thermosyphon (IT) | 47.9 |  | VTS-HP30 | Automatic Drainback |  | Solar Storage and Auxiliary Tanks are separate | 158 | 1 | 0.75 | 0 | Z13 | [11 empty] | FALSE | [6 empty] | City of Taft | FALSE | 52.88 |  | 2018-05-22 | 2018-08-24 | 2018-06-01 | 2018-06-05 | 2018-08-06 | 2018-10-15 | 2192 | 6240 | Up-front Payment
PGE-011656 | Multifamily Residential - Disadvantaged Community | Domestic Hot Water | Gas | Pacific Gas and Electric | Incentive:Paid | 1399 | 20.19 |  | 1 | 77 |  | 69 |  | 2018-05-31 07:48 | 2018-06-27 | INTELLIGENT GREEN SOLUTIONS CA | Retrofit | Taft | Kern | 93268 | Host Customer is System Owner |  |  | 30004234 | SunMaxx Solar LLC | ThermoPower | VTS15-HP-G | Indirect Thermosyphon (IT) | 24.46 |  | ThermoPower-VTS-HP15 | Automatic Drainback |  | Solar Storage and Auxiliary Tanks are separate | 40 | 1 | 0.9 | 0 | Z13 | [11 empty] | FALSE | [6 empty] | City of Taft | FALSE | 81.04 |  | 2018-05-22 | 2018-06-05 | 2018-05-31 | 2018-06-27 | 2018-08-06 | 2018-10-18 | 2192 | 6240 | Up-front Payment
PGE-011657 | Single Family Residential - Disadvantaged Community | Domestic Hot Water | Gas | Pacific Gas and Electric | Incentive:Paid | 3522 | 29.85 |  | 1 | 118 |  | 118 |  | 2019-01-25 05:37 | 2019-03-19 | INTELLIGENT GREEN SOLUTIONS CA | Retrofit | SANGER | Fresno | 93657 | Host Customer is System Owner | 4 |  | 30004236 | SunMaxx Solar LLC | ThermoPower | VTS30-HP-G | Indirect Thermosyphon (IT) | 47.9 |  | VTS-HP30 | Automatic Drainback |  | Solar Storage and Auxiliary Tanks are separate | 79 | 1 | 1 | 55 | Z13 | [18 empty] | City of Sanger | FALSE | 52.88 |  | 2018-05-22 | 2019-03-01 |  |  | 2019-01-25 | 2019-03-19 | 1996 | 6240 | Up-front Payment
PGE-011658 | Single Family Residential - Disadvantaged Community | Domestic Hot Water | Gas | Pacific Gas and Electric | Incentive:Paid | 3522 | 29.85 |  | 1 | 118 |  | 118 |  | 2019-01-25 07:24 | 2019-03-19 | INTELLIGENT GREEN SOLUTIONS CA | Retrofit | Sanger | Fresno | 93657 | Host Customer is System Owner | 4 |  | 30004236 | SunMaxx Solar LLC | ThermoPower | VTS30-HP-G | Indirect Thermosyphon (IT) | 47.9 |  | VTS-HP30 | Automatic Drainback |  | Solar Storage and Auxiliary Tanks are separate | 79 | 1 | 1 | 55 | Z13 | [18 empty] | City of Sanger | FALSE | 52.88 |  | 2018-05-22 | 2019-03-01 |  |  | 2019-01-25 | 2019-03-19 | 1996 | 6240 | Up-front Payment
PGE-011659 | Single Family Residential - Disadvantaged Community | Domestic Hot Water | Gas | Pacific Gas and Electric | Incentive:Paid | 3496 | 29.85 |  | 1 | 118 |  | 118 |  | 2019-01-29 08:23 | 2019-04-04 | INTELLIGENT GREEN SOLUTIONS CA | Retrofit | Sanger | Fresno | 93657 | Host Customer is System Owner | 4 |  | 30004236 | SunMaxx Solar LLC | ThermoPower | VTS30-HP-G | Indirect Thermosyphon (IT) | 47.9 |  | VTS-HP30 | Automatic Drainback |  | Solar Storage and Auxiliary Tanks are separate | 79 | 1 | 1 | 55 | Z13 | [18 empty] | City of Sanger | FALSE | 52.88 |  | 2018-05-22 | 2019-03-01 |  |  | 2019-01-29 | 2019-04-04 | 2020 | 6240 | Up-front Payment
SCG-011660 | Low Income Single Family Residential | Domestic Hot Water | Gas | Southern California Gas Company | Incentive:Paid | 4613 | 36.9 |  | 1 | 125 |  | 125 |  | 2018-06-05 11:24 | 2018-06-14 | TITANIUM POWER INC | Retrofit | Sun Valley | Los Angeles | 91352 | Host Customer is System Owner | 4 |  | 30004257 | Butler Sun Solutions, Inc. | SOLAR BUTLER | B-BT1-40-I | Indirect Forced Circulation (IF) | 43.72 |  | BT1 | Glycol | Advanced Controller with a Vacation or Holiday Mode | Solar Storage and Auxiliary Tanks are separate | 40 | 1 | 1 | 55 | Z09 | [18 empty] | Los Angeles | FALSE | 37.27 |  | 2011-06-01: 2018-05-23; 2011-08-03: 2018-06-05; 2011-09-20: 2018-06-14 | 2321 | 4659 | Up-front Payment
SCG-011661 | Low Income Single Family Residential | Domestic Hot Water | Gas | Southern California Gas Company | Incentive:Paid | 4613 | 36.9 |  | 1 | 125 |  | 125 |  | 2018-05-31 13:54 | 2018-06-14 | TITANIUM POWER INC | Retrofit | North Hollywood | Los Angeles | 91605 | Host Customer is System Owner | 4 |  | 30004257 | Butler Sun Solutions, Inc. | SOLAR BUTLER | B-BT1-40-I | Indirect Forced Circulation (IF) | 43.72 |  | BT1 | Glycol | Advanced Controller with a Vacation or Holiday Mode | Solar Storage and Auxiliary Tanks are separate | 40 | 1 | 1 | 55 | Z09 | [18 empty] | Los Angeles | FALSE | 37.27 |  | 2011-06-01: 2018-05-23; 2011-08-03: 2018-05-31; 2011-09-20: 2018-06-14 | 2321 | 4659 | Up-front Payment
SCG-011666 | Low Income Single Family Residential | Domestic Hot Water | Gas | Southern California Gas Company | Incentive:Paid | 4613 | 36.9 |  | 1 | 125 |  | 125 |  | 2018-05-31 13:57 | 2018-06-18 | TITANIUM POWER INC | Retrofit | North Hollywood | Los Angeles | 91605 | Host Customer is System Owner | 6 |  | 30004257 | Butler Sun Solutions, Inc. | SOLAR BUTLER | B-BT1-40-I | Indirect Forced Circulation (IF) | 43.72 |  | BT1 | Glycol | Advanced Controller with a Vacation or Holiday Mode | Solar Storage and Auxiliary Tanks are separate | 40 | 1 | 1 | 75 | Z09 | [18 empty] | Los Angeles | FALSE | 37.27 |  | 2011-06-01: 2018-05-23; 2011-08-03: 2018-05-31; 2011-09-20: 2018-06-18 | 2318 | 4659 | Up-front Payment
PGE-011667 | Single Family Residential - Disadvantaged Community | Domestic Hot Water | Gas | Pacific Gas and Electric | Incentive:Paid | 2298 | 29.85 |  | 1 | 77 |  | 77 |  | 2018-12-19 14:04 | 2019-01-15 | INTELLIGENT GREEN SOLUTIONS CA | Retrofit | Sanger | Fresno | 93657 | Host Customer is System Owner | 4 |  | 30004234 | SunMaxx Solar LLC | ThermoPower | VTS15-HP-G | Indirect Thermosyphon (IT) | 24.46 |  | ThermoPower-VTS-HP15 | Automatic Drainback |  | Solar Storage and Auxiliary Tanks are separate | 39.6 | 1 | 1 | 55 | Z13 | [18 empty] | City of Sanger | FALSE | 81.04 |  | 2018-05-23 | 2018-12-20 |  |  | 2018-12-19 | 2019-01-15 | 2081 | 6240 | Up-front Payment
PGE-011668 | Single Family Residential - Disadvantaged Community | Domestic Hot Water | Gas | Pacific Gas and Electric | Incentive:Paid | 2298 | 29.85 |  | 1 | 77 |  | 77 |  | 2018-12-19 14:26 | 2019-01-02 | INTELLIGENT GREEN SOLUTIONS CA | Retrofit | Sanger | Fresno | 93657 | Host Customer is System Owner | 5 |  | 30004234 | SunMaxx Solar LLC | ThermoPower | VTS15-HP-G | Indirect Thermosyphon (IT) | 24.46 |  | ThermoPower-VTS-HP15 | Automatic Drainback |  | Solar Storage and Auxiliary Tanks are separate | 39.6 | 1 | 1 | 65 | Z13 | [18 empty] | City of Sanger | FALSE | 81.04 |  | 2011-06-01: 2018-05-23; 2011-08-03: 2018-12-19; 2011-09-20: 2019-01-02 | 2104 | 6240 | Up-front Payment
PGE-011669 | Single Family Residential - Disadvantaged Community | Domestic Hot Water | Gas | Pacific Gas and Electric | Incentive:Paid | 2298 | 29.85 |  | 1 | 77 |  | 77 |  | 2018-12-21 07:44 | 2019-01-15 | INTELLIGENT GREEN SOLUTIONS CA | Retrofit | Sanger | Fresno | 93657 | Host Customer is System Owner | 5 |  | 30004234 | SunMaxx Solar LLC | ThermoPower | VTS15-HP-G | Indirect Thermosyphon (IT) | 24.46 |  | ThermoPower-VTS-HP15 | Automatic Drainback |  | Solar Storage and Auxiliary Tanks are separate | 39.6 | 1 | 1 | 65 | Z13 | [18 empty] | City of Sanger | FALSE | 81.04 |  | 2018-05-23 | 2019-01-02 |  |  | 2018-12-21 | 2019-01-15 | 2081 | 6240 | Up-front Payment
PGE-011670 | Single Family Residential - Disadvantaged Community | Domestic Hot Water | Gas | Pacific Gas and Electric | Incentive:Paid | 2298 | 29.85 |  | 1 | 77 |  | 77 |  | 2018-12-19 14:10 | 2019-01-15 | INTELLIGENT GREEN SOLUTIONS CA | Retrofit | Sanger | Fresno | 93657 | Host Customer is System Owner | 4 |  | 30004234 | SunMaxx Solar LLC | ThermoPower | VTS15-HP-G | Indirect Thermosyphon (IT) | 24.46 |  | ThermoPower-VTS-HP15 | Automatic Drainback |  | Solar Storage and Auxiliary Tanks are separate | 39.6 | 1 | 1 | 55 | Z13 | [18 empty] | City of Sanger | FALSE | 81.04 |  | 2018-05-23 | 2019-01-02 |  |  | 2018-12-19 | 2019-01-15 | 2081 | 6240 | Up-front Payment
SCG-011671 | Low Income Single Family Residential | Domestic Hot Water | Gas | Southern California Gas Company | Incentive:Paid | 4613 | 36.9 |  | 1 | 125 |  | 125 |  | 2018-05-31 14:11 | 2018-06-14 | TITANIUM POWER INC | Retrofit | Pacoima | Los Angeles | 91331 | Host Customer is System Owner | 5 |  | 30004260 | Butler Sun Solutions, Inc. | SOLAR BUTLER | B-BT1-50-I | Indirect Forced Circulation (IF) | 43.72 |  | BT1 | Glycol | Advanced Controller with a Vacation or Holiday Mode | Solar Storage and Auxiliary Tanks are separate | 50 | 1 | 1 | 65 | Z09 | [18 empty] | Los Angeles | FALSE | 37.27 |  | 2011-06-01: 2018-05-23; 2011-08-03: 2018-05-31; 2011-09-20: 2018-06-14 | 2321 | 4659 | Up-front Payment
SCG-011672 | Commercial/Multifamily Residential | Domestic Hot Water | Gas | Southern California Gas Company | Incentive:Paid | 28993 | 20.19 |  | 1 | 1436 |  | 1436 |  | 2018-06-08 07:54 | 2018-06-12 | ALL VALLEY SOLAR INC | Retrofit | Los Angeles | Los Angeles | 90020 | Host Customer is System Owner | [7 empty] | 368.55 | 40.95 |  | Drainback | Drainback (Water) | Solar Storage and Auxiliary Tanks are separate |  | 1 | 1 | 960 | Z09 | 24 | Units | Apartments/Condos | TRB-40 | 9 | 2 | 549 | 2 | 100 | 1 | 275000 | TRUE | 135 | 140 |  |  |  |  | LADBS | FALSE | 25.71 |  | 2018-06-06 |  | 2018-06-08 | 2018-06-12 | 2018-08-15 | 2018-08-16 | 2249 | 36920 | Up-front Payment
SCG-011673 | Commercial/Multifamily Residential | Domestic Hot Water | Gas | Southern California Gas Company | Incentive:Paid | 26449 | 20.19 |  | 1 | 1310 |  | 1310 |  | 2018-06-08 07:53 | 2018-06-12 | ALL VALLEY SOLAR INC | Retrofit | Los Angeles | Los Angeles | 90048 | Host Customer is System Owner | [7 empty] | 327.6 | 40.95 |  | Drainback | Drainback (Water) | Solar Storage and Auxiliary Tanks are separate |  | 1 | 1 | 920 | Z09 | 23 | Units | Apartments/Condos | TRB-40 | 8 | 1 | 549 | 2 | 200 | 2 | 398000 | TRUE | 135 | 140 |  |  |  |  | ladbs | FALSE | 25.82 |  | 2018-06-06 |  | 2018-06-08 | 2018-06-12 | 2018-07-23 | 2018-08-07 | 2262 | 33820 | Up-front Payment
SCG-011674 | Low Income Single Family Residential | Domestic Hot Water | Gas | Southern California Gas Company | Incentive:Paid | 4613 | 36.9 |  | 1 | 125 |  | 125 |  | 2018-05-31 13:59 | 2018-06-14 | TITANIUM POWER INC | Retrofit | Arleta | Los Angeles | 91331 | Host Customer is System Owner | 4 |  | 30004257 | Butler Sun Solutions, Inc. | SOLAR BUTLER | B-BT1-40-I | Indirect Forced Circulation (IF) | 43.72 |  | BT1 | Glycol | Advanced Controller with a Vacation or Holiday Mode | Solar Storage and Auxiliary Tanks are separate | 40 | 1 | 1 | 55 | Z09 | [18 empty] | Los Angeles | FALSE | 37.27 |  | 2011-06-01: 2018-05-23; 2011-08-03: 2018-05-31; 2011-09-20: 2018-06-14 | 2321 | 4659 | Up-front Payment
SCG-011675 | Low Income Single Family Residential | Domestic Hot Water | Gas | Southern California Gas Company | Incentive:Paid | 4613 | 36.9 |  | 1 | 125 |  | 125 |  | 2018-06-05 11:56 | 2018-06-19 | TITANIUM POWER INC | Retrofit | Pacoima | Los Angeles | 91331 | Host Customer is System Owner | 4 |  | 30004257 | Butler Sun Solutions, Inc. | SOLAR BUTLER | B-BT1-40-I | Indirect Forced Circulation (IF) | 43.72 |  | BT1 | Glycol | Advanced Controller with a Vacation or Holiday Mode | Solar Storage and Auxiliary Tanks are separate | 40 | 1 | 1 | 55 | Z09 | [18 empty] | Los Angeles | FALSE | 37.27 |  | 2011-06-01: 2018-05-23; 2011-08-03: 2018-06-05; 2011-09-20: 2018-06-19 | 2314 | 4659 | Up-front Payment
SCG-011676 | Low Income Single Family Residential | Domestic Hot Water | Gas | Southern California Gas Company | Incentive:Paid | 4613 | 36.9 |  | 1 | 125 |  | 125 |  | 2018-06-05 12:04 | 2018-06-19 | TITANIUM POWER INC | Retrofit | Arleta | Los Angeles | 91331 | Host Customer is System Owner | 4 |  | 30004257 | Butler Sun Solutions, Inc. | SOLAR BUTLER | B-BT1-40-I | Indirect Forced Circulation (IF) | 43.72 |  | BT1 | Glycol | Advanced Controller with a Vacation or Holiday Mode | Solar Storage and Auxiliary Tanks are separate | 40 | 1 | 1 | 55 | Z09 | [18 empty] | Los Angeles | FALSE | 37.27 |  | 2011-06-01: 2018-05-23; 2011-08-03: 2018-06-05; 2011-09-20: 2018-06-19 | 2315 | 4659 | Up-front Payment
SCG-011677 | Low Income Single Family Residential | Domestic Hot Water | Gas | Southern California Gas Company | Incentive:Paid | 4613 | 36.9 |  | 1 | 125 |  | 125 |  | 2018-06-05 12:03 | 2018-06-15 | TITANIUM POWER INC | Retrofit | Arleta | Los Angeles | 91331 | Host Customer is System Owner | 4 |  | 30004257 | Butler Sun Solutions, Inc. | SOLAR BUTLER | B-BT1-40-I | Indirect Forced Circulation (IF) | 43.72 |  | BT1 | Glycol | Advanced Controller with a Vacation or Holiday Mode | Solar Storage and Auxiliary Tanks are separate | 40 | 1 | 1 | 55 | Z09 | [18 empty] | Los Angeles | FALSE | 37.27 |  | 2011-06-01: 2018-05-23; 2011-08-03: 2018-06-05; 2011-09-20: 2018-06-15 | 2315 | 4659 | Up-front Payment
SCG-011678 | Single Family Residential | Domestic Hot Water | Gas | Southern California Gas Company | Incentive:Paid | 2385 | 29.85 |  | 1 | 94 |  | 80 |  | 2018-06-14 07:05 | 2018-09-13 | ALL VALLEY SOLAR INC | New Construction | Venice | Los Angeles | 90291 | Host Customer is System Owner | 6 |  | 30003828 | SunEarth, Inc. | CopperHeart | CP-40-TLG | Direct Integral Collector Storage (DI) | 24.96 |  | CP-40 |  |  | Solar Storage with Tankless Auxiliary Water Heater | 40 | 1 | 0.85 | 75 | Z06 | [18 empty] | LADBS | FALSE | 75.11 |  | 2011-06-01: 2018-05-23; 2011-08-03: 2018-06-14; 2011-09-20: 2018-09-13 | 2229 | 7060 | Up-front Payment
SCG-011679 | Single Family Residential | Domestic Hot Water | Gas | Southern California Gas Company | Incentive:Paid | 3731 | 29.85 |  | 1 | 125 |  | 125 |  | 2018-06-05 12:02 | 2018-06-11 | TITANIUM POWER INC | Retrofit | Pacoima | Los Angeles | 91331 | Host Customer is System Owner | 4 |  | 30004257 | Butler Sun Solutions, Inc. | SOLAR BUTLER | B-BT1-40-I | Indirect Forced Circulation (IF) | 43.72 |  | BT1 | Glycol | Advanced Controller with a Vacation or Holiday Mode | Solar Storage and Auxiliary Tanks are separate | 40 | 1 | 1 | 55 | Z09 | [18 empty] | Los Angeles | FALSE | 30.07 |  | 2011-06-01: 2018-05-23; 2011-08-03: 2018-06-05; 2011-09-20: 2018-06-11 | 2325 | 3759 | Up-front Payment
SCG-011680 | Single Family Residential | Domestic Hot Water | Gas | Southern California Gas Company | Incentive:Paid | 2385 | 29.85 |  | 1 | 94 |  | 80 |  | 2018-06-14 07:06 | 2018-09-13 | ALL VALLEY SOLAR INC | New Construction | Venice | Los Angeles | 90291 | Host Customer is System Owner | 6 |  | 30003828 | SunEarth, Inc. | CopperHeart | CP-40-TLG | Direct Integral Collector Storage (DI) | 24.96 |  | CP-40 |  |  | Solar Storage with Tankless Auxiliary Water Heater | 40 | 1 | 0.85 | 75 | Z06 | [18 empty] | LADBS | FALSE | 75.11 |  | 2011-06-01: 2018-05-23; 2011-08-03: 2018-06-14; 2011-09-20: 2018-09-13 | 2230 | 7060 | Up-front Payment
PGE-011681 | Single Family Residential - Disadvantaged Community | Domestic Hot Water | Gas | Pacific Gas and Electric | Incentive:Paid | 2298 | 29.85 |  | 1 | 77 |  | 77 |  | 2018-12-27 11:19 | 2019-01-15 | INTELLIGENT GREEN SOLUTIONS CA | Retrofit | Sanger | Fresno | 93657 | Host Customer is System Owner | 4 |  | 30004234 | SunMaxx Solar LLC | ThermoPower | VTS15-HP-G | Indirect Thermosyphon (IT) | 24.46 |  | ThermoPower-VTS-HP15 | Automatic Drainback |  | Solar Storage and Auxiliary Tanks are separate | 39.6 | 1 | 1 | 55 | Z13 | [18 empty] | City of Sanger | FALSE | 81.04 |  | 2018-05-24 | 2019-01-02 |  |  | 2018-12-27 | 2019-01-15 | 2081 | 6240 | Up-front Payment
PGE-011682 | Single Family Residential - Disadvantaged Community | Domestic Hot Water | Gas | Pacific Gas and Electric | Incentive:Paid | 2298 | 29.85 |  | 1 | 77 |  | 77 |  | 2019-02-01 14:41 | 2019-03-19 | INTELLIGENT GREEN SOLUTIONS CA | Retrofit | Sanger | Fresno | 93657 | Host Customer is System Owner | 4 |  | 30004234 | SunMaxx Solar LLC | ThermoPower | VTS15-HP-G | Indirect Thermosyphon (IT) | 24.46 |  | ThermoPower-VTS-HP15 | Automatic Drainback |  | Solar Storage and Auxiliary Tanks are separate | 39.6 | 1 | 1 | 55 | Z13 | [18 empty] | City of Sanger | FALSE | 81.04 |  | 2018-05-24 | 2019-03-01 |  |  | 2019-02-01 | 2019-03-19 | 1996 | 6240 | Up-front Payment
PGE-011683 | Single Family Residential - Disadvantaged Community | Domestic Hot Water | Gas | Pacific Gas and Electric | Incentive:Paid | 2298 | 29.85 |  | 1 | 77 |  | 77 |  | 2018-12-27 11:24 | 2019-07-02 | INTELLIGENT GREEN SOLUTIONS CA | Retrofit | Sanger | Fresno | 93657 | Host Customer is System Owner | 4 |  | 30004234 | SunMaxx Solar LLC | ThermoPower | VTS15-HP-G | Indirect Thermosyphon (IT) | 24.46 |  | ThermoPower-VTS-HP15 | Automatic Drainback |  | Solar Storage and Auxiliary Tanks are separate | 39.6 | 1 | 1 | 55 | Z13 | [18 empty] | City of Sanger | FALSE | 81.04 |  | 2018-05-24 | 2019-01-02 |  |  | 2018-12-27 | 2019-07-02 | 1933 | 6240 | Up-front Payment
PGE-011684 | Single Family Residential - Disadvantaged Community | Domestic Hot Water | Gas | Pacific Gas and Electric | Incentive:Paid | 2298 | 29.85 |  | 1 | 77 |  | 77 |  | 2019-04-08 06:43 | 2019-07-05 | INTELLIGENT GREEN SOLUTIONS CA | Retrofit | Sanger | Fresno | 93657 | Host Customer is System Owner | 3 |  | 30004234 | SunMaxx Solar LLC | ThermoPower | VTS15-HP-G | Indirect Thermosyphon (IT) | 24.46 |  | ThermoPower-VTS-HP15 | Automatic Drainback |  | Solar Storage and Auxiliary Tanks are separate | 39.6 | 1 | 1 | 45 | Z13 | [18 empty] | City of Sanger | FALSE | 81.04 |  | 2018-05-24 | 2019-04-15 |  |  | 2019-04-08 | 2019-07-05 | 1922 | 6240 | Up-front Payment
SCG-011685 | Low Income Single Family Residential | Domestic Hot Water | Gas | Southern California Gas Company | Incentive:Paid | 4613 | 36.9 |  | 1 | 125 |  | 125 |  | 2018-06-05 11:06 | 2018-06-15 | TITANIUM POWER INC | Retrofit | Sun Valley | Los Angeles | 91352 | Host Customer is System Owner | 4 |  | 30004257 | Butler Sun Solutions, Inc. | SOLAR BUTLER | B-BT1-40-I | Indirect Forced Circulation (IF) | 43.72 |  | BT1 | Glycol | Advanced Controller with a Vacation or Holiday Mode | Solar Storage and Auxiliary Tanks are separate | 40 | 1 | 1 | 55 | Z09 | [18 empty] | Los Angeles | FALSE | 37.27 |  | 2011-06-01: 2018-05-24; 2011-08-03: 2018-06-05; 2011-09-20: 2018-06-15 | 2315 | 4659 | Up-front Payment
SCG-011686 | Single Family Residential | Domestic Hot Water | Gas | Southern California Gas Company | Incentive:Paid | 3731 | 29.85 |  | 1 | 125 |  | 125 |  | 2018-06-05 11:05 | 2018-06-11 | TITANIUM POWER INC | Retrofit | Pacoima | Los Angeles | 91331 | Host Customer is System Owner | 4 |  | 30004257 | Butler Sun Solutions, Inc. | SOLAR BUTLER | B-BT1-40-I | Indirect Forced Circulation (IF) | 43.72 |  | BT1 | Glycol | Advanced Controller with a Vacation or Holiday Mode | Solar Storage and Auxiliary Tanks are separate | 40 | 1 | 1 | 55 | Z09 | [18 empty] | Los Angeles | FALSE | 30.07 |  | 2011-06-01: 2018-05-24; 2011-08-03: 2018-06-05; 2011-09-20: 2018-06-11 | 2325 | 3759 | Up-front Payment
SCG-011687 | Low Income Single Family Residential | Domestic Hot Water | Gas | Southern California Gas Company | Incentive:Paid | 4613 | 36.9 |  | 1 | 125 |  | 125 |  | 2018-06-05 11:03 | 2018-06-15 | TITANIUM POWER INC | Retrofit | Pacoima | Los Angeles | 91331 | Owner/Tenant | 6 |  | 30004257 | Butler Sun Solutions, Inc. | SOLAR BUTLER | B-BT1-40-I | Indirect Forced Circulation (IF) | 43.72 |  | BT1 | Glycol | Advanced Controller with a Vacation or Holiday Mode | Solar Storage and Auxiliary Tanks are separate | 40 | 1 | 1 | 75 | Z09 | [18 empty] | Los Angeles | FALSE | 37.27 |  | 2011-06-01: 2018-05-24; 2011-08-03: 2018-06-05; 2011-09-20: 2018-06-15 | 2315 | 4659 | Up-front Payment
SCG-011688 | Single Family Residential | Domestic Hot Water | Gas | Southern California Gas Company | Incentive:Paid | 3731 | 29.85 |  | 1 | 125 |  | 125 |  | 2018-06-05 11:02 | 2018-06-11 | TITANIUM POWER INC | Retrofit | Arleta | Los Angeles | 91331 | Host Customer is System Owner | 7 |  | 30004257 | Butler Sun Solutions, Inc. | SOLAR BUTLER | B-BT1-40-I | Indirect Forced Circulation (IF) | 43.72 |  | BT1 | Glycol | Advanced Controller with a Vacation or Holiday Mode | Solar Storage and Auxiliary Tanks are separate | 40 | 1 | 1 | 85 | Z09 | [18 empty] | Los Angeles | FALSE | 30.07 |  | 2011-06-01: 2018-05-24; 2011-08-03: 2018-06-05; 2011-09-20: 2018-06-11 | 2325 | 3759 | Up-front Payment
SCG-011689 | Commercial/Multifamily Residential | Domestic Hot Water | Gas | Southern California Gas Company | Incentive:Canceled | 59359 | 20.19 |  | 1 | 2940 |  | 2940 |  | 2018-07-12 13:57 | 2018-07-23 |  | Retrofit | Bellflower | Los Angeles | 90706 | Host Customer is System Owner | [7 empty] | 778.05 | 40.95 |  | Drainback |  | Solar Storage with Tankless Auxiliary Water Heater |  | 1 | 1 | 1600 | Z08 | 40 | Units | Apartments/Condos | TRB-40 | 19 | 1 | 1500 | 1 | 293 | 3 | 597000 | TRUE | 140 | 140 |  | SunEarth - SETR A503 TTR U + VFS 10-200 |  | SunEarth - SETR A503 TTR U + VFS 10-200 |  | FALSE | 20.19 |  | 2011-06-01: 2018-05-24; 2011-06-23: 2018-07-12; 2011-07-01: 2018-07-23 | 2287 | 59359 | Up-front Payment
SCG-011690 | Single Family Residential | Domestic Hot Water | Gas | Southern California Gas Company | Incentive:Paid | 3731 | 29.85 |  | 1 | 125 |  | 125 |  | 2018-06-05 11:01 | 2018-06-11 | TITANIUM POWER INC | Retrofit | Pacoima | Los Angeles | 91331 | Host Customer is System Owner | 4 |  | 30004257 | Butler Sun Solutions, Inc. | SOLAR BUTLER | B-BT1-40-I | Indirect Forced Circulation (IF) | 43.72 |  | BT1 | Glycol | Advanced Controller with a Vacation or Holiday Mode | Solar Storage and Auxiliary Tanks are separate | 40 | 1 | 1 | 55 | Z09 | [18 empty] | Los Angeles | FALSE | 30.07 |  | 2011-06-01: 2018-05-24; 2011-08-03: 2018-06-05; 2011-09-20: 2018-06-11 | 2325 | 3759 | Up-front Payment
SCG-011691 | Commercial/Multifamily Residential | Domestic Hot Water | Gas | Southern California Gas Company | Incentive:Paid | 33152 | 20.19 |  | 1 | 1642 |  | 1642 |  | 2018-07-12 13:58 | 2018-07-23 | EVOLUTION ENERGY SOLUTIONS L L C | Retrofit | Lynwood | Los Angeles | 90262 | Host Customer is System Owner | [7 empty] | 450.45 | 40.95 |  | Drainback |  | Solar Storage with Tankless Auxiliary Water Heater |  | 1 | 1 | 880 | Z08 | 22 | Units | Apartments/Condos | TRB-40 | 11 | 1 | 800 | 1 | 200 | 2 | 399000 | TRUE | 140 | 140 |  |  |  |  | Lynwood | FALSE | 20.19 |  | 2018-05-24 |  | 2018-07-12 | 2018-07-23 | 2019-06-18 | 2019-06-19 | 1951 | 33152 | Up-front Payment
SCG-011692 | Single Family Residential | Domestic Hot Water | Gas | Southern California Gas Company | Incentive:Canceled | 3731 | 25.37 |  | 2 | 125 |  | 125 |  |  |  | TITANIUM POWER INC | Retrofit | Pacoima | Los Angeles | 91331 | Owner/Tenant | 4 |  | 30004257 | Butler Sun Solutions, Inc. | SOLAR BUTLER | B-BT1-40-I | Indirect Forced Circulation (IF) | 43.72 |  | BT1 | Glycol | Advanced Controller with a Vacation or Holiday Mode | Solar Storage and Auxiliary Tanks are separate | 50 | 1 | 1 | 55 | Z09 | [18 empty] | Los Angeles | FALSE | 30.07 |  | 2011-06-01: 2018-05-24 | 2347 | 3759 | Up-front Payment
SCG-011693 | Single Family Residential - Disadvantaged Community | Domestic Hot Water | Gas | Southern California Gas Company | Incentive:Paid | 3731 | 29.85 |  | 1 | 125 |  | 125 |  | 2018-06-05 11:25 | 2018-06-06 | TITANIUM POWER INC | Retrofit | Pacoima | Los Angeles | 91331 | Owner/Tenant | 4 |  | 30004260 | Butler Sun Solutions, Inc. | SOLAR BUTLER | B-BT1-50-I | Indirect Forced Circulation (IF) | 43.72 |  | BT1 | Glycol | Advanced Controller with a Vacation or Holiday Mode | Solar Storage and Auxiliary Tanks are separate | 50 | 1 | 1 | 55 | Z09 | [18 empty] | Los Angeles | FALSE | 30.07 |  | 2011-06-01: 2018-05-24; 2011-08-03: 2018-06-05; 2011-09-20: 2018-06-06 | 2326 | 3759 | Up-front Payment
SCG-011694 | Commercial/Multifamily Residential | Domestic Hot Water | Gas | Southern California Gas Company | Incentive:Paid | 58571 | 20.19 |  | 1 | 2901 |  | 2901 |  | 2018-05-25 11:16 | 2018-06-04 | EVOLUTION ENERGY SOLUTIONS L L C | Retrofit | Pico Rivera | Los Angeles | 90660 | Host Customer is System Owner | [7 empty] | 778.05 | 40.95 |  | Drainback | Drainback (Water) | Solar Storage and Auxiliary Tanks are separate |  | 1 | 1 | 1600 | Z09 | 40 | Units | Apartments/Condos | TRB-40 | 19 | 1 | 1500 | 1 | 200 | 2 | 400000 | TRUE | 140 | 140 |  | SunEarth - SETR A503 TTR U + VFS 10-200 |  | SunEarth - SETR A503 TTR U + VFS 10-200 | Pico Rivera | FALSE | 20.19 |  | 2018-05-25 |  | 2018-05-25 | 2018-06-04 | 2019-08-07 | 2019-08-20 | 1893 | 58571 | Up-front Payment
PGE-011695 | Commercial/Multifamily Residential | Domestic Hot Water | Gas | Pacific Gas and Electric | Incentive:Paid | 13184 | 20.19 |  | 1 | 653 |  | 653 |  | 2018-05-30 09:57 | 2018-06-08 | OXYPOWER INC | Retrofit | San Francisco | San Francisco | 94117 | Host Customer is System Owner | [7 empty] | 200.85 | 40.17 |  | Glycol | Pressure Stagnation Protection (PSP) | Solar Storage and Auxiliary Tanks are separate |  | 1 | 1 | 420 | Z03 | 10 | Units | Apartments/Condos | 2010115A | 5 | 1 | 240 | 2 | 100 | 1 | 85000 | FALSE | 130 | 130 |  |  |  |  | San Francisco, CA | FALSE | 36.94 |  | 2018-05-25 |  | 2018-05-30 | 2018-06-08 | 2018-08-28 | 2018-12-05 | 2133 | 24125 | Up-front Payment
SCG-011697 | Commercial/Multifamily Residential | Domestic Hot Water | Gas | Southern California Gas Company | Incentive:Canceled | 28811 | 20.19 |  | 1 | 1427 |  | 1427 |  | 2018-07-30 14:05 | 2018-07-30 |  | Retrofit | Los | Los Angeles | 90020 | Host Customer is System Owner | [7 empty] | 368.55 | 40.95 |  | Drainback |  | Solar Storage and Auxiliary Tanks are separate |  | 1 | 1 | 960 | Z09 | 24 | Units | Apartments/Condos | TRB-40 | 9 | 2 | 549 | 2 | 100 | 1 | 275000 | FALSE | 135 | 140 | [5 empty] | FALSE | 25.87 |  | 2011-06-01: 2018-05-25; 2011-06-23: 2018-07-30; 2011-07-01: 2018-07-30 | 2280 | 36920 | Up-front Payment
PGE-011698 | Multifamily Residential - Disadvantaged Community | Domestic Hot Water | Gas | Pacific Gas and Electric | Incentive:Paid | 1787 | 20.19 |  | 1 | 118 |  | 88 |  | 2018-06-01 06:26 | 2018-06-05 | INTELLIGENT GREEN SOLUTIONS CA | Retrofit | Taft | Kern | 93268 | Host Customer is System Owner |  |  | 30004236 | SunMaxx Solar LLC | ThermoPower | VTS30-HP-G | Indirect Thermosyphon (IT) | 47.9 |  | VTS-HP30 | Automatic Drainback |  | Solar Storage and Auxiliary Tanks are separate | 158 | 1 | 0.75 | 0 | Z13 | [18 empty] | City of Taft | FALSE | 52.88 |  | 2018-05-25 | 2018-08-23 | 2018-06-01 | 2018-06-05 | 2018-08-06 | 2018-10-16 | 2192 | 6240 | Up-front Payment
SCG-011702 | Single Family Residential | Domestic Hot Water | Gas | Southern California Gas Company | Incentive:Paid | 1724 | 29.85 |  | 1 | 77 |  | 58 |  | 2019-02-13 08:41 | 2019-02-15 | INTELLIGENT GREEN SOLUTIONS CA | Retrofit | Hanford | Kings | 93230 | Host Customer is System Owner | 5 |  | 30004234 | SunMaxx Solar LLC | ThermoPower | VTS15-HP-G | Indirect Thermosyphon (IT) | 24.46 |  | ThermoPower-VTS-HP15 | Automatic Drainback |  | Solar Storage and Auxiliary Tanks are separate | 39.6 | 1 | 0.75 | 65 | Z13 | [18 empty] | City of Hanford | FALSE | 81.04 |  | 2011-06-01: 2018-05-28; 2011-08-03: 2019-02-13; 2011-09-20: 2019-02-15 | 2075 | 6240 | Up-front Payment
SCG-011708 | Multifamily Residential - Disadvantaged Community | Domestic Hot Water | Gas | Southern California Gas Company | Incentive:Paid | 1787 | 20.19 |  | 1 | 118 |  | 88 |  | 2018-07-03 13:45 | 2018-08-07 | INTELLIGENT GREEN SOLUTIONS CA | Retrofit | Visalia | Tulare | 93292 | Host Customer is System Owner |  |  | 30004236 | SunMaxx Solar LLC | ThermoPower | VTS30-HP-G | Indirect Thermosyphon (IT) | 47.9 |  | VTS-HP30 | Automatic Drainback |  | Solar Storage and Auxiliary Tanks are separate | 79 | 1 | 0.75 | 0 | Z13 | [18 empty] | City of Visalia | FALSE | 52.88 |  | 2018-05-29 |  | 2018-07-03 | 2018-08-07 | 2018-10-10 | 2018-11-06 | 2178 | 6240 | Up-front Payment
SCG-011709 | Commercial Pools | Pool Heating | Gas | Southern California Gas Company | Incentive:Paid | 13320 | 5 |  | 1 | 2664 |  | 2664 |  | 2018-08-09 11:13 | 2018-08-13 | SUNTREK INDUSTRIES INC | Retrofit | Aliso Viejo | Orange | 92656 | Host Customer is System Owner | [7 empty] | 1872 | 52 |  | Manual Drainback |  |  |  | 1 | 1 |  | Z06 |  |  |  | 2007048A | 36 | 1 | [5 empty] | FALSE |  |  |  | SunEarth - SETR A503 TTR U + VFS 20-400 |  | SunEarth - SETR A503 TTR U + VFS 20-400 | Aliso Viejo | FALSE | 12.62 |  | 2018-05-29 |  | 2018-08-09 | 2018-08-13 | 2018-08-14 | 2018-08-15 | 2258 | 33609 | Up-front Payment
SCG-011710 | Low Income Single Family Residential | Domestic Hot Water | Gas | Southern California Gas Company | Incentive:Paid | 4613 | 36.9 |  | 1 | 125 |  | 125 |  | 2018-06-05 11:18 | 2018-06-18 | TITANIUM POWER INC | Retrofit | Arleta | Los Angeles | 91331 | Owner/Tenant | 4 |  | 30004257 | Butler Sun Solutions, Inc. | SOLAR BUTLER | B-BT1-40-I | Indirect Forced Circulation (IF) | 43.72 |  | BT1 | Glycol | Advanced Controller with a Vacation or Holiday Mode | Solar Storage and Auxiliary Tanks are separate | 40 | 1 | 1 | 55 | Z09 | [18 empty] | Los Angeles | FALSE | 37.27 |  | 2011-06-01: 2018-05-29; 2011-08-03: 2018-06-05; 2011-09-20: 2018-06-18 | 2315 | 4659 | Up-front Payment
SCG-011711 | Single Family Residential | Domestic Hot Water | Gas | Southern California Gas Company | Incentive:Paid | 3731 | 29.85 |  | 1 | 125 |  | 125 |  | 2018-06-05 11:22 | 2018-06-06 | TITANIUM POWER INC | Retrofit | Arleta | Los Angeles | 91331 | Host Customer is System Owner | 6 |  | 30004257 | Butler Sun Solutions, Inc. | SOLAR BUTLER | B-BT1-40-I | Indirect Forced Circulation (IF) | 43.72 |  | BT1 | Glycol | Advanced Controller with a Vacation or Holiday Mode | Solar Storage and Auxiliary Tanks are separate | 40 | 1 | 1 | 75 | Z09 | [18 empty] | Los Angeles | FALSE | 30.07 |  | 2011-06-01: 2018-05-29; 2011-08-03: 2018-06-05; 2011-09-20: 2018-06-06 | 2326 | 3759 | Up-front Payment
SCG-011712 | Commercial Pools | Pool Heating | Gas | Southern California Gas Company | Incentive:Paid | 8224 | 5 |  | 1 | 2192 |  | 1754 |  | 2018-08-22 17:46 | 2018-09-04 | REVCO SOLAR ENGINEERING INC | Retrofit | Laguna Hills | Orange | 92653 | Host Customer is System Owner | [7 empty] | 551.46 | 39.39 |  | Drainback |  |  |  | 0.8 | 1 |  | Z08 |  |  |  | 10001954 | 14 | 1 | [5 empty] | FALSE |  |  |  | SETR A503 TTR U + VFS 20-400 |  | SETR A503 TTR U + VFS 20-400 | City of Laguna Hills | FALSE | 7.5 |  | 2018-05-29 |  | 2018-08-22 | 2018-09-04 | 2018-09-13 | 2018-10-02 | 2214 | 16448 | Up-front Payment
SCG-011713 | Commercial Pools | Pool Heating | Gas | Southern California Gas Company | Incentive:Paid | 7872 | 5 |  | 1 | 2083 |  | 1666 |  | 2018-08-22 17:49 | 2018-09-04 | REVCO SOLAR ENGINEERING INC | Retrofit | Laguna Hills | Orange | 92653 | Host Customer is System Owner | [7 empty] | 551.46 | 39.39 |  | Drainback |  |  |  | 0.8 | 1 |  | Z08 |  |  |  | 10001954 | 14 | 1 | [5 empty] | FALSE |  |  |  | SETR A503 TTR U + VFS 20-400 |  | SETR A503 TTR U + VFS 20-400 | City of Laguna Hills | FALSE | 7.56 |  | 2018-05-29 |  | 2018-08-22 | 2018-09-04 | 2018-09-13 | 2018-10-02 | 2214 | 15744 | Up-front Payment
SCG-011714 | Commercial Pools | Pool Heating | Gas | Southern California Gas Company | Incentive:Paid | 8168 | 5 |  | 1 | 2178 |  | 1742 |  | 2018-08-22 17:53 | 2018-09-04 | REVCO SOLAR ENGINEERING INC | Retrofit | Laguna Hills | Orange | 92653 | Host Customer is System Owner | [7 empty] | 551.46 | 39.39 |  | Drainback |  |  |  | 0.8 | 1 |  | Z08 |  |  |  | 10001954 | 14 | 1 | [5 empty] | FALSE |  |  |  | SETR A503 TTR U + VFS 20-400 |  | SETR A503 TTR U + VFS 20-400 | City of Laguna Hills | FALSE | 7.5 |  | 2018-05-29 |  | 2018-08-22 | 2018-09-04 | 2018-09-13 | 2018-10-02 | 2214 | 16336 | Up-front Payment
SCG-011715 | Low Income Single Family Residential | Domestic Hot Water | Gas | Southern California Gas Company | Incentive:Paid | 4613 | 36.9 |  | 1 | 125 |  | 125 |  | 2018-06-05 11:20 | 2018-06-13 | TITANIUM POWER INC | Retrofit | Los Angeles | Los Angeles | 90033 | Host Customer is System Owner | 5 |  | 30004257 | Butler Sun Solutions, Inc. | SOLAR BUTLER | B-BT1-40-I | Indirect Forced Circulation (IF) | 43.72 |  | BT1 | Glycol | Advanced Controller with a Vacation or Holiday Mode | Solar Storage and Auxiliary Tanks are separate | 40 | 1 | 1 | 65 | Z09 | [18 empty] | Los Angeles | FALSE | 37.27 |  | 2011-06-01: 2018-05-30; 2011-08-03: 2018-06-05; 2011-09-20: 2018-06-13 | 2325 | 4659 | Up-front Payment
SCG-011716 | Low Income Single Family Residential | Domestic Hot Water | Gas | Southern California Gas Company | Incentive:Paid | 4613 | 36.9 |  | 1 | 125 |  | 125 |  | 2018-06-05 11:36 | 2018-06-27 | TITANIUM POWER INC | Retrofit | Sun Valley | Los Angeles | 91352 | Owner/Tenant | 8 |  | 30004257 | Butler Sun Solutions, Inc. | SOLAR BUTLER | B-BT1-40-I | Indirect Forced Circulation (IF) | 43.72 |  | BT1 | Glycol | Advanced Controller with a Vacation or Holiday Mode | Solar Storage and Auxiliary Tanks are separate | 40 | 1 | 1 | 95 | Z09 | [18 empty] | Los Angeles | FALSE | 37.27 |  | 2011-06-01: 2018-05-30; 2011-08-03: 2018-06-05; 2011-09-20: 2018-06-27 | 2300 | 4659 | Up-front Payment
SCG-011717 | Single Family Residential | Domestic Hot Water | Gas | Southern California Gas Company | Incentive:Paid | 3731 | 29.85 |  | 1 | 125 |  | 125 |  | 2018-06-05 11:37 | 2018-06-06 | TITANIUM POWER INC | Retrofit | Arleta | Los Angeles | 91331 | Host Customer is System Owner | 5 |  | 30004257 | Butler Sun Solutions, Inc. | SOLAR BUTLER | B-BT1-40-I | Indirect Forced Circulation (IF) | 43.72 |  | BT1 | Glycol | Advanced Controller with a Vacation or Holiday Mode | Solar Storage and Auxiliary Tanks are separate | 40 | 1 | 1 | 65 | Z09 | [18 empty] | Los Angeles | FALSE | 30.07 |  | 2011-06-01: 2018-05-30; 2011-08-03: 2018-06-05; 2011-09-20: 2018-06-06 | 2326 | 3759 | Up-front Payment
SCG-011718 | Multifamily Residential - Disadvantaged Community | Domestic Hot Water | Gas | Southern California Gas Company | Incentive:Paid | 37998 | 20.19 |  | 1 | 1882 |  | 1882 |  | 2018-06-15 14:52 | 2018-06-20 | EVOLUTION ENERGY SOLUTIONS L L C | Retrofit | Glendale | Los Angeles | 90275 | Host Customer is System Owner | [7 empty] | 450.45 | 40.95 |  | Drainback | Drainback (Water) | Solar Storage and Auxiliary Tanks are separate |  | 1 | 1 | 1520 | Z09 | 38 | Units | Apartments/Condos | TRB-40 | 11 | 1 | 800 | 1 | 200 | 2 | 540000 | TRUE | 140 | 140 |  |  |  |  | Glendale | FALSE | 20.19 |  | 2018-05-30 |  | 2018-06-15 | 2018-06-20 | 2019-11-13 | 2019-11-22 | 1796 | 37998 | Up-front Payment
SCG-011719 | Single Family Residential | Domestic Hot Water | Gas | Southern California Gas Company | Incentive:Paid | 3731 | 29.85 |  | 1 | 125 |  | 125 |  | 2018-06-05 11:34 | 2018-06-06 | TITANIUM POWER INC | Retrofit | PACOIMA | Los Angeles | 91331 | Host Customer is System Owner | 4 |  | 30004257 | Butler Sun Solutions, Inc. | SOLAR BUTLER | B-BT1-40-I | Indirect Forced Circulation (IF) | 43.72 |  | BT1 | Glycol | Advanced Controller with a Vacation or Holiday Mode | Solar Storage and Auxiliary Tanks are separate | 40 | 1 | 1 | 55 | Z09 | [18 empty] | Los Angeles | FALSE | 30.07 |  | 2011-06-01: 2018-05-30; 2011-08-03: 2018-06-05; 2011-09-20: 2018-06-06 | 2326 | 3759 | Up-front Payment
SCG-011720 | Multifamily Residential - Disadvantaged Community | Domestic Hot Water | Gas | Southern California Gas Company | Incentive:Paid | 34424 | 20.19 |  | 1 | 1705 |  | 1705 |  | 2018-06-15 14:54 | 2018-06-20 | EVOLUTION ENERGY SOLUTIONS L L C | Retrofit | Glendale | Los Angeles | 90020 | Host Customer is System Owner | [7 empty] | 450.45 | 40.95 |  | Drainback | Drainback (Water) | Solar Storage and Auxiliary Tanks are separate |  | 1 | 1 | 1040 | Z09 | 26 | Units | Apartments/Condos | TRB-40 | 11 | 1 | 800 | 2 | 100 | 1 | 275000 | TRUE | 140 | 140 |  |  |  |  | Glendale | FALSE | 20.19 |  | 2018-05-31 |  | 2018-06-15 | 2018-06-20 | 2019-11-13 | 2019-12-18 | 1773 | 34424 | Up-front Payment
SCG-011721 | Single Family Residential | Domestic Hot Water | Gas | Southern California Gas Company | Incentive:Paid | 3731 | 29.85 |  | 1 | 125 |  | 125 |  | 2018-06-14 15:35 | 2018-06-29 | TITANIUM POWER INC | Retrofit | Arleta | Los Angeles | 91331 | Host Customer is System Owner | 4 |  | 30004257 | Butler Sun Solutions, Inc. | SOLAR BUTLER | B-BT1-40-I | Indirect Forced Circulation (IF) | 43.72 |  | BT1 | Glycol | Advanced Controller with a Vacation or Holiday Mode | Solar Storage and Auxiliary Tanks are separate | 40 | 1 | 1 | 55 | Z09 | [18 empty] | Los Angeles | FALSE | 30.07 |  | 2011-06-01: 2018-05-30; 2011-08-03: 2018-06-14; 2011-09-20: 2018-06-29 | 2243 | 3759 | Up-front Payment
SCG-011722 | Single Family Residential | Domestic Hot Water | Gas | Southern California Gas Company | Incentive:Paid | 3731 | 29.85 |  | 1 | 125 |  | 125 |  | 2018-06-05 11:55 | 2018-06-18 | TITANIUM POWER INC | Retrofit | Pacoima | Los Angeles | 91331 | Host Customer is System Owner | 4 |  | 30004257 | Butler Sun Solutions, Inc. | SOLAR BUTLER | B-BT1-40-I | Indirect Forced Circulation (IF) | 43.72 |  | BT1 | Glycol | Advanced Controller with a Vacation or Holiday Mode | Solar Storage and Auxiliary Tanks are separate | 40 | 1 | 1 | 55 | Z09 | [18 empty] | Los Angeles | FALSE | 30.07 |  | 2011-06-01: 2018-05-30; 2011-08-03: 2018-06-05; 2011-09-20: 2018-06-18 | 2315 | 3759 | Up-front Payment
SCG-011723 | Low Income Single Family Residential | Domestic Hot Water | Gas | Southern California Gas Company | Incentive:Paid | 4613 | 36.9 |  | 1 | 125 |  | 125 |  | 2018-06-05 11:50 | 2018-09-17 | TITANIUM POWER INC | Retrofit | Sylmar | Los Angeles | 91342 | Host Customer is System Owner | 4 |  | 30004257 | Butler Sun Solutions, Inc. | SOLAR BUTLER | B-BT1-40-I | Indirect Forced Circulation (IF) | 43.72 |  | BT1 | Glycol | Advanced Controller with a Vacation or Holiday Mode | Solar Storage and Auxiliary Tanks are separate | 40 | 1 | 1 | 55 | Z09 | [18 empty] | Los Angeles | FALSE | 37.27 |  | 2011-06-01: 2018-05-30; 2011-08-03: 2018-06-05; 2011-09-20: 2018-09-17 | 2229 | 4659 | Up-front Payment
PGE-011724 | Commercial/Multifamily Residential | Domestic Hot Water | Gas | Pacific Gas and Electric | Incentive:Paid | 39916 | 20.19 |  | 1 | 1977 |  | 1977 |  | 2018-06-08 08:52 | 2018-07-06 | EVOLUTION ENERGY SOLUTIONS L L C | Retrofit | San Leandro | Los Angeles | 94577 | Host Customer is System Owner | [7 empty] | 631.8 | 42.12 |  | Drainback | Drainback (Water) | Solar Storage and Auxiliary Tanks are separate |  | 1 | 1 | 1040 | Z03 | 26 | Units | Apartments/Condos | 10001912 | 15 | 1 | 1100 | 1 | 200 | 1 | 300000 | TRUE | 140 | 140 |  | SunEarth - SETR A503 TTR U + VFS 10-200 |  | SunEarth - SETR A503 TTR U + VFS 10-200 | San Leandro | FALSE | 21.24 |  | 2018-05-30 | 2018-06-27 | 2018-06-08 | 2018-07-06 | 2020-02-05 | 2020-04-29 | 1625 | 41995 | Up-front Payment
SCG-011725 | Multifamily Residential - Disadvantaged Community | Domestic Hot Water | Gas | Southern California Gas Company | Incentive:Paid | 34424 | 20.19 |  | 1 | 1705 |  | 1705 |  | 2018-06-15 15:09 | 2018-06-20 | EVOLUTION ENERGY SOLUTIONS L L C | Retrofit | Glendale | Glendale | 91203 | Host Customer is System Owner | [7 empty] | 450.45 | 40.95 |  | Drainback | Drainback (Water) | Solar Storage and Auxiliary Tanks are separate |  | 1 | 1 | 1040 | Z09 | 26 | Units | Apartments/Condos | TRB-40 | 11 | 1 | 800 | 2 | 100 | 1 | 275000 | TRUE | 140 | 140 |  |  |  |  | Glendale | FALSE | 20.19 |  | 2018-05-31 |  | 2018-06-15 | 2018-06-20 | 2019-11-13 | 2019-11-15 | 1804 | 34424 | Up-front Payment
SCG-011726 | Low Income Single Family Residential | Domestic Hot Water | Gas | Southern California Gas Company | Incentive:Paid | 4649 | 36.9 |  | 1 | 126 |  | 126 |  | 2018-06-14 15:55 | 2018-07-19 | TITANIUM POWER INC | Retrofit | Los Angeles | Los Angeles | 90011 | Host Customer is System Owner | 5 |  | 30004257 | Butler Sun Solutions, Inc. | SOLAR BUTLER | B-BT1-40-I | Indirect Forced Circulation (IF) | 43.72 |  | BT1 | Glycol | Advanced Controller with a Vacation or Holiday Mode | Solar Storage and Auxiliary Tanks are separate | 40 | 1 | 1 | 65 | Z08 | [18 empty] | Los Angeles | FALSE | 36.98 |  | 2011-06-01: 2018-05-31; 2011-08-03: 2018-06-14; 2011-09-20: 2018-07-19 | 2286 | 4659 | Up-front Payment
SCG-011727 | Low Income Single Family Residential | Domestic Hot Water | Gas | Southern California Gas Company | Incentive:Canceled | 4649 | 36.9 |  | 1 | 126 |  | 126 |  | 2018-07-11 13:17 |  | TITANIUM POWER INC | Retrofit | Los Angeles | Los Angeles | 90011 | Host Customer is System Owner | 5 |  | 30004257 | Butler Sun Solutions, Inc. | SOLAR BUTLER | B-BT1-40-I | Indirect Forced Circulation (IF) | 43.72 |  | BT1 | Glycol | Advanced Controller with a Vacation or Holiday Mode | Solar Storage and Auxiliary Tanks are separate |  | 1 | 1 | 65 | Z08 | [18 empty] | Los Angeles | FALSE | 36.98 |  | 2011-06-01: 2018-05-31; 2011-06-21: 2018-08-22; 2011-08-03: 2018-07-11 | 2258 | 4659 | Up-front Payment
SCG-011728 | Low Income Single Family Residential | Domestic Hot Water | Gas | Southern California Gas Company | Incentive:Canceled | 4649 | 36.9 |  | 1 | 126 |  | 126 |  |  |  | TITANIUM POWER INC | Retrofit | Los Angeles | Los Angeles | 90011 | Host Customer is System Owner | 5 |  | 30004257 | Butler Sun Solutions, Inc. | SOLAR BUTLER | B-BT1-40-I | Indirect Forced Circulation (IF) | 43.72 |  | BT1 | Glycol | Advanced Controller with a Vacation or Holiday Mode | Solar Storage and Auxiliary Tanks are separate |  | 1 | 1 | 65 | Z08 | [18 empty] | Los Angeles | FALSE | 37.26 |  | 2011-06-01: 2018-05-31; 2011-06-21: 2018-06-11 | 2330 | 4695 | Up-front Payment
SCG-011729 | Low Income Single Family Residential | Domestic Hot Water | Gas | Southern California Gas Company | Incentive:Paid | 4613 | 36.9 |  | 1 | 125 |  | 125 |  | 2018-06-14 15:57 | 2018-07-19 | TITANIUM POWER INC | Retrofit | North Hollywood | Los Angeles | 91605 | Host Customer is System Owner | 5 |  | 30004257 | Butler Sun Solutions, Inc. | SOLAR BUTLER | B-BT1-40-I | Indirect Forced Circulation (IF) | 43.72 |  | BT1 | Glycol | Advanced Controller with a Vacation or Holiday Mode | Solar Storage and Auxiliary Tanks are separate | 40 | 1 | 1 | 65 | Z09 | [18 empty] | Los Angeles | FALSE | 37.27 |  | 2011-06-01: 2018-05-31; 2011-08-03: 2018-06-14; 2011-09-20: 2018-07-19 | 2286 | 4659 | Up-front Payment
PGE-011730 | Commercial/Multifamily Residential | Domestic Hot Water | Gas | Pacific Gas and Electric | Incentive:Paid | 63053 | 20.19 |  | 1 | 3123 |  | 3123 |  | 2018-06-08 08:46 | 2018-07-06 | EVOLUTION ENERGY SOLUTIONS L L C | Retrofit | San Leandro | Alameda | 94578 | Host Customer is System Owner | [7 empty] | 982.8 | 40.95 |  | Drainback | Drainback (Water) | Solar Storage and Auxiliary Tanks are separate |  | 1 | 1 | 1600 | Z03 | 40 | Units | Apartments/Condos | 10001803 | 24 | 1 | 1900 | 1 | 180 | 2 | 669000 | TRUE | 140 | 140 |  | SunEarth - SETR A503 TTR U + VFS 10-200 |  | SunEarth - SETR A503 TTR U + VFS 10-200 | San Leandro | FALSE | 20.19 |  | 2018-06-05 | 2018-06-27 | 2018-06-08 | 2018-07-06 | 2019-06-11 | 2019-06-28 | 1933 | 63053 | Up-front Payment
PGE-011731 | Low Income Single Family Residential | Domestic Hot Water | Gas | Pacific Gas and Electric | Incentive:Paid | 3576 | 36.9 |  | 1 | 121 |  | 120 |  | 2018-06-06 14:12 | 2018-06-08 | MERCED COUNTY COMMUNITY ACTION BOARD | Retrofit | WINTON | Merced | 95388 | Host Customer is System Owner | 6 |  | 30004214 | Alternate Energy Technologies | EAGLESUN | DBS-G2-60-40 | Indirect Forced Circulation (IF) | 41.35 |  | MSC-20 | Automatic Drainback |  | Solar Storage and Auxiliary Tanks are separate | 60 | 0.99 | 1 | 75 | Z12 | [18 empty] | Merced County | FALSE | 38.94 |  | 2011-06-01: 2018-05-31; 2011-08-03: 2018-06-06; 2011-09-20: 2018-06-08 | 2312 | 4711.34 | Up-front Payment
SCG-011733 | Low Income Single Family Residential | Domestic Hot Water | Gas | Southern California Gas Company | Incentive:Paid | 4649 | 36.9 |  | 1 | 126 |  | 126 |  | 2018-06-14 15:50 | 2018-07-19 | TITANIUM POWER INC | Retrofit | Los Angeles | Los Angeles | 90011 | Host Customer is System Owner | 7 |  | 30004257 | Butler Sun Solutions, Inc. | SOLAR BUTLER | B-BT1-40-I | Indirect Forced Circulation (IF) | 43.72 |  | BT1 | Glycol | Advanced Controller with a Vacation or Holiday Mode | Solar Storage and Auxiliary Tanks are separate | 40 | 1 | 1 | 85 | Z08 | [18 empty] | Los Angeles | FALSE | 37.26 |  | 2011-06-01: 2018-06-04; 2011-08-03: 2018-06-14; 2011-09-20: 2018-07-19 | 2286 | 4695 | Up-front Payment
SCG-011734 | Low Income Single Family Residential | Domestic Hot Water | Gas | Southern California Gas Company | Incentive:Paid | 4613 | 36.9 |  | 1 | 125 |  | 125 |  | 2018-06-22 13:35 | 2018-07-19 | TITANIUM POWER INC | Retrofit | Sylmar | Los Angeles | 91342 | Host Customer is System Owner | 5 |  | 30004257 | Butler Sun Solutions, Inc. | SOLAR BUTLER | B-BT1-40-I | Indirect Forced Circulation (IF) | 43.72 |  | BT1 | Glycol | Advanced Controller with a Vacation or Holiday Mode | Solar Storage and Auxiliary Tanks are separate | 40 | 1 | 1 | 65 | Z09 | [18 empty] | Los Angeles | FALSE | 37.27 |  | 2011-06-01: 2018-06-04; 2011-08-03: 2018-06-22; 2011-09-20: 2018-07-19 | 2286 | 4659 | Up-front Payment
SCG-011735 | Low Income Single Family Residential | Domestic Hot Water | Gas | Southern California Gas Company | Incentive:Paid | 4300 | 36.9 |  | 1 | 149 |  | 125 |  | 2018-06-11 10:36 | 2018-06-19 | SUNDOWNER INSULATION COMPANY INC | Retrofit | Dinuba | Tulare | 93618 | Host Customer is System Owner | 3 |  | 2010017C | Alternate Energy Technologies | EAGLESUN | DBS-G2-80-64 | Indirect Forced Circulation (IF) | 65.34 |  | MSC-32 | Automatic Drainback | Drainback (Water) | Solar Storage and Auxiliary Tanks are separate | 80 | 0.99 | 0.85 | 45 | Z13 | [18 empty] | City of Dinuba | FALSE | 53.69 |  | 2011-06-01: 2018-06-04; 2011-08-03: 2018-06-11; 2011-09-20: 2018-06-19 | 2315 | 8000 | Up-front Payment
SCG-011736 | Low Income Single Family Residential | Domestic Hot Water | Gas | Southern California Gas Company | Incentive:Paid | 4649 | 36.9 |  | 1 | 126 |  | 126 |  | 2018-06-09 09:39 | 2018-08-15 | TITANIUM POWER INC | Retrofit | Los Angeles | Los Angeles | 90011 | Host Customer is System Owner | 5 |  | 30004257 | Butler Sun Solutions, Inc. | SOLAR BUTLER | B-BT1-40-I | Indirect Forced Circulation (IF) | 43.72 |  | BT1 | Glycol | Advanced Controller with a Vacation or Holiday Mode | Solar Storage and Auxiliary Tanks are separate | 40 | 1 | 1 | 65 | Z08 | [18 empty] | Los Angeles | FALSE | 37.26 |  | 2011-06-01: 2018-06-04; 2011-08-03: 2018-06-09; 2011-09-20: 2018-08-15 | 2258 | 4695 | Up-front Payment
PGE-011737 | Commercial/Multifamily Residential | Domestic Hot Water | Gas | Pacific Gas and Electric | Incentive:Paid | 24329 | 20.19 |  | 1 | 1205 |  | 1205 |  | 2018-07-31 15:40 | 2018-09-17 | ACR SOLAR INTERNATIONAL CORP | Retrofit | Sacramento | Sacramento | 95841 | Host Customer is System Owner | [7 empty] | 447.04 | 20.32 |  | Glycol | Advanced Controller with a Vacation or Holiday Mode | Solar Storage and Auxiliary Tanks are separate |  | 1 | 1 | 1280 | Z12 | 40 | Units | Apartments/Condos | 10001885 | 22 | 1 | 730 | 1 | 115 | 1 | 700000 | TRUE | 125 | 125 |  |  |  |  | County Sacramento | FALSE | 28.7 |  | 2018-06-04 | 2018-08-23 | 2018-07-31 | 2018-09-17 | 2018-11-26 | 2018-12-19 | 2126 | 34580 | Up-front Payment
SCG-011738 | Single Family Residential - Disadvantaged Community | Domestic Hot Water | Gas | Southern California Gas Company | Incentive:Paid | 3545 | 29.85 |  | 1 | 125 |  | 119 |  | 2018-06-14 15:59 | 2018-06-29 | TITANIUM POWER INC | Retrofit | Sun Valley | Los Angeles | 91352 | Host Customer is System Owner | 6 |  | 30004257 | Butler Sun Solutions, Inc. | SOLAR BUTLER | B-BT1-40-I | Indirect Forced Circulation (IF) | 43.72 |  | BT1 | Glycol | Advanced Controller with a Vacation or Holiday Mode | Solar Storage and Auxiliary Tanks are separate | 40 | 1 | 0.95 | 75 | Z09 | [18 empty] | Los Angeles | FALSE | 28.97 |  | 2011-06-01: 2018-06-05; 2011-08-03: 2018-06-14; 2011-09-20: 2018-06-29 | 2243 | 3621 | Up-front Payment
SCG-011740 | Low Income Single Family Residential | Domestic Hot Water | Gas | Southern California Gas Company | Incentive:Paid | 4613 | 36.9 |  | 1 | 125 |  | 125 |  | 2018-06-09 09:44 | 2018-07-19 | TITANIUM POWER INC | Retrofit | Los Angeles | Los Angeles | 90033 | Host Customer is System Owner | 4 |  | 30004257 | Butler Sun Solutions, Inc. | SOLAR BUTLER | B-BT1-40-I | Indirect Forced Circulation (IF) | 43.72 |  | BT1 | Glycol | Advanced Controller with a Vacation or Holiday Mode | Solar Storage and Auxiliary Tanks are separate | 40 | 1 | 1 | 55 | Z09 | [18 empty] | Los Angeles | FALSE | 37.27 |  | 2011-06-01: 2018-06-05; 2011-08-03: 2018-06-09; 2011-09-20: 2018-07-19 | 2286 | 4659 | Up-front Payment
SCG-011741 | Low Income Single Family Residential | Domestic Hot Water | Gas | Southern California Gas Company | Incentive:Paid | 4613 | 36.9 |  | 1 | 125 |  | 125 |  | 2018-06-09 09:43 | 2018-07-19 | TITANIUM POWER INC | Retrofit | Sun Valley | Los Angeles | 91352 | Host Customer is System Owner | 5 |  | 30004257 | Butler Sun Solutions, Inc. | SOLAR BUTLER | B-BT1-40-I | Indirect Forced Circulation (IF) | 43.72 |  | BT1 | Glycol | Advanced Controller with a Vacation or Holiday Mode | Solar Storage and Auxiliary Tanks are separate | 40 | 1 | 1 | 65 | Z09 | [18 empty] | Los Angeles | FALSE | 37.27 |  | 2011-06-01: 2018-06-05; 2011-08-03: 2018-06-09; 2011-09-20: 2018-07-19 | 2286 | 4659 | Up-front Payment
PGE-011742 | Commercial/Multifamily Residential | Domestic Hot Water | Gas | Pacific Gas and Electric | Incentive:Paid | 19685 | 20.19 |  | 1 | 975 |  | 975 |  | 2018-06-08 08:44 | 2018-07-06 | EVOLUTION ENERGY SOLUTIONS L L C | Retrofit | Hayward | Alameda | 94541 | Host Customer is System Owner | [7 empty] | 294.84 | 42.12 |  | Drainback | Drainback (Water) | Solar Storage and Auxiliary Tanks are separate |  | 1 | 1 | 504 | Z03 | 12 | Units | Apartments/Condos | 10001912 | 7 | 1 | 500 | 1 | 100 | 2 | 199000 | TRUE | 140 | 140 |  |  |  |  | Hayward | FALSE | 20.19 |  | 2018-06-05 | 2018-06-27 | 2018-06-08 | 2018-07-06 | 2019-04-08 | 2019-04-15 | 1996 | 19685 | Up-front Payment
SCG-011743 | Low Income Single Family Residential | Domestic Hot Water | Gas | Southern California Gas Company | Incentive:Paid | 4613 | 36.9 |  | 1 | 125 |  | 125 |  | 2018-06-14 15:36 | 2018-07-19 | TITANIUM POWER INC | Retrofit | North Hollywood | Los Angeles | 91605 | Host Customer is System Owner | 8 |  | 30004257 | Butler Sun Solutions, Inc. | SOLAR BUTLER | B-BT1-40-I | Indirect Forced Circulation (IF) | 43.72 |  | BT1 | Glycol | Advanced Controller with a Vacation or Holiday Mode | Solar Storage and Auxiliary Tanks are separate | 40 | 1 | 1 | 95 | Z09 | [18 empty] | Los Angeles | FALSE | 37.27 |  | 2011-06-01: 2018-06-05; 2011-08-03: 2018-06-14; 2011-09-20: 2018-07-19 | 2286 | 4659 | Up-front Payment
PGE-011744 | Commercial/Multifamily Residential | Domestic Hot Water | Gas | Pacific Gas and Electric | Incentive:Paid | 20392 | 20.19 |  | 1 | 1010 |  | 1010 |  | 2018-06-08 08:42 | 2018-07-06 | EVOLUTION ENERGY SOLUTIONS L L C | Retrofit | Hayward | Alameda | 94541 | Host Customer is System Owner | [7 empty] | 294.84 | 42.12 |  | Drainback | Drainback (Water) | Solar Storage and Auxiliary Tanks are separate |  | 1 | 1 | 546 | Z03 | 13 | Units | Apartments/Condos | 10001912 | 7 | 1 | 500 | 1 | 100 | 2 | 199000 | TRUE | 140 | 140 |  |  |  |  | Hayward | FALSE | 20.19 |  | 2018-06-05 | 2018-06-27 | 2018-06-08 | 2018-07-06 | 2019-04-08 | 2019-04-15 | 1996 | 20392 | Up-front Payment
SCG-011745 | Single Family Residential - Disadvantaged Community | Domestic Hot Water | Gas | Southern California Gas Company | Incentive:Paid | 3731 | 29.85 |  | 1 | 125 |  | 125 |  | 2018-06-14 15:57 | 2018-06-20 | TITANIUM POWER INC | Retrofit | Pacoima | Los Angeles | 91331 | Host Customer is System Owner | 8 |  | 30004257 | Butler Sun Solutions, Inc. | SOLAR BUTLER | B-BT1-40-I | Indirect Forced Circulation (IF) | 43.72 |  | BT1 | Glycol | Advanced Controller with a Vacation or Holiday Mode | Solar Storage and Auxiliary Tanks are separate | 40 | 1 | 1 | 95 | Z09 | [18 empty] | Los Angeles | FALSE | 30.07 |  | 2011-06-01: 2018-06-05; 2011-08-03: 2018-06-14; 2011-09-20: 2018-06-20 | 2318 | 3759 | Up-front Payment
PGE-011746 | Commercial/Multifamily Residential | Domestic Hot Water | Gas | Pacific Gas and Electric | Incentive:Paid | 20917 | 20.19 |  | 1 | 1036 |  | 1036 |  | 2018-06-08 08:40 | 2018-07-06 | EVOLUTION ENERGY SOLUTIONS L L C | Retrofit | Hayward | Alameda | 94544 | Host Customer is System Owner | [7 empty] | 294.84 | 42.12 |  | Drainback | Drainback (Water) | Solar Storage and Auxiliary Tanks are separate |  | 1 | 1 | 588 | Z03 | 14 | Units | Apartments/Condos | 10001912 | 7 | 1 | 500 | 1 | 100 | 1 | 250000 | TRUE | 140 | 140 |  |  |  |  | Hayward | FALSE | 20.19 |  | 2018-06-05 | 2018-06-27 | 2018-06-08 | 2018-07-06 | 2019-04-08 | 2019-04-15 | 1996 | 20917 | Up-front Payment
SCG-011747 | Single Family Residential | Domestic Hot Water | Gas | Southern California Gas Company | Incentive:Paid | 3545 | 29.85 |  | 1 | 125 |  | 119 |  | 2018-06-14 16:00 | 2018-06-25 | TITANIUM POWER INC | Retrofit | Granada Hills | Los Angeles | 91344 | Host Customer is System Owner | 7 |  | 30004257 | Butler Sun Solutions, Inc. | SOLAR BUTLER | B-BT1-40-I | Indirect Forced Circulation (IF) | 43.72 |  | BT1 | Glycol | Advanced Controller with a Vacation or Holiday Mode | Solar Storage and Auxiliary Tanks are separate | 40 | 1 | 0.95 | 85 | Z09 | [18 empty] | Los Angeles | FALSE | 28.97 |  | 2011-06-01: 2018-06-05; 2011-08-03: 2018-06-14; 2011-09-20: 2018-06-25 | 2314 | 3621 | Up-front Payment
PGE-011748 | Commercial/Multifamily Residential | Domestic Hot Water | Gas | Pacific Gas and Electric | Incentive:Paid | 38240 | 20.19 |  | 1 | 1895 |  | 1895 |  | 2018-06-08 08:38 | 2018-07-06 | EVOLUTION ENERGY SOLUTIONS L L C | Retrofit | Hayward | Alameda | 94544 | Host Customer is System Owner | [7 empty] | 522.21 | 40.17 |  | Drainback | Drainback (Water) | Solar Storage and Auxiliary Tanks are separate |  | 1 | 1 | 1280 | Z03 | 32 | Units | Apartments/Condos | 2010115A | 13 | 1 | 1300 | 1 | 200 | 2 | 398000 | TRUE | 140 | 140 |  | SunEarth - SETR A503 TTR U + VFS 10-200 |  | SunEarth - SETR A503 TTR U + VFS 10-200 | City of Hayward | FALSE | 20.18 |  | 2018-06-05 | 2018-06-27 | 2018-06-08 | 2018-07-06 | 2018-10-04 | 2018-10-24 | 2171 | 38240 | Up-front Payment
PGE-011749 | Commercial/Multifamily Residential | Domestic Hot Water | Gas | Pacific Gas and Electric | Incentive:Paid | 20533 | 20.19 |  | 1 | 1017 |  | 1017 |  | 2018-06-08 09:00 | 2018-07-06 | EVOLUTION ENERGY SOLUTIONS L L C | Retrofit | San Leandro | Alameda | 94578 | Host Customer is System Owner | [7 empty] | 294.84 | 42.12 |  | Drainback | Drainback (Water) | Solar Storage and Auxiliary Tanks are separate |  | 1 | 1 | 546 | Z03 | 13 | Units | Apartments/Condos | 10001912 | 7 | 1 | 533 | 1 | 100 | 1 | 75000 | TRUE | 140 | 140 |  |  |  |  | Alameda County | FALSE | 20.19 |  | 2018-06-05 | 2018-06-27 | 2018-06-08 | 2018-07-06 | 2019-11-20 | 2020-01-08 | 1733 | 20533 | Up-front Payment
PGE-011750 | Commercial/Multifamily Residential | Domestic Hot Water | Gas | Pacific Gas and Electric | Incentive:Paid | 18898 | 20.19 |  | 1 | 936 |  | 936 |  | 2018-06-08 08:19 | 2018-07-06 | EVOLUTION ENERGY SOLUTIONS L L C | Retrofit | San Leandro | Alameda | 94578 | Host Customer is System Owner | [7 empty] | 294.84 | 42.12 |  | Drainback | Drainback (Water) | Solar Storage and Auxiliary Tanks are separate |  | 1 | 1 | 504 | Z03 | 12 | Units | Apartments/Condos | 10001912 | 7 | 1 | 533 | 1 | 100 | 1 | 199000 | TRUE | 140 | 140 |  |  |  |  | Alameda County | FALSE | 21.27 |  | 2018-06-05 | 2018-06-27 | 2018-06-08 | 2018-07-06 | 2019-11-20 | 2020-03-13 | 1668 | 19907 | Up-front Payment
SCG-011751 | Single Family Residential - Disadvantaged Community | Domestic Hot Water | Gas | Southern California Gas Company | Incentive:Paid | 3731 | 29.85 |  | 1 | 125 |  | 125 |  | 2018-06-14 16:01 | 2018-06-22 | TITANIUM POWER INC | Retrofit | Sun Valley | Los Angeles | 91352 | Host Customer is System Owner | 6 |  | 30004257 | Butler Sun Solutions, Inc. | SOLAR BUTLER | B-BT1-40-I | Indirect Forced Circulation (IF) | 43.72 |  | BT1 | Glycol | Advanced Controller with a Vacation or Holiday Mode | Solar Storage and Auxiliary Tanks are separate | 40 | 1 | 1 | 75 | Z09 | [18 empty] | Los Angeles | FALSE | 30.07 |  | 2011-06-01: 2018-06-05; 2011-08-03: 2018-06-14; 2011-09-20: 2018-06-22 | 2312 | 3759 | Up-front Payment
SCG-011752 | Low Income Single Family Residential | Domestic Hot Water | Gas | Southern California Gas Company | Incentive:Paid | 4613 | 36.9 |  | 1 | 125 |  | 125 |  | 2018-06-14 16:03 | 2018-08-14 | TITANIUM POWER INC | Retrofit | Sun Valley | Los Angeles | 91352 | Host Customer is System Owner | 5 |  | 30004257 | Butler Sun Solutions, Inc. | SOLAR BUTLER | B-BT1-40-I | Indirect Forced Circulation (IF) | 43.72 |  | BT1 | Glycol | Advanced Controller with a Vacation or Holiday Mode | Solar Storage and Auxiliary Tanks are separate | 40 | 1 | 1 | 65 | Z09 | [18 empty] | Los Angeles | FALSE | 37.27 |  | 2011-06-01: 2018-06-05; 2011-08-03: 2018-06-14; 2011-09-20: 2018-08-14 | 2260 | 4659 | Up-front Payment
SCG-011753 | Low Income Single Family Residential | Domestic Hot Water | Gas | Southern California Gas Company | Incentive:Paid | 4649 | 36.9 |  | 1 | 126 |  | 126 |  | 2018-06-14 16:02 | 2018-07-20 | TITANIUM POWER INC | Retrofit | Los Angeles | Los Angeles | 90011 | Host Customer is System Owner | 4 |  | 30004257 | Butler Sun Solutions, Inc. | SOLAR BUTLER | B-BT1-40-I | Indirect Forced Circulation (IF) | 43.72 |  | BT1 | Glycol | Advanced Controller with a Vacation or Holiday Mode | Solar Storage and Auxiliary Tanks are separate | 40 | 1 | 1 | 55 | Z08 | [18 empty] | Los Angeles | FALSE | 37.26 |  | 2011-06-01: 2018-06-05; 2011-08-03: 2018-06-14; 2011-09-20: 2018-07-20 | 2286 | 4695 | Up-front Payment
PGE-011755 | Low Income Multifamily Residential | Domestic Hot Water | Gas | Pacific Gas and Electric | Incentive:Paid | 45698 | 24.89 |  | 1 | 1836 |  | 1836 |  | 2018-08-06 08:22 | 2018-09-06 | ALL VALLEY SOLAR INC | Retrofit | Fresno | Fresno | 93727 | Host Customer is System Owner | [7 empty] | 450.45 | 40.95 |  | Drainback | Drainback (Water) | Solar Storage and Auxiliary Tanks are separate |  | 1 | 1 | 1520 | Z13 | 38 | Units | Apartments/Condos | TRB-40 | 11 | 2 | 560 | 2 | 200 | 2 | 500000 | TRUE | 135 | 140 |  |  |  |  | City OF Fresno | FALSE | 29.65 |  | 2018-08-03 | 2018-08-23 | 2018-08-06 | 2018-09-06 | 2018-09-07 | 2018-09-13 | 2220 | 54437 | Up-front Payment
PGE-011756 | Commercial/Multifamily Residential | Domestic Hot Water | Gas | Pacific Gas and Electric | Incentive:Paid | 34323 | 20.19 |  | 1 | 1700 |  | 1700 |  | 2018-06-14 08:49 | 2018-07-18 | EVOLUTION ENERGY SOLUTIONS L L C | Retrofit | San Pablo | Contra Costa | 94806 | Host Customer is System Owner | [7 empty] | 573.3 | 40.95 |  | Drainback |  | Solar Storage and Auxiliary Tanks are separate |  | 1 | 1 | 840 | Z03 | 20 | Units | Apartments/Condos | TRB-40 | 14 | 1 | 950 | 1 | 100 | 1 | 270000 | TRUE | 140 | 140 |  | SunEarth - SETR A503 TTR U + VFS 10-200 |  | SunEarth - SETR A503 TTR U + VFS 10-200 | San Pablo | FALSE | 20.19 |  | 2018-06-06 | 2018-06-26 | 2018-06-14 | 2018-07-18 | 2020-07-10 | 2021-01-21 | 1361 | 34323 | Up-front Payment
PGE-011757 | Commercial/Multifamily Residential | Domestic Hot Water | Gas | Pacific Gas and Electric | Incentive:Paid | 34020 | 20.19 |  | 1 | 1685 |  | 1685 |  | 2018-06-14 08:48 | 2018-07-18 | EVOLUTION ENERGY SOLUTIONS L L C | Retrofit | San Pablo | Contra Costa | 94806 | Host Customer is System Owner | [7 empty] | 573.3 | 40.95 |  | Drainback |  | Solar Storage and Auxiliary Tanks are separate |  | 1 | 1 | 840 | Z03 | 20 | Units | Apartments/Condos | TRB-40 | 14 | 1 | 950 | 2 | 100 | 1 | 270000 | TRUE | 140 | 140 |  | SunEarth - SETR A503 TTR U + VFS 10-200 |  | SunEarth - SETR A503 TTR U + VFS 10-200 | San Pablo | FALSE | 20.19 |  | 2018-06-06 | 2018-06-26 | 2018-06-14 | 2018-07-18 | 2020-06-23 | 2020-12-28 | 1361 | 34020 | Up-front Payment
SCG-011760 | Low Income Single Family Residential | Domestic Hot Water | Gas | Southern California Gas Company | Incentive:Paid | 4613 | 36.9 |  | 1 | 125 |  | 125 |  | 2018-06-22 13:38 | 2018-07-20 | TITANIUM POWER INC | Retrofit | Los Angeles | Los Angeles | 90033 | Host Customer is System Owner | 4 |  | 30004257 | Butler Sun Solutions, Inc. | SOLAR BUTLER | B-BT1-40-I | Indirect Forced Circulation (IF) | 43.72 |  | BT1 | Glycol | Advanced Controller with a Vacation or Holiday Mode | Solar Storage and Auxiliary Tanks are separate | 40 | 1 | 1 | 55 | Z09 | [18 empty] | Los Angeles | FALSE | 37.27 |  | 2011-06-01: 2018-06-07; 2011-08-03: 2018-06-22; 2011-09-20: 2018-07-20 | 2286 | 4659 | Up-front Payment
SCG-011761 | Low Income Single Family Residential | Domestic Hot Water | Gas | Southern California Gas Company | Incentive:Paid | 4649 | 36.9 |  | 1 | 126 |  | 126 |  | 2018-06-14 15:54 | 2018-07-20 | TITANIUM POWER INC | Retrofit | Los Angeles | Los Angeles | 90011 | Host Customer is System Owner | 5 |  | 30004257 | Butler Sun Solutions, Inc. | SOLAR BUTLER | B-BT1-40-I | Indirect Forced Circulation (IF) | 43.72 |  | BT1 | Glycol | Advanced Controller with a Vacation or Holiday Mode | Solar Storage and Auxiliary Tanks are separate | 40 | 1 | 1 | 65 | Z08 | [18 empty] | Los Angeles | FALSE | 37.26 |  | 2011-06-01: 2018-06-07; 2011-08-03: 2018-06-14; 2011-09-20: 2018-07-20 | 2286 | 4695 | Up-front Payment
PGE-011762 | Low Income Multifamily Residential | Domestic Hot Water | Gas | Pacific Gas and Electric | Incentive:Paid | 45126 | 24.89 |  | 1 | 1813 |  | 1813 |  | 2018-08-06 08:21 | 2018-09-06 | ALL VALLEY SOLAR INC | Retrofit | Fresno | Fresno | 93727 | Host Customer is System Owner | [7 empty] | 450.45 | 40.95 |  | Drainback |  | Solar Storage and Auxiliary Tanks are separate |  | 1 | 1 | 1440 | Z13 | 36 | Units | Apartments/Condos | TRB-40 | 11 | 2 | 560 | 2 | 200 | 2 | 399000 | TRUE | 135 | 140 |  |  |  |  | City of Fresno | FALSE | 30.03 |  | 2018-06-07 | 2018-08-23 | 2018-08-06 | 2018-09-06 | 2018-09-07 | 2018-09-13 | 2220 | 54437 | Up-front Payment
SCG-011763 | Single Family Residential | Domestic Hot Water | Gas | Southern California Gas Company | Incentive:Paid | 3731 | 29.85 |  | 1 | 125 |  | 125 |  | 2018-06-14 15:53 | 2018-06-22 | TITANIUM POWER INC | Retrofit | Panorama City | Los Angeles | 91402 | Host Customer is System Owner | 5 |  | 30004257 | Butler Sun Solutions, Inc. | SOLAR BUTLER | B-BT1-40-I | Indirect Forced Circulation (IF) | 43.72 |  | BT1 | Glycol | Advanced Controller with a Vacation or Holiday Mode | Solar Storage and Auxiliary Tanks are separate | 40 | 1 | 1 | 65 | Z09 | [18 empty] | Los Angeles | FALSE | 30.07 |  | 2011-06-01: 2018-06-07; 2011-08-03: 2018-06-14; 2011-09-20: 2018-06-22 | 2312 | 3759 | Up-front Payment
PGE-011764 | Low Income Single Family Residential | Domestic Hot Water | Gas | Pacific Gas and Electric | Incentive:Paid | 4300 | 36.9 |  | 1 | 149 |  | 125 |  | 2018-06-13 15:22 | 2018-10-16 | HIGHLANDS DIVERSIFIED INC | Retrofit | Fresno | Fresno | 93703 | Host Customer is System Owner | 4 |  | 2010017C | Alternate Energy Technologies | EAGLESUN | DBS-G2-80-64 | Indirect Forced Circulation (IF) | 65.34 |  | MSC-32 | Automatic Drainback |  | Solar Storage and Auxiliary Tanks are separate | 80 | 0.84 | 1 | 55 | Z13 | [18 empty] | Fresno County | FALSE | 53.69 |  | 2011-06-01: 2018-06-07; 2011-08-03: 2018-06-13; 2011-09-20: 2018-10-16 | 2192 | 8000 | Up-front Payment
SCG-011766 | Low Income Single Family Residential | Domestic Hot Water | Gas | Southern California Gas Company | Incentive:Paid | 4613 | 36.9 |  | 1 | 125 |  | 125 |  | 2018-06-14 15:33 | 2018-07-20 | TITANIUM POWER INC | Retrofit | Arleta | Los Angeles | 91331 | Owner/Tenant | 4 |  | 30004257 | Butler Sun Solutions, Inc. | SOLAR BUTLER | B-BT1-40-I | Indirect Forced Circulation (IF) | 43.72 |  | BT1 | Glycol | Advanced Controller with a Vacation or Holiday Mode | Solar Storage and Auxiliary Tanks are separate | 40 | 1 | 1 | 55 | Z09 | [18 empty] | Los Angeles | FALSE | 37.27 |  | 2011-06-01: 2018-06-08; 2011-08-03: 2018-06-14; 2011-09-20: 2018-07-20 | 2286 | 4659 | Up-front Payment
SCG-011767 | Low Income Single Family Residential | Domestic Hot Water | Gas | Southern California Gas Company | Incentive:Paid | 4613 | 36.9 |  | 1 | 125 |  | 125 |  | 2018-06-14 15:34 | 2018-07-20 | TITANIUM POWER INC | Retrofit | N Hollywood | Los Angeles | 91606 | Host Customer is System Owner | 4 |  | 30004257 | Butler Sun Solutions, Inc. | SOLAR BUTLER | B-BT1-40-I | Indirect Forced Circulation (IF) | 43.72 |  | BT1 | Glycol | Advanced Controller with a Vacation or Holiday Mode | Solar Storage and Auxiliary Tanks are separate | 40 | 1 | 1 | 55 | Z09 | [18 empty] | Los Angeles | FALSE | 37.27 |  | 2011-06-01: 2018-06-08; 2011-08-03: 2018-06-14; 2011-09-20: 2018-07-20 | 2286 | 4659 | Up-front Payment
SCG-011768 | Low Income Single Family Residential | Domestic Hot Water | Gas | Southern California Gas Company | Incentive:Paid | 4613 | 36.9 |  | 1 | 125 |  | 125 |  | 2018-06-14 15:43 | 2018-08-16 | TITANIUM POWER INC | Retrofit | Sylmar | Los Angeles | 91342 | Host Customer is System Owner | 4 |  | 30004257 | Butler Sun Solutions, Inc. | SOLAR BUTLER | B-BT1-40-I | Indirect Forced Circulation (IF) | 43.72 |  | BT1 | Glycol | Advanced Controller with a Vacation or Holiday Mode | Solar Storage and Auxiliary Tanks are separate | 40 | 1 | 1 | 55 | Z09 | [18 empty] | Los Angeles | FALSE | 37.27 |  | 2011-06-01: 2018-06-08; 2011-08-03: 2018-06-14; 2011-09-20: 2018-08-16 | 2259 | 4659 | Up-front Payment
SCG-011769 | Single Family Residential | Domestic Hot Water | Gas | Southern California Gas Company | Incentive:Paid | 3731 | 29.85 |  | 1 | 125 |  | 125 |  | 2018-06-26 15:22 | 2018-07-03 | TITANIUM POWER INC | Retrofit | Arleta | Los Angeles | 91331 | Owner/Tenant | 7 |  | 30004257 | Butler Sun Solutions, Inc. | SOLAR BUTLER | B-BT1-40-I | Indirect Forced Circulation (IF) | 43.72 |  | BT1 | Glycol | Advanced Controller with a Vacation or Holiday Mode | Solar Storage and Auxiliary Tanks are separate | 40 | 1 | 1 | 85 | Z09 | [18 empty] | Los Angeles | FALSE | 30.07 |  | 2011-06-01: 2018-06-08; 2011-08-03: 2018-06-26; 2011-09-20: 2018-07-03 | 2299 | 3759 | Up-front Payment
SCG-011770 | Low Income Single Family Residential | Domestic Hot Water | Gas | Southern California Gas Company | Incentive:Paid | 4613 | 36.9 |  | 1 | 125 |  | 125 |  | 2018-06-14 15:42 | 2018-08-16 | TITANIUM POWER INC | Retrofit | Los Angeles | Los Angeles | 90033 | Host Customer is System Owner | 4 |  | 30004257 | Butler Sun Solutions, Inc. | SOLAR BUTLER | B-BT1-40-I | Indirect Forced Circulation (IF) | 43.72 |  | BT1 | Glycol | Advanced Controller with a Vacation or Holiday Mode | Solar Storage and Auxiliary Tanks are separate | 40 | 1 | 1 | 55 | Z09 | [18 empty] | Los Angeles | FALSE | 37.27 |  | 2011-06-01: 2018-06-08; 2011-08-03: 2018-06-14; 2011-09-20: 2018-08-16 | 2259 | 4659 | Up-front Payment
SCG-011771 | Single Family Residential | Domestic Hot Water | Gas | Southern California Gas Company | Incentive:Paid | 3731 | 29.85 |  | 1 | 125 |  | 125 |  | 2018-06-14 15:45 | 2018-07-05 | TITANIUM POWER INC | Retrofit | Panorama City | Los Angeles | 91402 | Host Customer is System Owner | 6 |  | 30004257 | Butler Sun Solutions, Inc. | SOLAR BUTLER | B-BT1-40-I | Indirect Forced Circulation (IF) | 43.72 |  | BT1 | Glycol | Advanced Controller with a Vacation or Holiday Mode | Solar and Auxiliary Storage are the same Tank | 40 | 1 | 1 | 75 | Z09 | [18 empty] | Los Angeles | FALSE | 30.07 |  | 2011-06-01: 2018-06-08; 2011-08-03: 2018-06-14; 2011-09-20: 2018-07-05 | 2304 | 3759 | Up-front Payment
SCG-011772 | Single Family Residential | Domestic Hot Water | Gas | Southern California Gas Company | Incentive:Paid | 3731 | 29.85 |  | 1 | 125 |  | 125 |  | 2018-06-26 14:14 | 2018-07-05 | TITANIUM POWER INC | Retrofit | Van Nuys | Los Angeles | 91406 | Host Customer is System Owner | 4 |  | 30004257 | Butler Sun Solutions, Inc. | SOLAR BUTLER | B-BT1-40-I | Indirect Forced Circulation (IF) | 43.72 |  | BT1 | Glycol | Advanced Controller with a Vacation or Holiday Mode | Solar Storage and Auxiliary Tanks are separate | 40 | 1 | 1 | 55 | Z09 | [18 empty] | Los Angeles | FALSE | 30.07 |  | 2011-06-01: 2018-06-08; 2011-08-03: 2018-06-26; 2011-09-20: 2018-07-05 | 2304 | 3759 | Up-front Payment
SCG-011773 | Single Family Residential | Domestic Hot Water | Gas | Southern California Gas Company | Incentive:Paid | 3731 | 29.85 |  | 1 | 125 |  | 125 |  | 2018-06-14 15:52 | 2018-07-05 | TITANIUM POWER INC | Retrofit | Sylmar | Los Angeles | 91342 | Host Customer is System Owner | 6 |  | 30004257 | Butler Sun Solutions, Inc. | SOLAR BUTLER | B-BT1-40-I | Indirect Forced Circulation (IF) | 43.72 |  | BT1 | Glycol | Advanced Controller with a Vacation or Holiday Mode | Solar Storage and Auxiliary Tanks are separate | 40 | 1 | 1 | 75 | Z09 | [18 empty] | Los Angeles | FALSE | 30.07 |  | 2011-06-01: 2018-06-08; 2011-08-03: 2018-06-14; 2011-09-20: 2018-07-05 | 2304 | 3759 | Up-front Payment
SCG-011774 | Low Income Single Family Residential | Domestic Hot Water | Gas | Southern California Gas Company | Incentive:Paid | 4723 | 36.9 |  | 1 | 128 |  | 128 |  | 2018-06-14 15:46 | 2018-07-20 | TITANIUM POWER INC | Retrofit | Los Angeles | Los Angeles | 90011 | Host Customer is System Owner | 7 |  | 30004260 | Butler Sun Solutions, Inc. | SOLAR BUTLER | B-BT1-50-I | Indirect Forced Circulation (IF) | 43.72 |  | BT1 | Glycol | Advanced Controller with a Vacation or Holiday Mode | Solar Storage and Auxiliary Tanks are separate | 50 | 1 | 1 | 85 | Z08 | [18 empty] | Los Angeles | FALSE | 37.18 |  | 2011-06-01: 2018-06-09; 2011-08-03: 2018-06-14; 2011-09-20: 2018-07-20 | 2286 | 4759 | Up-front Payment
SCG-011775 | Low Income Single Family Residential | Domestic Hot Water | Gas | Southern California Gas Company | Incentive:Paid | 4649 | 36.9 |  | 1 | 126 |  | 126 |  | 2018-06-14 15:47 | 2018-07-23 | TITANIUM POWER INC | Retrofit | Los Angeles | Los Angeles | 90016 | Host Customer is System Owner | 4 |  | 30004257 | Butler Sun Solutions, Inc. | SOLAR BUTLER | B-BT1-40-I | Indirect Forced Circulation (IF) | 43.72 |  | BT1 | Glycol | Advanced Controller with a Vacation or Holiday Mode | Solar Storage and Auxiliary Tanks are separate | 40 | 1 | 1 | 55 | Z08 | [18 empty] | Los Angeles | FALSE | 37.26 |  | 2011-06-01: 2018-06-09; 2011-08-03: 2018-06-14; 2011-09-20: 2018-07-23 | 2285 | 4695 | Up-front Payment
SCG-011776 | Low Income Single Family Residential | Domestic Hot Water | Gas | Southern California Gas Company | Incentive:Paid | 4723 | 36.9 |  | 1 | 128 |  | 128 |  | 2018-06-14 15:49 | 2018-07-23 | TITANIUM POWER INC | Retrofit | Los Angeles | Los Angeles | 90016 | Host Customer is System Owner | 4 |  | 30004260 | Butler Sun Solutions, Inc. | SOLAR BUTLER | B-BT1-50-I | Indirect Forced Circulation (IF) | 43.72 |  | BT1 | Glycol | Advanced Controller with a Vacation or Holiday Mode | Solar Storage and Auxiliary Tanks are separate | 50 | 1 | 1 | 55 | Z08 | [18 empty] | Los Angeles | FALSE | 37.18 |  | 2011-06-01: 2018-06-09; 2011-08-03: 2018-06-14; 2011-09-20: 2018-07-23 | 2285 | 4759 | Up-front Payment
SCG-011777 | Single Family Residential | Domestic Hot Water | Gas | Southern California Gas Company | Incentive:Paid | 3731 | 29.85 |  | 1 | 125 |  | 125 |  | 2018-07-28 08:56 | 2018-08-23 | TITANIUM POWER INC | Retrofit | Sylmar | Los Angeles | 91342 | Host Customer is System Owner | 6 |  | 30004257 | Butler Sun Solutions, Inc. | SOLAR BUTLER | B-BT1-40-I | Indirect Forced Circulation (IF) | 43.72 |  | BT1 | Glycol | Advanced Controller with a Vacation or Holiday Mode | Solar Storage and Auxiliary Tanks are separate | 40 | 1 | 1 | 75 | Z09 | [18 empty] | Los Angeles | FALSE | 30.07 |  | 2011-06-01: 2018-06-11; 2011-08-03: 2018-07-28; 2011-09-20: 2018-08-23 | 2252 | 3759 | Up-front Payment
SCG-011778 | Low Income Single Family Residential | Domestic Hot Water | Gas | Southern California Gas Company | Incentive:Paid | 4723 | 36.9 |  | 1 | 128 |  | 128 |  | 2018-07-07 08:02 | 2018-08-21 | TITANIUM POWER INC | Retrofit | Los Angeles | Los Angeles | 90016 | Host Customer is System Owner | 5 |  | 30004260 | Butler Sun Solutions, Inc. | SOLAR BUTLER | B-BT1-50-I | Indirect Forced Circulation (IF) | 43.72 |  | BT1 | Glycol | Advanced Controller with a Vacation or Holiday Mode | Solar Storage and Auxiliary Tanks are separate | 50 | 1 | 1 | 65 | Z08 | [18 empty] | Los Angeles | FALSE | 37.18 |  | 2011-06-01: 2018-06-11; 2011-08-03: 2018-07-07; 2011-09-20: 2018-08-21 | 2243 | 4759 | Up-front Payment
SCG-011779 | Low Income Single Family Residential | Domestic Hot Water | Gas | Southern California Gas Company | Incentive:Paid | 4649 | 36.9 |  | 1 | 126 |  | 126 |  | 2018-06-14 15:38 | 2018-07-23 | TITANIUM POWER INC | Retrofit | Los Angeles | Los Angeles | 90016 | Host Customer is System Owner | 4 |  | 30004257 | Butler Sun Solutions, Inc. | SOLAR BUTLER | B-BT1-40-I | Indirect Forced Circulation (IF) | 43.72 |  | BT1 | Glycol | Advanced Controller with a Vacation or Holiday Mode | Solar Storage and Auxiliary Tanks are separate | 40 | 1 | 1 | 55 | Z08 | [18 empty] | Los Angeles | FALSE | 37.26 |  | 2011-06-01: 2018-06-11; 2011-08-03: 2018-06-14; 2011-09-20: 2018-07-23 | 2243 | 4695 | Up-front Payment
SCG-011780 | Low Income Single Family Residential | Domestic Hot Water | Gas | Southern California Gas Company | Incentive:Paid | 4649 | 36.9 |  | 1 | 126 |  | 126 |  | 2018-06-14 15:39 | 2018-07-23 | TITANIUM POWER INC | Retrofit | Los Angeles | Los Angeles | 90011 | Host Customer is System Owner | 4 |  | 30004257 | Butler Sun Solutions, Inc. | SOLAR BUTLER | B-BT1-40-I | Indirect Forced Circulation (IF) | 43.72 |  | BT1 | Glycol | Advanced Controller with a Vacation or Holiday Mode | Solar Storage and Auxiliary Tanks are separate | 40 | 1 | 1 | 55 | Z08 | [18 empty] | Los Angeles | FALSE | 37.26 |  | 2011-06-01: 2018-06-11; 2011-08-03: 2018-06-14; 2011-09-20: 2018-07-23 | 2285 | 4695 | Up-front Payment
SCG-011781 | Low Income Single Family Residential | Domestic Hot Water | Gas | Southern California Gas Company | Incentive:Paid | 4649 | 36.9 |  | 1 | 126 |  | 126 |  | 2018-06-14 15:41 | 2018-07-25 | TITANIUM POWER INC | Retrofit | Los Angeles | Los Angeles | 90011 | Host Customer is System Owner | 8 |  | 30004257 | Butler Sun Solutions, Inc. | SOLAR BUTLER | B-BT1-40-I | Indirect Forced Circulation (IF) | 43.72 |  | BT1 | Glycol | Advanced Controller with a Vacation or Holiday Mode | Solar Storage and Auxiliary Tanks are separate | 40 | 1 | 1 | 95 | Z08 | [18 empty] | Los Angeles | FALSE | 37.26 |  | 2011-06-01: 2018-06-11; 2011-08-03: 2018-06-14; 2011-09-20: 2018-07-25 | 2280 | 4695 | Up-front Payment
PGE-011782 | Low Income Single Family Residential | Domestic Hot Water | Gas | Pacific Gas and Electric | Incentive:Paid | 4300 | 36.9 |  | 1 | 149 |  | 126 |  | 2018-06-26 16:14 | 2018-07-23 | SUNDOWNER INSULATION COMPANY INC | Retrofit | Fresno | Fresno | 93703 | Host Customer is System Owner | 5 |  | 2010017C | Alternate Energy Technologies | EAGLESUN | DBS-G2-80-64 | Indirect Forced Circulation (IF) | 65.34 |  | MSC-32 | Automatic Drainback |  | Solar Storage and Auxiliary Tanks are separate | 80 | 0.89 | 0.95 | 65 | Z13 | [18 empty] | County of Fresno | FALSE | 53.69 |  | 2018-06-11 | 2018-07-06 |  |  | 2018-06-26 | 2018-07-23 | 2270 | 8000 | Up-front Payment
PGE-011783 | Commercial/Multifamily Residential | Domestic Hot Water | Gas | Pacific Gas and Electric | Incentive:Paid | 71695 | 20.19 |  | 1 | 3551 |  | 3551 |  | 2018-06-13 08:29 | 2018-07-19 | EVOLUTION ENERGY SOLUTIONS L L C | Retrofit | Salinas | Salinas | 93901 | Host Customer is System Owner | [7 empty] | 1010.88 | 42.12 |  | Drainback |  | Solar Storage and Auxiliary Tanks are separate |  | 1 | 1 | 1976 | Z03 | 52 | Units | Apartments/Condos | 10001912 | 24 | 1 | 1700 | 1 | 200 | 2 | 500000 | TRUE | 140 | 140 |  | SunEarth - SETR A503 TTR U + VFS 10-200 |  | SunEarth - SETR A503 TTR U + VFS 10-200 | Salinas | FALSE | 20.19 |  | 2018-06-11 | 2018-06-26 | 2018-06-13 | 2018-07-19 | 2019-06-11 | 2019-06-28 | 1933 | 71695 | Up-front Payment
SCG-011784 | Low Income Single Family Residential | Domestic Hot Water | Gas | Southern California Gas Company | Incentive:Paid | 4649 | 36.9 |  | 1 | 126 |  | 126 |  | 2018-06-22 14:02 | 2018-07-25 | TITANIUM POWER INC | Retrofit | Los Angeles | Los Angeles | 90011 | Host Customer is System Owner | 7 |  | 30004257 | Butler Sun Solutions, Inc. | SOLAR BUTLER | B-BT1-40-I | Indirect Forced Circulation (IF) | 43.72 |  | BT1 | Glycol | Advanced Controller with a Vacation or Holiday Mode | Solar Storage and Auxiliary Tanks are separate | 40 | 1 | 1 | 85 | Z08 | [18 empty] | Los Angeles | FALSE | 37.26 |  | 2011-06-01: 2018-06-11; 2011-08-03: 2018-06-22; 2011-09-20: 2018-07-25 | 2280 | 4695 | Up-front Payment
SCG-011785 | Low Income Single Family Residential | Domestic Hot Water | Gas | Southern California Gas Company | Incentive:Paid | 4300 | 36.9 |  | 1 | 149 |  | 118 |  | 2018-06-15 10:46 | 2018-06-18 | SUNDOWNER INSULATION COMPANY INC | Retrofit | Visalia | Tulare | 93292 | Host Customer is System Owner | 1 |  | 2010017C | Alternate Energy Technologies | EAGLESUN | DBS-G2-80-64 | Indirect Forced Circulation (IF) | 65.34 |  | MSC-32 | Automatic Drainback | Drainback (Water) | Solar Storage and Auxiliary Tanks are separate | 80 | 0.93 | 0.85 | 20 | Z13 | [18 empty] | City of Visalia | FALSE | 53.69 |  | 2011-06-01: 2018-06-11; 2011-08-03: 2018-06-15; 2011-09-20: 2018-06-18 | 2315 | 8000 | Up-front Payment
SCG-011786 | Low Income Single Family Residential | Domestic Hot Water | Gas | Southern California Gas Company | Incentive:Paid | 4649 | 36.9 |  | 1 | 126 |  | 126 |  | 2018-06-22 13:41 | 2018-08-21 | TITANIUM POWER INC | Retrofit | Los Angeles | Los Angeles | 90011 | Owner/Tenant | 7 |  | 30004257 | Butler Sun Solutions, Inc. | SOLAR BUTLER | B-BT1-40-I | Indirect Forced Circulation (IF) | 43.72 |  | BT1 | Glycol | Advanced Controller with a Vacation or Holiday Mode | Solar Storage and Auxiliary Tanks are separate | 40 | 1 | 1 | 85 | Z08 | [18 empty] | Los Angeles | FALSE | 37.26 |  | 2011-06-01: 2018-06-11; 2011-08-03: 2018-06-22; 2011-09-20: 2018-08-21 | 2249 | 4695 | Up-front Payment
SCG-011787 | Low Income Single Family Residential | Domestic Hot Water | Gas | Southern California Gas Company | Incentive:Paid | 4649 | 36.9 |  | 1 | 126 |  | 126 |  | 2018-06-22 13:58 | 2018-07-25 | TITANIUM POWER INC | Retrofit | Los Angeles | Los Angeles | 90011 | Host Customer is System Owner | 5 |  | 30004257 | Butler Sun Solutions, Inc. | SOLAR BUTLER | B-BT1-40-I | Indirect Forced Circulation (IF) | 43.72 |  | BT1 | Glycol | Advanced Controller with a Vacation or Holiday Mode | Solar Storage and Auxiliary Tanks are separate | 40 | 1 | 1 | 65 | Z08 | [18 empty] | Los Angeles | FALSE | 37.26 |  | 2011-06-01: 2018-06-11; 2011-08-03: 2018-06-22; 2011-09-20: 2018-07-25 | 2280 | 4695 | Up-front Payment
PGE-011788 | Commercial/Multifamily Residential | Domestic Hot Water | Gas | Pacific Gas and Electric | Incentive:Paid | 30507 | 20.19 |  | 1 | 1511 |  | 1511 |  | 2018-06-13 08:27 | 2018-07-06 | EVOLUTION ENERGY SOLUTIONS L L C | Retrofit | San Leandro | Alameda | 94578 | Host Customer is System Owner | [7 empty] | 532.35 | 40.95 |  | Drainback | Drainback (Water) | Solar Storage and Auxiliary Tanks are separate |  | 1 | 1 | 840 | Z03 | 20 | Units | Apartments/Condos | 10001803 | 13 | 1 | 950 | 1 | 200 | 1 | 398000 | TRUE | 140 | 140 |  | SunEarth - SETR A503 TTR U + VFS 10-200 |  | SunEarth - SETR A503 TTR U + VFS 10-200 | Alameda County | FALSE | 20.19 |  | 2018-06-12 | 2018-06-26 | 2018-06-13 | 2018-07-06 | 2019-03-18 | 2019-04-08 | 1996 | 30507 | Up-front Payment
SCG-011789 | Low Income Single Family Residential | Domestic Hot Water | Gas | Southern California Gas Company | Incentive:Paid | 4613 | 36.9 |  | 1 | 125 |  | 125 |  | 2018-06-22 13:47 | 2018-08-14 | TITANIUM POWER INC | Retrofit | North Hollywood | Los Angeles | 91605 | Host Customer is System Owner | 4 |  | 30004257 | Butler Sun Solutions, Inc. | SOLAR BUTLER | B-BT1-40-I | Indirect Forced Circulation (IF) | 43.72 |  | BT1 | Glycol | Advanced Controller with a Vacation or Holiday Mode | Solar Storage and Auxiliary Tanks are separate | 40 | 1 | 1 | 55 | Z09 | [18 empty] | Los Angeles | FALSE | 37.27 |  | 2011-06-01: 2018-06-11; 2011-08-03: 2018-06-22; 2011-09-20: 2018-08-14 | 2260 | 4659 | Up-front Payment
SCG-011790 | Low Income Single Family Residential | Domestic Hot Water | Gas | Southern California Gas Company | Incentive:Paid | 4613 | 36.9 |  | 1 | 125 |  | 125 |  | 2018-06-22 13:44 | 2018-07-27 | TITANIUM POWER INC | Retrofit | Pacoima | Los Angeles | 91331 | Host Customer is System Owner | 4 |  | 30004257 | Butler Sun Solutions, Inc. | SOLAR BUTLER | B-BT1-40-I | Indirect Forced Circulation (IF) | 43.72 |  | BT1 | Glycol | Advanced Controller with a Vacation or Holiday Mode | Solar Storage and Auxiliary Tanks are separate | 40 | 1 | 1 | 55 | Z09 | [18 empty] | Los Angeles | FALSE | 37.27 |  | 2011-06-01: 2018-06-11; 2011-08-03: 2018-06-22; 2011-09-20: 2018-07-27 | 2279 | 4659 | Up-front Payment
SCG-011792 | Single Family Residential - Disadvantaged Community | Domestic Hot Water | Gas | Southern California Gas Company | Incentive:Paid | 3731 | 29.85 |  | 1 | 125 |  | 125 |  | 2018-06-22 14:04 | 2018-06-25 | TITANIUM POWER INC | Retrofit | Sun Valley | Los Angeles | 91352 | Host Customer is System Owner | 7 |  | 30004257 | Butler Sun Solutions, Inc. | SOLAR BUTLER | B-BT1-40-I | Indirect Forced Circulation (IF) | 43.72 |  | BT1 | Glycol | Advanced Controller with a Vacation or Holiday Mode | Solar Storage and Auxiliary Tanks are separate | 40 | 1 | 1 | 85 | Z09 | [18 empty] | Los Angeles | FALSE | 30.07 |  | 2011-06-01: 2018-06-12; 2011-08-03: 2018-06-22; 2011-09-20: 2018-06-25 | 2300 | 3759 | Up-front Payment
SDG-011794 | Commercial Pools | Pool Heating | Gas | San Diego Gas and Electric | Incentive:Paid | 7672 | 5 |  | 1 | 2648 |  | 2118 |  | 2018-06-20 16:23 | 2018-07-20 | SOLAR TECH ENERGY SYSTEMS INC | Retrofit | El Cajon | San Diego | 92021 | Host Customer is System Owner | [7 empty] | 830.34 | 46.13 |  | Drainback |  |  |  | 0.8 | 1 |  | Z10 |  |  |  | 10001888 | 18 | 1 | [5 empty] | FALSE |  |  |  | Badger - Badger 380 |  | Badger - Badger 380 | City of El Cajon | FALSE | 5.79 |  | 2018-06-18 | 2018-06-21 | 2018-06-20 | 2018-07-20 | 2018-08-08 | 2018-09-27 | 2196 | 15344.68 | Up-front Payment
SCG-011795 | Low Income Single Family Residential | Domestic Hot Water | Gas | Southern California Gas Company | Incentive:Paid | 4649 | 36.9 |  | 1 | 126 |  | 126 |  | 2018-06-22 14:07 | 2018-08-21 | TITANIUM POWER INC | Retrofit | Los Angeles | Los Angeles | 90011 | Host Customer is System Owner | 4 |  | 30004257 | Butler Sun Solutions, Inc. | SOLAR BUTLER | B-BT1-40-I | Indirect Forced Circulation (IF) | 43.72 |  | BT1 | Glycol | Advanced Controller with a Vacation or Holiday Mode | Solar Storage and Auxiliary Tanks are separate | 40 | 1 | 1 | 55 | Z08 | [18 empty] | Los Angeles | FALSE | 37.26 |  | 2011-06-01: 2018-06-12; 2011-08-03: 2018-06-22; 2011-09-20: 2018-08-21 | 2249 | 4695 | Up-front Payment
SCG-011796 | Single Family Residential - Disadvantaged Community | Domestic Hot Water | Gas | Southern California Gas Company | Incentive:Paid | 3731 | 29.85 |  | 1 | 125 |  | 125 |  | 2018-08-23 13:33 | 2018-09-12 | TITANIUM POWER INC | Retrofit | Los Angeles | Los Angeles | 90033 | Host Customer is System Owner | 4 |  | 30004257 | Butler Sun Solutions, Inc. | SOLAR BUTLER | B-BT1-40-I | Indirect Forced Circulation (IF) | 43.72 |  | BT1 | Glycol | Advanced Controller with a Vacation or Holiday Mode | Solar Storage and Auxiliary Tanks are separate | 40 | 1 | 1 | 55 | Z09 | [18 empty] | Los Angeles | FALSE | 30.07 |  | 2011-06-01: 2018-06-12; 2011-08-03: 2018-08-23; 2011-09-20: 2018-09-12 | 2232 | 3759 | Up-front Payment
SCG-011797 | Low Income Multifamily Residential | Domestic Hot Water | Gas | Southern California Gas Company | Incentive:Paid | 84676 | 24.89 |  | 1 | 3402 |  | 3402 |  | 2018-06-29 17:50 | 2018-07-27 | CALIFORNIA SOLAR INTEGRATORS INC | New Construction | Los Angeles | Los Angeles | 90023 | Host Customer is System Owner | [7 empty] | 819 | 40.95 |  | Glycol | Steam Back | Solar Storage and Auxiliary Tanks are separate |  | 1 | 1 | 2698 | Z09 | 71 | Units | Apartments/Condos | TRB-40 | 20 | 1 | 1225 | 1 | 500 | 1 | 1000000 | TRUE | 120 | 140 |  | SunEarth - SETRA503 TTR U + Series 200 |  | SunEarth - SETRA503 TTR U + Series 200 | County of Los Angeles | FALSE | 52.79 |  | 2018-06-12 |  | 2018-06-29 | 2018-07-27 | 2020-10-02 | 2020-10-16 | 1461 | 179595 | Up-front Payment
SCG-011798 | Single Family Residential | Domestic Hot Water | Gas | Southern California Gas Company | Incentive:Paid | 3731 | 29.85 |  | 1 | 125 |  | 125 |  | 2018-06-22 13:34 | 2018-06-25 | TITANIUM POWER INC | Retrofit | Arleta | Los Angeles | 91331 | Host Customer is System Owner | 4 |  | 30004260 | Butler Sun Solutions, Inc. | SOLAR BUTLER | B-BT1-50-I | Indirect Forced Circulation (IF) | 43.72 |  | BT1 | Glycol | Advanced Controller with a Vacation or Holiday Mode | Solar Storage and Auxiliary Tanks are separate | 50 | 1 | 1 | 55 | Z09 | [18 empty] | Los Angeles | FALSE | 30.07 |  | 2011-06-01: 2018-06-13; 2011-08-03: 2018-06-22; 2011-09-20: 2018-06-25 | 2300 | 3759 | Up-front Payment
SCG-011799 | Commercial/Multifamily Residential | Domestic Hot Water | Gas | Southern California Gas Company | Incentive:Paid | 39249 | 20.19 |  | 1 | 1944 |  | 1944 |  | 2018-06-25 11:08 | 2018-07-23 | EVOLUTION ENERGY SOLUTIONS L L C | Retrofit | Torrance | Los Angeles | 90503 | Host Customer is System Owner | [7 empty] | 532.35 | 40.95 |  | Drainback | Drainback (Water) | Solar Storage and Auxiliary Tanks are separate |  | 1 | 1 | 1040 | Z06 | 26 | Units | Apartments/Condos | TRB-40 | 13 | 1 | 1000 | 1 | 200 | 2 | 540000 | TRUE | 140 | 140 |  | SunEarth - SETR A503 TTR U + VFS 10-200 |  | SunEarth - SETR A503 TTR U + VFS 10-200 | Torrance | FALSE | 20.19 |  | 2018-06-13 |  | 2018-06-25 | 2018-07-23 | 2020-06-29 | 2020-08-14 | 1529 | 39249 | Up-front Payment
PGE-011800 | Multifamily Residential - Disadvantaged Community | Domestic Hot Water | Gas | Pacific Gas and Electric | Incentive:Paid | 142302 | 20.19 |  | 1 | 7192 |  | 7048 |  | 2018-07-10 13:12 | 2018-08-22 | SUN LIGHT & POWER | New Construction | Oakland | Alameda | 94606 | Host Customer is System Owner | [7 empty] | 2329.86 | 40.17 |  | Glycol | Pressure Stagnation Protection (PSP) | Solar Storage and Auxiliary Tanks are separate |  | 0.98 | 1 | 4440 | Z03 | 120 | Units | Apartments/Condos | 2010115A | 58 | 2 | 3250 | 1 | 300 | 3 | 599997 | TRUE | 140 | 140 |  | Heliodyne - Delta-T Pro Ethernet |  | Heliodyne - Delta-T Pro Ethernet | City of Oakland | FALSE | 42.53 |  | 2018-07-10 | 2018-07-26 | 2018-07-10 | 2018-08-22 | 2020-02-24 | 2020-04-29 | 1621 | 305873 | Up-front Payment
PGE-011801 | Multifamily Residential - Disadvantaged Community | Domestic Hot Water | Gas | Pacific Gas and Electric | Incentive:Paid | 142302 | 20.19 |  | 1 | 7192 |  | 7048 |  | 2018-07-10 13:11 | 2018-08-22 | SUN LIGHT & POWER | New Construction | Oakland | Alameda | 94606 | Host Customer is System Owner | [7 empty] | 2329.86 | 40.17 |  | Glycol | Pressure Stagnation Protection (PSP) | Solar Storage and Auxiliary Tanks are separate |  | 0.98 | 1 | 4440 | Z03 | 120 | Units | Apartments/Condos | 2010115A | 58 | 2 | 3250 | 1 | 300 | 3 | 599997 | TRUE | 140 | 140 |  | Heliodyne - Delta-T Pro Ethernet |  | Heliodyne - Delta-T Pro Ethernet | City of Oakland | FALSE | 42.53 |  | 2018-07-10 | 2018-07-26 | 2018-07-10 | 2018-08-22 | 2020-02-24 | 2020-04-30 | 1621 | 305873 | Up-front Payment
PGE-011802 | Commercial/Multifamily Residential | Domestic Hot Water | Gas | Pacific Gas and Electric | Incentive:Paid | 43792 | 20.19 |  | 1 | 2169 |  | 2169 |  | 2018-09-10 12:12 | 2018-10-01 | CALIFORNIA SOLAR INTEGRATORS INC | New Construction | San Francisco | San Francisco | 94103 | Host Customer is System Owner | [7 empty] | 573.3 | 40.95 |  | Glycol | Steam Back | Solar Storage and Auxiliary Tanks are separate |  | 1 | 1 | 1680 | Z03 | 42 | Units | Apartments/Condos | TRB-40 | 14 | 1 | 1040 | 1 | 238 | 2 | 600000 | TRUE | 120 | 140 |  | SunEarth - SETRA503 TTR U + Series 200 |  | SunEarth - SETRA503 TTR U + Series 200 | City and County of San Francisco | FALSE | 48.94 |  | 2018-06-13 | 2021-04-26 | 2018-09-10 | 2018-10-01 | 2021-04-23 | 2021-04-30 | 1263 | 106141 | Up-front Payment
PGE-011803 | Low Income Multifamily Residential | Domestic Hot Water | Gas | Pacific Gas and Electric | Incentive:In Payment | 31219 | 12.45 |  | 1 | 1306 |  | 1254 |  | 2020-08-01 | 2020-11-23 | SUN LIGHT & POWER | Retrofit | San Francisco | San Francisco | 94110 | Host Customer is System Owner | [7 empty] | 574.6 | 16.9 |  | Glycol | Advanced Controller with a Vacation or Holiday Mode | Solar Storage and Auxiliary Tanks are separate |  | 0.96 | 1 | 2090 | Z03 | 55 | Units | Apartments/Condos | 2007044A | 34 | 2 | 480 | 4 | 520 | 2 | 500000 | TRUE | 125 | 125 |  | Heliodyne - Delta-T Pro Ethernet | Sundrum Solar | Heliodyne - Delta-T Pro Ethernet | City and County of San Francisco | FALSE | 90.18 |  | 2020-07-31 | 2020-11-13 | 2020-07-31 | 2020-11-23 | 2021-09-21 | 2022-03-09 | 836 | 117775 | Performance-Based Incentive
SCG-011804 | Low Income Single Family Residential | Domestic Hot Water | Gas | Southern California Gas Company | Incentive:Paid | 4649 | 36.9 |  | 1 | 126 |  | 126 |  | 2018-06-22 13:51 | 2018-07-27 | TITANIUM POWER INC | Retrofit | Los Angeles | Los Angeles | 90011 | Host Customer is System Owner | 5 |  | 30004257 | Butler Sun Solutions, Inc. | SOLAR BUTLER | B-BT1-40-I | Indirect Forced Circulation (IF) | 43.72 |  | BT1 | Glycol | Advanced Controller with a Vacation or Holiday Mode | Solar Storage and Auxiliary Tanks are separate | 40 | 1 | 1 | 65 | Z08 | [18 empty] | Los Angeles | FALSE | 37.26 |  | 2011-06-01: 2018-06-14; 2011-08-03: 2018-06-22; 2011-09-20: 2018-07-27 | 2279 | 4695 | Up-front Payment
SCG-011805 | Low Income Single Family Residential | Domestic Hot Water | Gas | Southern California Gas Company | Incentive:Paid | 4613 | 36.9 |  | 1 | 125 |  | 125 |  | 2018-06-22 13:50 | 2018-07-27 | TITANIUM POWER INC | Retrofit | Pacoima | Los Angeles | 91331 | Host Customer is System Owner | 6 |  | 30004257 | Butler Sun Solutions, Inc. | SOLAR BUTLER | B-BT1-40-I | Indirect Forced Circulation (IF) | 43.72 |  | BT1 | Glycol | Advanced Controller with a Vacation or Holiday Mode | Solar Storage and Auxiliary Tanks are separate | 40 | 1 | 1 | 75 | Z09 | [18 empty] | Los Angeles | FALSE | 37.27 |  | 2011-06-01: 2018-06-14; 2011-08-03: 2018-06-22; 2011-09-20: 2018-07-27 | 2279 | 4659 | Up-front Payment
SCG-011806 | Single Family Residential - Disadvantaged Community | Domestic Hot Water | Gas | Southern California Gas Company | Incentive:Paid | 3731 | 29.85 |  | 1 | 125 |  | 125 |  | 2018-06-22 13:48 | 2018-06-25 | TITANIUM POWER INC | Retrofit | Sun Valley | Los Angeles | 91352 | Host Customer is System Owner | 6 |  | 30004257 | Butler Sun Solutions, Inc. | SOLAR BUTLER | B-BT1-40-I | Indirect Forced Circulation (IF) | 43.72 |  | BT1 | Glycol | Advanced Controller with a Vacation or Holiday Mode | Solar Storage and Auxiliary Tanks are separate | 40 | 1 | 1 | 75 | Z09 | [18 empty] | Los Angeles | FALSE | 30.07 |  | 2011-06-01: 2018-06-14; 2011-08-03: 2018-06-22; 2011-09-20: 2018-06-25 | 2300 | 3759 | Up-front Payment
SCG-011807 | Single Family Residential | Domestic Hot Water | Gas | Southern California Gas Company | Incentive:Paid | 3731 | 29.85 |  | 1 | 125 |  | 125 |  | 2018-06-25 14:33 | 2018-06-29 | TITANIUM POWER INC | Retrofit | Mission Hills | Los Angeles | 91345 | Host Customer is System Owner | 4 |  | 30004257 | Butler Sun Solutions, Inc. | SOLAR BUTLER | B-BT1-40-I | Indirect Forced Circulation (IF) | 43.72 |  | BT1 | Glycol | Advanced Controller with a Vacation or Holiday Mode | Solar Storage and Auxiliary Tanks are separate | 40 | 1 | 1 | 55 | Z09 | [18 empty] | Los Angeles | FALSE | 30.07 |  | 2011-06-01: 2018-06-14; 2011-08-03: 2018-06-25; 2011-09-20: 2018-06-29 | 2260 | 3759 | Up-front Payment
SCG-011808 | Single Family Residential - Disadvantaged Community | Domestic Hot Water | Gas | Southern California Gas Company | Incentive:Paid | 3731 | 29.85 |  | 1 | 125 |  | 125 |  | 2018-06-25 14:34 | 2018-07-02 | TITANIUM POWER INC | Retrofit | Pacoima | Los Angeles | 91331 | Owner/Tenant | 4 |  | 30004257 | Butler Sun Solutions, Inc. | SOLAR BUTLER | B-BT1-40-I | Indirect Forced Circulation (IF) | 43.72 |  | BT1 | Glycol | Advanced Controller with a Vacation or Holiday Mode | Solar Storage and Auxiliary Tanks are separate | 40 | 1 | 1 | 55 | Z09 | [18 empty] | Los Angeles | FALSE | 30.07 |  | 2011-06-01: 2018-06-14; 2011-08-03: 2018-06-25; 2011-09-20: 2018-07-02 | 2299 | 3759 | Up-front Payment
PGE-011809 | Commercial/Multifamily Residential | Domestic Hot Water | Gas | Pacific Gas and Electric | Incentive:Paid | 42295 | 17.16 |  | 2 | 2541 |  | 2465 |  | 2019-12-23 10:10 | 2020-06-23 | SUN LIGHT & POWER | New Construction | Berkeley | Alameda | 94704 | Host Customer is System Owner | [7 empty] | 803.4 | 40.17 |  | Drainback | Pressure Stagnation Protection (PSP) | Solar Storage and Auxiliary Tanks are separate |  | 0.97 | 1 | 2000 | Z03 | 50 | Units | Apartments/Condos | 2010115A | 20 | 1 | 1380 | 1 | 236 | 2 | 600000 | TRUE | 135 | 120 |  | Heliodyne - Delta-T Pro Ethernet |  | Heliodyne - Delta-T Pro Ethernet | City of Berkeley | FALSE | 55.56 |  | 2019-10-14 | 2020-05-27 | 2019-12-23 | 2020-06-23 | 2023-11-29 | 2023-11-29 | 330 | 141182 | Up-front Payment
PGE-011811 | Commercial/Multifamily Residential | Domestic Hot Water | Gas | Pacific Gas and Electric | Incentive:Paid | 71634 | 20.19 |  | 1 | 3548 |  | 3548 |  | 2018-07-19 16:40 | 2018-08-09 | CALIFORNIA SOLAR INTEGRATORS INC | New Construction | Oakland | Oakland | 94611 | Host Customer is System Owner | [7 empty] | 982.8 | 40.95 |  | Glycol | Steam Back | Solar Storage and Auxiliary Tanks are separate |  | 1 | 1 | 3154 | Z03 | 83 | Units | Apartments/Condos | TRB-40 | 24 | 1 | 1500 | 1 | 1000 | 2 | 1990000 | TRUE | 120 | 140 |  | SunEarth - SETRA503 TTR U + Series 200 |  | SunEarth - SETRA503 TTR U + Series 200 | City of Oakland | FALSE | 35.13 |  | 2018-06-14 |  | 2018-07-19 | 2018-08-09 | 2020-09-01 | 2020-11-04 | 1447 | 124656 | Up-front Payment
SCG-011812 | Low Income Single Family Residential | Domestic Hot Water | Gas | Southern California Gas Company | Incentive:Paid | 4300 | 36.9 |  | 1 | 149 |  | 120 |  | 2018-06-26 15:27 | 2018-07-11 | SUNDOWNER INSULATION COMPANY INC | Retrofit | Corcoran | Kings | 93212 | Host Customer is System Owner | 2 |  | 2010017C | Alternate Energy Technologies | EAGLESUN | DBS-G2-80-64 | Indirect Forced Circulation (IF) | 65.34 |  | MSC-32 | Automatic Drainback | Drainback (Water) | Solar Storage and Auxiliary Tanks are separate | 80 | 0.95 | 0.85 | 35 | Z13 | [18 empty] | City of Corcoran | FALSE | 53.69 |  | 2011-06-01: 2018-06-15; 2011-08-03: 2018-06-26; 2011-09-20: 2018-07-11 | 2297 | 8000 | Up-front Payment
PGE-011813 | Commercial/Multifamily Residential | Domestic Hot Water | Gas | Pacific Gas and Electric | Incentive:Paid | 17262 | 20.19 |  | 1 | 855 |  | 855 |  | 2018-06-26 16:37 | 2018-07-06 | OXYPOWER INC | Retrofit | San Francisco | San Francisco | 94123 | Host Customer is System Owner | [7 empty] | 241.02 | 40.17 |  | Glycol | Pressure Stagnation Protection (PSP) | Solar Storage and Auxiliary Tanks are separate |  | 1 | 1 | 672 | Z03 | 16 | Units | Apartments/Condos | 2010115A | 6 | 1 | 360 | 3 | 100 | 1 | 95000 | TRUE | 130 | 130 |  |  |  |  | San Francisco, CA | FALSE | 35.09 |  | 2018-06-15 |  | 2018-06-26 | 2018-07-06 | 2018-08-24 | 2018-10-18 | 2192 | 29998 | Up-front Payment
SCG-011815 | Low Income Single Family Residential | Domestic Hot Water | Gas | Southern California Gas Company | Incentive:Paid | 4649 | 36.9 |  | 1 | 126 |  | 126 |  | 2018-06-26 14:26 | 2018-08-16 | TITANIUM POWER INC | Retrofit | Los Angeles | Los Angeles | 90016 | Host Customer is System Owner | 4 |  | 30004257 | Butler Sun Solutions, Inc. | SOLAR BUTLER | B-BT1-40-I | Indirect Forced Circulation (IF) | 43.72 |  | BT1 | Glycol | Advanced Controller with a Vacation or Holiday Mode | Solar Storage and Auxiliary Tanks are separate | 40 | 1 | 1 | 55 | Z08 | [18 empty] | Los Angeles | FALSE | 37.26 |  | 2011-06-01: 2018-06-18; 2011-08-03: 2018-06-26; 2011-09-20: 2018-08-16 | 2259 | 4695 | Up-front Payment
SCG-011816 | Low Income Single Family Residential | Domestic Hot Water | Gas | Southern California Gas Company | Incentive:Paid | 4723 | 36.9 |  | 1 | 128 |  | 128 |  | 2018-06-26 14:23 | 2018-08-16 | TITANIUM POWER INC | Retrofit | Los Angeles | Los Angeles | 90016 | Host Customer is System Owner | 5 |  | 30004260 | Butler Sun Solutions, Inc. | SOLAR BUTLER | B-BT1-50-I | Indirect Forced Circulation (IF) | 43.72 |  | BT1 | Glycol | Advanced Controller with a Vacation or Holiday Mode | Solar Storage and Auxiliary Tanks are separate | 50 | 1 | 1 | 65 | Z08 | [18 empty] | Los Angeles | FALSE | 37.18 |  | 2011-06-01: 2018-06-18; 2011-08-03: 2018-06-26; 2011-09-20: 2018-08-16 | 2259 | 4759 | Up-front Payment
SCG-011817 | Single Family Residential | Domestic Hot Water | Gas | Southern California Gas Company | Incentive:Paid | 3731 | 29.85 |  | 1 | 125 |  | 125 |  | 2018-06-26 14:15 | 2018-07-03 | TITANIUM POWER INC | Retrofit | San Fernando | Los Angeles | 91342 | Host Customer is System Owner | 5 |  | 30004257 | Butler Sun Solutions, Inc. | SOLAR BUTLER | B-BT1-40-I | Indirect Forced Circulation (IF) | 43.72 |  | BT1 | Glycol | Advanced Controller with a Vacation or Holiday Mode | Solar Storage and Auxiliary Tanks are separate | 40 | 1 | 1 | 65 | Z09 | [18 empty] | Los Angeles | FALSE | 30.07 |  | 2011-06-01: 2018-06-18; 2011-08-03: 2018-06-26; 2011-09-20: 2018-07-03 | 2299 | 3759 | Up-front Payment
SCG-011818 | Low Income Single Family Residential | Domestic Hot Water | Gas | Southern California Gas Company | Incentive:Paid | 4613 | 36.9 |  | 1 | 125 |  | 125 |  | 2018-06-26 13:55 | 2018-08-16 | TITANIUM POWER INC | Retrofit | Pacoima | Los Angeles | 91331 | Host Customer is System Owner | 6 |  | 30004260 | Butler Sun Solutions, Inc. | SOLAR BUTLER | B-BT1-50-I | Indirect Forced Circulation (IF) | 43.72 |  | BT1 | Glycol | Advanced Controller with a Vacation or Holiday Mode | Solar Storage and Auxiliary Tanks are separate | 50 | 1 | 1 | 75 | Z09 | [18 empty] | Los Angeles | FALSE | 37.27 |  | 2011-06-01: 2018-06-18; 2011-08-03: 2018-06-26; 2011-09-20: 2018-08-16 | 2259 | 4659 | Up-front Payment
SCG-011819 | Low Income Single Family Residential | Domestic Hot Water | Gas | Southern California Gas Company | Incentive:Paid | 4723 | 36.9 |  | 1 | 128 |  | 128 |  | 2018-06-26 13:57 | 2018-08-14 | TITANIUM POWER INC | Retrofit | Los Angeles | Los Angeles | 90016 | Host Customer is System Owner | 4 |  | 30004260 | Butler Sun Solutions, Inc. | SOLAR BUTLER | B-BT1-50-I | Indirect Forced Circulation (IF) | 43.72 |  | BT1 | Glycol | Advanced Controller with a Vacation or Holiday Mode | Solar Storage and Auxiliary Tanks are separate | 50 | 1 | 1 | 55 | Z08 | [18 empty] | Los Angeles | FALSE | 37.18 |  | 2011-06-01: 2018-06-18; 2011-08-03: 2018-06-26; 2011-09-20: 2018-08-14 | 2259 | 4759 | Up-front Payment
SCG-011820 | Low Income Single Family Residential | Domestic Hot Water | Gas | Southern California Gas Company | Incentive:Paid | 4649 | 36.9 |  | 1 | 126 |  | 126 |  | 2018-06-26 15:15 | 2018-08-15 | TITANIUM POWER INC | Retrofit | Los Angeles | Los Angeles | 90016 | Host Customer is System Owner | 4 |  | 30004257 | Butler Sun Solutions, Inc. | SOLAR BUTLER | B-BT1-40-I | Indirect Forced Circulation (IF) | 43.72 |  | BT1 | Glycol | Advanced Controller with a Vacation or Holiday Mode | Solar Storage and Auxiliary Tanks are separate | 40 | 1 | 1 | 55 | Z08 | [18 empty] | Los Angeles | FALSE | 37.26 |  | 2011-06-01: 2018-06-19; 2011-08-03: 2018-06-26; 2011-09-20: 2018-08-15 | 2258 | 4695 | Up-front Payment
SCG-011821 | Low Income Single Family Residential | Domestic Hot Water | Gas | Southern California Gas Company | Incentive:Paid | 4649 | 36.9 |  | 1 | 126 |  | 126 |  | 2018-06-25 14:39 | 2018-07-19 | TITANIUM POWER INC | Retrofit | Los Angeles | Los Angeles | 90044 | Host Customer is System Owner | 5 |  | 30004257 | Butler Sun Solutions, Inc. | SOLAR BUTLER | B-BT1-40-I | Indirect Forced Circulation (IF) | 43.72 |  | BT1 | Glycol | Advanced Controller with a Vacation or Holiday Mode | Solar Storage and Auxiliary Tanks are separate | 40 | 1 | 1 | 65 | Z08 | [18 empty] | Los Angeles | FALSE | 37.26 |  | 2011-06-01: 2018-06-19; 2011-08-03: 2018-06-25; 2011-09-20: 2018-07-19 | 2286 | 4695 | Up-front Payment
SCG-011822 | Low Income Single Family Residential | Domestic Hot Water | Gas | Southern California Gas Company | Incentive:Paid | 4649 | 36.9 |  | 1 | 126 |  | 126 |  | 2018-06-25 14:43 | 2018-07-24 | TITANIUM POWER INC | Retrofit | Los Angeles | Los Angeles | 90011 | Host Customer is System Owner | 7 |  | 30004257 | Butler Sun Solutions, Inc. | SOLAR BUTLER | B-BT1-40-I | Indirect Forced Circulation (IF) | 43.72 |  | BT1 | Glycol | Advanced Controller with a Vacation or Holiday Mode | Solar Storage and Auxiliary Tanks are separate | 40 | 1 | 1 | 85 | Z08 | [18 empty] | Los Angeles | FALSE | 37.26 |  | 2011-06-01: 2018-06-19; 2011-08-03: 2018-06-25; 2011-09-20: 2018-07-24 | 2280 | 4695 | Up-front Payment
SCG-011823 | Commercial/Multifamily Residential | Domestic Hot Water | Gas | Southern California Gas Company | Incentive:Paid | 41268 | 20.19 |  | 1 | 2044 |  | 2044 |  | 2018-06-20 08:21 | 2018-07-23 | EVOLUTION ENERGY SOLUTIONS L L C | Retrofit | Palmdale | Palmdale | 93550 | Host Customer is System Owner | [7 empty] | 573.3 | 40.95 |  | Drainback | Drainback (Water) | Solar Storage and Auxiliary Tanks are separate |  | 1 | 1 | 1280 | Z16 | 32 | Units | Apartments/Condos | TRB-40 | 14 | 1 | 1100 | 1 | 200 | 2 | 540000 | TRUE | 140 | 140 |  | SunEarth - SETR A503 TTR U + VFS 10-200 |  | Enovative Group, Inc. - AutoHot DS-100A | City of Palmdale | FALSE | 20.19 |  | 2018-06-19 |  | 2018-06-20 | 2018-07-23 | 2021-01-18 | 2021-01-29 | 1346 | 41268 | Up-front Payment
SCG-011824 | Low Income Single Family Residential | Domestic Hot Water | Gas | Southern California Gas Company | Incentive:Paid | 4649 | 36.9 |  | 1 | 126 |  | 126 |  | 2018-06-25 15:11 | 2018-08-27 | TITANIUM POWER INC | Retrofit | Los Angeles | Los Angeles | 90044 | Host Customer is System Owner | 5 |  | 30004257 | Butler Sun Solutions, Inc. | SOLAR BUTLER | B-BT1-40-I | Indirect Forced Circulation (IF) | 43.72 |  | BT1 | Glycol | Advanced Controller with a Vacation or Holiday Mode | Solar Storage and Auxiliary Tanks are separate | 40 | 1 | 1 | 65 | Z08 | [18 empty] | Los Angeles | FALSE | 37.26 |  | 2011-06-01: 2018-06-19; 2011-08-03: 2018-06-25; 2011-09-20: 2018-08-27 | 2250 | 4695 | Up-front Payment
SCG-011825 | Low Income Single Family Residential | Domestic Hot Water | Gas | Southern California Gas Company | Incentive:Paid | 4649 | 36.9 |  | 1 | 126 |  | 126 |  | 2018-06-25 15:16 | 2018-07-18 | TITANIUM POWER INC | Retrofit | Los Angeles | Los Angeles | 90044 | Host Customer is System Owner | 5 |  | 30004257 | Butler Sun Solutions, Inc. | SOLAR BUTLER | B-BT1-40-I | Indirect Forced Circulation (IF) | 43.72 |  | BT1 | Glycol | Advanced Controller with a Vacation or Holiday Mode | Solar Storage and Auxiliary Tanks are separate | 40 | 1 | 1 | 65 | Z08 | [18 empty] | Los Angeles | FALSE | 37.26 |  | 2011-06-01: 2018-06-19; 2011-08-03: 2018-06-25; 2011-09-20: 2018-07-18 | 2286 | 4695 | Up-front Payment
SCG-011826 | Low Income Single Family Residential | Domestic Hot Water | Gas | Southern California Gas Company | Incentive:Paid | 4723 | 36.9 |  | 1 | 128 |  | 128 |  | 2018-06-25 15:18 | 2018-07-18 | TITANIUM POWER INC | Retrofit | Los Angeles | Los Angeles | 90011 | Host Customer is System Owner | 4 |  | 30004260 | Butler Sun Solutions, Inc. | SOLAR BUTLER | B-BT1-50-I | Indirect Forced Circulation (IF) | 43.72 |  | BT1 | Glycol | Advanced Controller with a Vacation or Holiday Mode | Solar Storage and Auxiliary Tanks are separate | 50 | 1 | 1 | 55 | Z08 | [18 empty] | Los Angeles | FALSE | 37.18 |  | 2011-06-01: 2018-06-19; 2011-08-03: 2018-06-25; 2011-09-20: 2018-07-18 | 2286 | 4759 | Up-front Payment
SCG-011827 | Low Income Single Family Residential | Domestic Hot Water | Gas | Southern California Gas Company | Incentive:Paid | 4649 | 36.9 |  | 1 | 126 |  | 126 |  | 2018-06-26 10:14 | 2018-07-24 | TITANIUM POWER INC | Retrofit | Los Angeles | Los Angeles | 90011 | Host Customer is System Owner | 6 |  | 30004257 | Butler Sun Solutions, Inc. | SOLAR BUTLER | B-BT1-40-I | Indirect Forced Circulation (IF) | 43.72 |  | BT1 | Glycol | Advanced Controller with a Vacation or Holiday Mode | Solar Storage and Auxiliary Tanks are separate | 40 | 1 | 1 | 75 | Z08 | [18 empty] | Los Angeles | FALSE | 37.26 |  | 2011-06-01: 2018-06-19; 2011-08-03: 2018-06-26; 2011-09-20: 2018-07-24 | 2280 | 4695 | Up-front Payment
SCG-011828 | Low Income Single Family Residential | Domestic Hot Water | Gas | Southern California Gas Company | Incentive:Paid | 4723 | 36.9 |  | 1 | 128 |  | 128 |  | 2018-06-29 14:34 | 2018-08-14 | TITANIUM POWER INC | Retrofit | Los Angeles | Los Angeles | 90002 | Owner/Tenant | 5 |  | 30004260 | Butler Sun Solutions, Inc. | SOLAR BUTLER | B-BT1-50-I | Indirect Forced Circulation (IF) | 43.72 |  | BT1 | Glycol | Advanced Controller with a Vacation or Holiday Mode | Solar Storage and Auxiliary Tanks are separate | 50 | 1 | 1 | 65 | Z08 | [18 empty] | Los Angeles | FALSE | 37.18 |  | 2011-06-01: 2018-06-19; 2011-08-03: 2018-06-29; 2011-09-20: 2018-08-14 | 2263 | 4759 | Up-front Payment
SCG-011829 | Low Income Single Family Residential | Domestic Hot Water | Gas | Southern California Gas Company | Incentive:Paid | 4723 | 36.9 |  | 1 | 128 |  | 128 |  | 2018-06-26 10:18 | 2018-07-24 | TITANIUM POWER INC | Retrofit | Los Angeles | Los Angeles | 90044 | Host Customer is System Owner | 7 |  | 30004260 | Butler Sun Solutions, Inc. | SOLAR BUTLER | B-BT1-50-I | Indirect Forced Circulation (IF) | 43.72 |  | BT1 | Glycol | Advanced Controller with a Vacation or Holiday Mode | Solar Storage and Auxiliary Tanks are separate | 50 | 1 | 1 | 85 | Z08 | [18 empty] | Los Angeles | FALSE | 37.18 |  | 2011-06-01: 2018-06-19; 2011-08-03: 2018-06-26; 2011-09-20: 2018-07-24 | 2280 | 4759 | Up-front Payment
SCG-011830 | Low Income Single Family Residential | Domestic Hot Water | Gas | Southern California Gas Company | Incentive:Paid | 4649 | 36.9 |  | 1 | 126 |  | 126 |  | 2018-06-26 11:02 | 2018-07-23 | TITANIUM POWER INC | Retrofit | Los Angeles | Los Angeles | 90011 | Host Customer is System Owner | 4 |  | 30004257 | Butler Sun Solutions, Inc. | SOLAR BUTLER | B-BT1-40-I | Indirect Forced Circulation (IF) | 43.72 |  | BT1 | Glycol | Advanced Controller with a Vacation or Holiday Mode | Solar Storage and Auxiliary Tanks are separate | 40 | 1 | 1 | 55 | Z08 | [18 empty] | Los Angeles | FALSE | 37.26 |  | 2011-06-01: 2018-06-19; 2011-08-03: 2018-06-26; 2011-09-20: 2018-07-23 | 2280 | 4695 | Up-front Payment
PGE-011831 | Commercial/Multifamily Residential | Domestic Hot Water | Gas | Pacific Gas and Electric | Incentive:Canceled | 41975 | 20.19 |  | 1 | 2079 |  | 2079 |  | 2018-08-01 08:33 | 2018-09-06 |  | Retrofit | Sacramento | Sacramento | 95816 | Host Customer is System Owner | [7 empty] | 573.3 | 40.95 |  | Drainback | Drainback (Water) | Solar Storage and Auxiliary Tanks are separate |  | 1 | 1 | 1200 | Z12 | 80 | Units | Hotels/Motels | TRB-40 | 14 | 1 | 1100 | 1 | 500 | 1 | 580800 | TRUE | 140 | 140 |  | SunEarth - SETR A503 TTR U + VFS 10-200 |  | SunEarth - SETR A503 TTR U + VFS 10-200 |  | FALSE | 20.19 |  | 2018-07-30 | 2018-08-23 | 2018-08-01 | 2018-09-06 |  |  | 2242 | 41975 | Up-front Payment
PGE-011832 | Low Income Single Family Residential | Domestic Hot Water | Gas | Pacific Gas and Electric | Incentive:Paid | 4502 | 36.9 |  | 1 | 122 |  | 122 |  | 2018-06-28 11:58 | 2018-08-22 | ACR SOLAR INTERNATIONAL CORP | Retrofit | SACRAMENTO | Sacramento | 95824 | Host Customer is System Owner | 4 |  | 2001019B | ACR Solar International | SKYLINE SYSTEM 5 | 200153C80EX2TG | Indirect Forced Circulation (IF) | 60.97 |  | 20-01 | Glycol | Other | Solar Storage and Auxiliary Tanks are separate | 80 | 1 | 1 | 55 | Z12 | [18 empty] | City of Sacramento | FALSE | 68.85 |  | 2018-06-19 | 2018-07-06 |  |  | 2018-06-28 | 2018-08-22 | 2234 | 8400 | Up-front Payment
SCG-011834 | Low Income Single Family Residential | Domestic Hot Water | Gas | Southern California Gas Company | Incentive:Paid | 4417 | 36.9 |  | 1 | 126 |  | 120 |  | 2018-06-26 11:09 | 2018-07-23 | TITANIUM POWER INC | Retrofit | Los Angeles | Los Angeles | 90003 | Host Customer is System Owner | 6 |  | 30004257 | Butler Sun Solutions, Inc. | SOLAR BUTLER | B-BT1-40-I | Indirect Forced Circulation (IF) | 43.72 |  | BT1 | Glycol | Advanced Controller with a Vacation or Holiday Mode | Solar Storage and Auxiliary Tanks are separate | 40 | 1 | 0.95 | 75 | Z08 | [18 empty] | Los Angeles | FALSE | 35.42 |  | 2011-06-01: 2018-06-20; 2011-08-03: 2018-06-26; 2011-09-20: 2018-07-23 | 2280 | 4463 | Up-front Payment
SCG-011835 | Low Income Single Family Residential | Domestic Hot Water | Gas | Southern California Gas Company | Incentive:Paid | 4417 | 36.9 |  | 1 | 126 |  | 120 |  | 2018-06-26 11:11 | 2018-07-20 | TITANIUM POWER INC | Retrofit | Los Angeles | Los Angeles | 90011 | Host Customer is System Owner | 5 |  | 30004257 | Butler Sun Solutions, Inc. | SOLAR BUTLER | B-BT1-40-I | Indirect Forced Circulation (IF) | 43.72 |  | BT1 | Glycol | Advanced Controller with a Vacation or Holiday Mode | Solar Storage and Auxiliary Tanks are separate | 40 | 1 | 0.95 | 65 | Z08 | [18 empty] | Los Angeles | FALSE | 35.42 |  | 2011-06-01: 2018-06-20; 2011-08-03: 2018-06-26; 2011-09-20: 2018-07-20 | 2285 | 4463 | Up-front Payment
SCG-011836 | Low Income Single Family Residential | Domestic Hot Water | Gas | Southern California Gas Company | Incentive:Paid | 4487 | 36.9 |  | 1 | 128 |  | 122 |  | 2018-06-26 11:15 | 2018-07-20 | TITANIUM POWER INC | Retrofit | Los Angeles | Los Angeles | 90002 | Host Customer is System Owner | 4 |  | 30004260 | Butler Sun Solutions, Inc. | SOLAR BUTLER | B-BT1-50-I | Indirect Forced Circulation (IF) | 43.72 |  | BT1 | Glycol | Advanced Controller with a Vacation or Holiday Mode | Solar Storage and Auxiliary Tanks are separate | 50 | 1 | 0.95 | 55 | Z08 | [18 empty] | Los Angeles | FALSE | 35.62 |  | 2011-06-01: 2018-06-20; 2011-08-03: 2018-06-26; 2011-09-20: 2018-07-20 | 2285 | 4559 | Up-front Payment
SCG-011837 | Single Family Residential - Disadvantaged Community | Domestic Hot Water | Gas | Southern California Gas Company | Incentive:Paid | 3731 | 29.85 |  | 1 | 125 |  | 125 |  | 2018-06-26 11:18 | 2018-07-06 | TITANIUM POWER INC | Retrofit | Sun Valley | Los Angeles | 91352 | Host Customer is System Owner | 5 |  | 30004257 | Butler Sun Solutions, Inc. | SOLAR BUTLER | B-BT1-40-I | Indirect Forced Circulation (IF) | 43.72 |  | BT1 | Glycol | Advanced Controller with a Vacation or Holiday Mode | Solar Storage and Auxiliary Tanks are separate | 40 | 1 | 1 | 65 | Z09 | [18 empty] | Los Angeles | FALSE | 30.07 |  | 2011-06-01: 2018-06-20; 2011-08-03: 2018-06-26; 2011-09-20: 2018-07-06 | 2300 | 3759 | Up-front Payment
SCG-011838 | Low Income Single Family Residential | Domestic Hot Water | Gas | Southern California Gas Company | Incentive:Paid | 4417 | 36.9 |  | 1 | 126 |  | 120 |  | 2018-06-26 11:24 | 2018-07-20 | TITANIUM POWER INC | Retrofit | Los Angeles | Los Angeles | 90011 | Host Customer is System Owner | 4 |  | 30004257 | Butler Sun Solutions, Inc. | SOLAR BUTLER | B-BT1-40-I | Indirect Forced Circulation (IF) | 43.72 |  | BT1 | Glycol | Advanced Controller with a Vacation or Holiday Mode | Solar Storage and Auxiliary Tanks are separate | 40 | 1 | 0.95 | 55 | Z08 | [18 empty] | Los Angeles | FALSE | 35.42 |  | 2011-06-01: 2018-06-20; 2011-08-03: 2018-06-26; 2011-09-20: 2018-07-20 | 2285 | 4463 | Up-front Payment
SCG-011839 | Low Income Single Family Residential | Domestic Hot Water | Gas | Southern California Gas Company | Incentive:Canceled | 4723 | 36.9 |  | 1 | 128 |  | 128 |  |  |  | TITANIUM POWER INC | Retrofit | Los Angeles | Los Angeles | 90011 | Host Customer is System Owner | 7 |  | 30004260 | Butler Sun Solutions, Inc. | SOLAR BUTLER | B-BT1-50-I | Indirect Forced Circulation (IF) | 43.72 |  | BT1 | Glycol | Advanced Controller with a Vacation or Holiday Mode | Solar Storage and Auxiliary Tanks are separate | 50 | 1 | 1 | 85 | Z08 | [18 empty] | Los Angeles | FALSE | 37.18 |  | 2011-06-01: 2018-06-20 | 2320 | 4759 | Up-front Payment
SCG-011840 | Low Income Single Family Residential | Domestic Hot Water | Gas | Southern California Gas Company | Incentive:Paid | 4723 | 36.9 |  | 1 | 128 |  | 128 |  | 2018-06-26 11:31 | 2018-07-20 | TITANIUM POWER INC | Retrofit | Los Angeles | Los Angeles | 90011 | Host Customer is System Owner | 7 |  | 30004260 | Butler Sun Solutions, Inc. | SOLAR BUTLER | B-BT1-50-I | Indirect Forced Circulation (IF) | 43.72 |  | BT1 | Glycol | Advanced Controller with a Vacation or Holiday Mode | Solar Storage and Auxiliary Tanks are separate | 50 | 1 | 1 | 85 | Z08 | [18 empty] | Los Angeles | FALSE | 37.18 |  | 2011-06-01: 2018-06-20; 2011-08-03: 2018-06-26; 2011-09-20: 2018-07-20 | 2280 | 4759 | Up-front Payment
SCG-011841 | Low Income Single Family Residential | Domestic Hot Water | Gas | Southern California Gas Company | Incentive:Paid | 4613 | 36.9 |  | 1 | 125 |  | 125 |  | 2018-06-26 11:57 | 2018-07-25 | TITANIUM POWER INC | Retrofit | Los Angeles | Los Angeles | 90023 | Host Customer is System Owner | 4 |  | 30004257 | Butler Sun Solutions, Inc. | SOLAR BUTLER | B-BT1-40-I | Indirect Forced Circulation (IF) | 43.72 |  | BT1 | Glycol | Advanced Controller with a Vacation or Holiday Mode | Solar Storage and Auxiliary Tanks are separate | 40 | 1 | 1 | 55 | Z09 | [18 empty] | Los Angeles | FALSE | 37.27 |  | 2011-06-01: 2018-06-20; 2011-08-03: 2018-06-26; 2011-09-20: 2018-07-25 | 2280 | 4659 | Up-front Payment
SCG-011842 | Low Income Single Family Residential | Domestic Hot Water | Gas | Southern California Gas Company | Incentive:Paid | 4613 | 36.9 |  | 1 | 125 |  | 125 |  | 2018-06-26 13:54 | 2018-08-14 | TITANIUM POWER INC | Retrofit | Los Angeles | Los Angeles | 90023 | Host Customer is System Owner | 5 |  | 30004257 | Butler Sun Solutions, Inc. | SOLAR BUTLER | B-BT1-40-I | Indirect Forced Circulation (IF) | 43.72 |  | BT1 | Glycol | Advanced Controller with a Vacation or Holiday Mode | Solar Storage and Auxiliary Tanks are separate | 40 | 1 | 1 | 65 | Z09 | [18 empty] | Los Angeles | FALSE | 37.27 |  | 2011-06-01: 2018-06-20; 2011-08-03: 2018-06-26; 2011-09-20: 2018-08-14 | 2263 | 4659 | Up-front Payment
SCG-011843 | Low Income Single Family Residential | Domestic Hot Water | Gas | Southern California Gas Company | Incentive:Paid | 4613 | 36.9 |  | 1 | 125 |  | 125 |  | 2018-06-26 14:09 | 2018-07-19 | TITANIUM POWER INC | Retrofit | Los Angeles | Los Angeles | 90023 | Host Customer is System Owner | 6 |  | 30004257 | Butler Sun Solutions, Inc. | SOLAR BUTLER | B-BT1-40-I | Indirect Forced Circulation (IF) | 43.72 |  | BT1 | Glycol | Advanced Controller with a Vacation or Holiday Mode | Solar Storage and Auxiliary Tanks are separate | 40 | 1 | 1 | 75 | Z09 | [18 empty] | Los Angeles | FALSE | 37.27 |  | 2011-06-01: 2018-06-20; 2011-08-03: 2018-06-26; 2011-09-20: 2018-07-19 | 2286 | 4659 | Up-front Payment
SCG-011844 | Commercial Pools | Pool Heating | Gas | Southern California Gas Company | Incentive:Paid | 2985 | 5 |  | 1 | 597 |  | 597 |  | 2018-07-09 08:41 | 2018-07-18 | ALL VALLEY SOLAR INC | Retrofit | El Segundo | El Segundo | 90245 | Host Customer is System Owner | [7 empty] | 499.12 | 7.34 |  | Manual Drainback |  |  |  | 1 | 1 |  | Z06 |  |  |  | 2011121A | 68 | 1 | [5 empty] | FALSE |  |  |  | Grundfos UPC |  | Grundfos UPC | El Segundo Building and Safety | FALSE | 18.6 |  | 2018-06-21 |  | 2018-07-09 | 2018-07-18 | 2018-07-19 | 2018-07-26 | 2279 | 11103 | Up-front Payment
SCG-011845 | Single Family Residential - Disadvantaged Community | Domestic Hot Water | Gas | Southern California Gas Company | Incentive:Paid | 3621 | 29.85 |  | 1 | 125 |  | 125 |  | 2018-07-07 08:20 | 2018-08-14 | TITANIUM POWER INC | Retrofit | Winnetka | Los Angeles | 91306 | Host Customer is System Owner | 5 |  | 30004257 | Butler Sun Solutions, Inc. | SOLAR BUTLER | B-BT1-40-I | Indirect Forced Circulation (IF) | 43.72 |  | BT1 | Glycol | Advanced Controller with a Vacation or Holiday Mode | Solar Storage and Auxiliary Tanks are separate | 40 | 1 | 1 | 65 | Z09 | [18 empty] | Los Angeles | FALSE | 28.97 |  | 2011-06-01: 2018-06-21; 2011-08-03: 2018-07-07; 2011-09-20: 2018-08-14 | 2263 | 3621 | Up-front Payment
SCG-011846 | Low Income Single Family Residential | Domestic Hot Water | Gas | Southern California Gas Company | Incentive:Paid | 9446 | 36.9 |  | 1 | 128 |  | 128 |  | 2018-06-26 14:32 | 2018-10-18 | TITANIUM POWER INC | Retrofit | Los Angeles | Los Angeles | 90011 | Host Customer is System Owner | 12 |  | 30004260 | Butler Sun Solutions, Inc. | SOLAR BUTLER | B-BT1-50-I | Indirect Forced Circulation (IF) | 43.72 |  | BT1 | Glycol | Advanced Controller with a Vacation or Holiday Mode | Solar Storage and Auxiliary Tanks are separate | 50 | 1 | 1 | 135 | Z08 | [18 empty] | Los Angeles | FALSE | 37.18 |  | 2011-06-01: 2018-06-21; 2011-08-03: 2018-06-26; 2011-09-20: 2018-10-18 | 2201 | 4759 | Up-front Payment
SCG-011847 | Low Income Single Family Residential | Domestic Hot Water | Gas | Southern California Gas Company | Incentive:Paid | 4649 | 36.9 |  | 1 | 126 |  | 126 |  | 2018-06-26 15:08 | 2018-08-20 | TITANIUM POWER INC | Retrofit | Los Angeles | Los Angeles | 90011 | Host Customer is System Owner | 10 |  | 30004257 | Butler Sun Solutions, Inc. | SOLAR BUTLER | B-BT1-40-I | Indirect Forced Circulation (IF) | 43.72 |  | BT1 | Glycol | Advanced Controller with a Vacation or Holiday Mode | Solar Storage and Auxiliary Tanks are separate | 40 | 1 | 1 | 115 | Z08 | [18 empty] | Los Angeles | FALSE | 37.26 |  | 2011-06-01: 2018-06-21; 2011-08-03: 2018-06-26; 2011-09-20: 2018-08-20 | 2243 | 4695 | Up-front Payment
SCG-011848 | Low Income Single Family Residential | Domestic Hot Water | Gas | Southern California Gas Company | Incentive:Paid | 4649 | 36.9 |  | 1 | 126 |  | 126 |  | 2018-06-26 15:11 | 2018-08-16 | TITANIUM POWER INC | Retrofit | Los Angeles | Los Angeles | 90003 | Host Customer is System Owner | 4 |  | 30004257 | Butler Sun Solutions, Inc. | SOLAR BUTLER | B-BT1-40-I | Indirect Forced Circulation (IF) | 43.72 |  | BT1 | Glycol | Advanced Controller with a Vacation or Holiday Mode | Solar Storage and Auxiliary Tanks are separate | 40 | 1 | 1 | 55 | Z08 | [18 empty] | Los Angeles | FALSE | 37.26 |  | 2011-06-01: 2018-06-21; 2011-08-03: 2018-06-26; 2011-09-20: 2018-08-16 | 2259 | 4695 | Up-front Payment
SCG-011849 | Low Income Single Family Residential | Domestic Hot Water | Gas | Southern California Gas Company | Incentive:Paid | 4649 | 36.9 |  | 1 | 126 |  | 126 |  | 2018-06-26 15:14 | 2018-07-19 | TITANIUM POWER INC | Retrofit | Los Angeles | Los Angeles | 90003 | Host Customer is System Owner | 4 |  | 30004257 | Butler Sun Solutions, Inc. | SOLAR BUTLER | B-BT1-40-I | Indirect Forced Circulation (IF) | 43.72 |  | BT1 | Glycol | Advanced Controller with a Vacation or Holiday Mode | Solar Storage and Auxiliary Tanks are separate | 40 | 1 | 1 | 55 | Z08 | [18 empty] | Los Angeles | FALSE | 37.26 |  | 2011-06-01: 2018-06-21; 2011-08-03: 2018-06-26; 2011-09-20: 2018-07-19 | 2286 | 4695 | Up-front Payment
PGE-011850 | Low Income Multifamily Residential | Domestic Hot Water | Gas | Pacific Gas and Electric | Incentive:Paid | 73564 | 24.89 |  | 1 | 3216 |  | 3152 |  | 2018-06-22 14:28 | 2018-07-06 | SUN LIGHT & POWER | New Construction | San Jose | Santa Clara | 95111 | Host Customer is System Owner | [7 empty] | 803.4 | 40.17 |  | Glycol | Pressure Stagnation Protection (PSP) | Solar Storage and Auxiliary Tanks are separate |  | 0.98 | 1 | 5920 | Z04 | 160 | Units | Apartments/Condos | 2010115A | 20 | 2 | 1200 | 1 | 318 | 1 | 1400000 | FALSE | 140 | 130 |  | Heliodyne - Delta-T Pro Ethernet |  | Heliodyne - Delta-T Pro Ethernet | City of San Jose | FALSE | 22.87 |  | 2018-06-22 | 2020-02-20 | 2018-06-22 | 2018-07-06 | 2020-02-04 | 2020-03-05 | 1669 | 73564 | Up-front Payment
PGE-011851 | Multifamily Residential - Disadvantaged Community | Domestic Hot Water | Gas | Pacific Gas and Electric | Incentive:Paid | 37513 | 20.19 |  | 1 | 1861 |  | 1861 |  | 2018-07-11 09:00 | 2018-08-03 | EVOLUTION ENERGY SOLUTIONS L L C | Retrofit | Fresno | Fresno | 93726 | Host Customer is System Owner | [7 empty] | 532.35 | 40.95 |  | Drainback | Drainback (Water) | Solar Storage and Auxiliary Tanks are separate |  | 1 | 1 | 1040 | Z13 | 26 | Units | Apartments/Condos | 10001803 | 13 | 1 | 1000 | 1 | 280 | 1 | 250000 | TRUE | 140 | 140 |  | SunEarth - SETR A503 TTR U + VFS 10-200 |  | SunEarth - SETR A503 TTR U + VFS 10-200 | City of Fresno | FALSE | 20.16 |  | 2018-06-21 | 2018-07-26 | 2018-07-11 | 2018-08-03 | 2019-10-24 | 2019-12-24 | 1733 | 37513 | Up-front Payment
PGE-011852 | Multifamily Residential - Disadvantaged Community | Domestic Hot Water | Gas | Pacific Gas and Electric | Incentive:Paid | 37513 | 20.19 |  | 1 | 1861 |  | 1861 |  | 2018-07-11 09:01 | 2018-08-03 | EVOLUTION ENERGY SOLUTIONS L L C | Retrofit | Fresno | Fresno | 93726 | Host Customer is System Owner | [7 empty] | 532.35 | 40.95 |  | Drainback | Drainback (Water) | Solar Storage and Auxiliary Tanks are separate |  | 1 | 1 | 1040 | Z13 | 26 | Units | Apartments/Condos | 10001803 | 13 | 1 | 1000 | 1 | 280 | 1 | 250000 | TRUE | 140 | 140 |  | SunEarth - SETR A503 TTR U + VFS 10-200 |  | SunEarth - SETR A503 TTR U + VFS 10-200 | City of Fresno | FALSE | 20.16 |  | 2018-06-21 | 2018-07-26 | 2018-07-11 | 2018-08-03 | 2019-10-24 | 2019-12-24 | 1754 | 37513 | Up-front Payment
PGE-011853 | Multifamily Residential - Disadvantaged Community | Domestic Hot Water | Gas | Pacific Gas and Electric | Incentive:Paid | 32102 | 20.19 |  | 1 | 1593 |  | 1593 |  | 2018-07-11 09:03 | 2018-08-03 | EVOLUTION ENERGY SOLUTIONS L L C | Retrofit | Fresno | Fresno | 93726 | Host Customer is System Owner | [7 empty] | 450.45 | 40.95 |  | Drainback | Drainback (Water) | Solar Storage and Auxiliary Tanks are separate |  | 1 | 1 | 920 | Z13 | 23 | Units | Apartments/Condos | 10001803 | 11 | 1 | 800 | 1 | 280 | 1 | 199000 | TRUE | 140 | 140 |  |  |  |  | City of Fresno | FALSE | 20.15 |  | 2018-06-21 | 2018-07-19 | 2018-07-11 | 2018-08-03 | 2019-10-24 | 2019-12-24 | 1733 | 32102 | Up-front Payment
PGE-011854 | Low Income Multifamily Residential | Domestic Hot Water | Gas | Pacific Gas and Electric | Incentive:Paid | 93340 | 24.89 |  | 1 | 3788 |  | 3750 |  | 2018-11-27 15:30 | 2018-12-11 | SUN LIGHT & POWER | New Construction | San Jose | Santa Clara | 95126 | Host Customer is System Owner | [7 empty] | 964.08 | 40.17 |  | Glycol | Pressure Stagnation Protection (PSP) | Solar Storage with Tankless Auxiliary Water Heater |  | 0.99 | 1 | 3800 | Z04 | 100 | Units | Apartments/Condos | 2010115A | 24 | 2 | 1450 | 1 | 0 | 3 | 4500000 | TRUE | 125 | 120 |  | Heliodyne - Delta-T Pro Ethernet |  | Heliodyne - Delta-T Pro Ethernet | City of San Jose | FALSE | 25.19 |  | 2018-07-26 | 2018-12-05 | 2018-11-27 | 2018-12-11 | 2020-06-04 | 2020-09-10 | 1502 | 95402 | Up-front Payment
PGE-011855 | Multifamily Residential - Disadvantaged Community | Domestic Hot Water | Gas | Pacific Gas and Electric | Incentive:Paid | 32163 | 20.19 |  | 1 | 1593 |  | 1593 |  | 2018-07-11 09:04 | 2018-07-23 | EVOLUTION ENERGY SOLUTIONS L L C | Retrofit | Fresno | Fresno | 93726 | Host Customer is System Owner | [7 empty] | 450.45 | 40.95 |  | Drainback | Drainback (Water) | Solar Storage and Auxiliary Tanks are separate |  | 1 | 1 | 920 | Z13 | 23 | Units | Apartments/Condos | TRB-40 | 11 | 1 | 800 | 1 | 280 | 2 | 85000 | TRUE | 140 | 140 |  |  |  |  | City of Fresno | FALSE | 20.19 |  | 2018-06-21 | 2018-07-19 | 2018-07-11 | 2018-07-23 | 2019-10-24 | 2020-01-08 | 1733 | 32163 | Up-front Payment
SCG-011856 | Single Family Residential | Domestic Hot Water | Gas | Southern California Gas Company | Incentive:Paid | 4136 | 29.85 |  | 1 | 163 |  | 139 |  | 2018-07-31 08:52 | 2018-08-15 | ALL VALLEY SOLAR INC | Retrofit | Culver City | Culver City | 90230 | Host Customer is System Owner | 4 |  | 2001028H | SunEarth, Inc. | CASCADE | ECRD-64-80-2G | Indirect Forced Circulation (IF) | 65.67 |  | EC-32 / EC-32-0.75 | Automatic Drainback |  | Solar Storage with Tankless Auxiliary Water Heater | 80 | 1 | 0.85 | 55 | Z08 | [18 empty] | Culver City | FALSE | 71.2 |  | 2011-06-01: 2018-06-21; 2011-08-03: 2018-07-31; 2011-09-20: 2018-08-15 | 2256 | 11606 | Up-front Payment
PGE-011857 | Low Income Single Family Residential | Domestic Hot Water | Gas | Pacific Gas and Electric | Incentive:Paid | 3959 | 36.9 |  | 1 | 149 |  | 107 |  | 2018-06-28 16:34 | 2018-08-29 | HIGHLANDS DIVERSIFIED INC | Retrofit | Fresno | Fresno | 93705 | Host Customer is System Owner | 5 |  | 2010017C | Alternate Energy Technologies | EAGLESUN | DBS-G2-80-64 | Indirect Forced Circulation (IF) | 65.34 |  | MSC-32 | Automatic Drainback |  | Solar Storage and Auxiliary Tanks are separate | 80 | 0.9 | 0.8 | 65 | Z13 | [18 empty] | City of Fresno | FALSE | 53.69 |  | 2011-06-01: 2018-06-21; 2011-08-03: 2018-06-28; 2011-09-20: 2018-08-29 | 2234 | 8000 | Up-front Payment
PGE-011858 | Commercial Pools | Pool Heating | Gas | Pacific Gas and Electric | Incentive:Paid | 11500 | 5 |  | 1 | 2426 |  | 2353 |  | 2018-08-20 08:30 | 2018-09-06 | E C O SOLAR | Retrofit | Concord | Contra Costa | 94519 | Host Customer is System Owner | [7 empty] | 1068.62 | 31.43 |  | Manual Drainback |  |  |  | 0.97 | 1 |  | Z12 |  |  |  | 16040-08 | 34 | 2 | [5 empty] | FALSE |  |  |  | SunEarth SETR0603mcU + VFS 20-400 CPM |  | SunEarth SETR0603mcU + VFS 20-400 CPM | Concord, CA | FALSE | 9.48 |  | 2018-08-06 |  | 2018-08-20 | 2018-09-06 | 2018-09-19 | 2018-10-29 | 2171 | 23000 | Up-front Payment
SCG-011859 | Commercial/Multifamily Residential | Domestic Hot Water | Gas | Southern California Gas Company | Incentive:Paid | 22007 | 20.19 |  | 1 | 1090 |  | 1090 |  | 2018-08-03 11:39 | 2018-08-07 | ALL VALLEY SOLAR INC | Retrofit | Pasadena | Pasadena | 91105 | Host Customer is System Owner | [7 empty] | 295.47 | 32.83 |  | Drainback | Drainback (Water) | Solar Storage and Auxiliary Tanks are separate |  | 1 | 1 | 588 | Z09 | 14 | Units | Apartments/Condos | TRB-32 | 9 | 1 | 549 | 2 | 100 | 1 | 250000 | TRUE | 135 | 140 |  |  |  |  | City of Pasadena | FALSE | 37.11 |  | 2018-07-19 |  | 2018-08-03 | 2018-08-07 | 2018-08-27 | 2018-09-17 | 2229 | 40455 | Up-front Payment
SCG-011860 | Single Family Residential | Domestic Hot Water | Gas | Southern California Gas Company | Incentive:Paid | 3731 | 29.85 |  | 1 | 125 |  | 125 |  | 2018-07-07 08:17 | 2018-07-09 | TITANIUM POWER INC | Retrofit | Northridge | Los Angeles | 91325 | Host Customer is System Owner | 4 |  | 30004257 | Butler Sun Solutions, Inc. | SOLAR BUTLER | B-BT1-40-I | Indirect Forced Circulation (IF) | 43.72 |  | BT1 | Glycol | Advanced Controller with a Vacation or Holiday Mode | Solar Storage and Auxiliary Tanks are separate | 40 | 1 | 1 | 55 | Z09 | [18 empty] | Los Angeles | FALSE | 30.07 |  | 2011-06-01: 2018-06-26; 2011-08-03: 2018-07-07; 2011-09-20: 2018-07-09 | 2297 | 3759 | Up-front Payment
SCG-011861 | Low Income Single Family Residential | Domestic Hot Water | Gas | Southern California Gas Company | Incentive:Paid | 4613 | 36.9 |  | 1 | 125 |  | 125 |  | 2018-07-07 08:43 | 2018-08-27 | TITANIUM POWER INC | Retrofit | North Hollywood | Los Angeles | 91605 | Host Customer is System Owner | 5 |  | 30004257 | Butler Sun Solutions, Inc. | SOLAR BUTLER | B-BT1-40-I | Indirect Forced Circulation (IF) | 43.72 |  | BT1 | Glycol | Advanced Controller with a Vacation or Holiday Mode | Solar Storage and Auxiliary Tanks are separate | 40 | 1 | 1 | 65 | Z09 | [18 empty] | Los Angeles | FALSE | 37.27 |  | 2011-06-01: 2018-06-26; 2011-08-03: 2018-07-07; 2011-09-20: 2018-08-27 | 2250 | 4659 | Up-front Payment
SCG-011862 | Single Family Residential | Domestic Hot Water | Gas | Southern California Gas Company | Incentive:Paid | 3731 | 29.85 |  | 1 | 125 |  | 125 |  | 2018-07-07 08:40 | 2018-07-09 | TITANIUM POWER INC | Retrofit | Arleta | Los Angeles | 91331 | Host Customer is System Owner | 4 |  | 30004257 | Butler Sun Solutions, Inc. | SOLAR BUTLER | B-BT1-40-I | Indirect Forced Circulation (IF) | 43.72 |  | BT1 | Glycol | Advanced Controller with a Vacation or Holiday Mode | Solar Storage and Auxiliary Tanks are separate | 40 | 1 | 1 | 55 | Z09 | [18 empty] | Los Angeles | FALSE | 30.07 |  | 2011-06-01: 2018-06-26; 2011-08-03: 2018-07-07; 2011-09-20: 2018-07-09 | 2297 | 3759 | Up-front Payment
SCG-011863 | Single Family Residential | Domestic Hot Water | Gas | Southern California Gas Company | Incentive:Paid | 3731 | 29.85 |  | 1 | 125 |  | 125 |  | 2018-07-07 08:47 | 2018-07-09 | TITANIUM POWER INC | Retrofit | Arleta | Los Angeles | 91331 | Host Customer is System Owner | 7 |  | 30004257 | Butler Sun Solutions, Inc. | SOLAR BUTLER | B-BT1-40-I | Indirect Forced Circulation (IF) | 43.72 |  | BT1 | Glycol | Advanced Controller with a Vacation or Holiday Mode | Solar Storage and Auxiliary Tanks are separate | 40 | 1 | 1 | 85 | Z09 | [18 empty] | Los Angeles | FALSE | 30.07 |  | 2011-06-01: 2018-06-26; 2011-08-03: 2018-07-07; 2011-09-20: 2018-07-09 | 2297 | 3759 | Up-front Payment
SCG-011864 | Low Income Single Family Residential | Domestic Hot Water | Gas | Southern California Gas Company | Incentive:Paid | 4382 | 36.9 |  | 1 | 125 |  | 119 |  | 2018-07-07 08:57 | 2018-08-17 | TITANIUM POWER INC | Retrofit | Van Nuys | Los Angeles | 91406 | Host Customer is System Owner | 6 |  | 30004257 | Butler Sun Solutions, Inc. | SOLAR BUTLER | B-BT1-40-I | Indirect Forced Circulation (IF) | 43.72 |  | BT1 | Glycol | Advanced Controller with a Vacation or Holiday Mode | Solar Storage and Auxiliary Tanks are separate | 40 | 1 | 0.95 | 75 | Z09 | [18 empty] | Los Angeles | FALSE | 35.66 |  | 2011-06-01: 2018-06-26; 2011-08-03: 2018-07-07; 2011-09-20: 2018-08-17 | 2249 | 4458 | Up-front Payment
PGE-011865 | Single Family Residential | Domestic Hot Water | Gas | Pacific Gas and Electric | Incentive:Paid | 4366 | 29.85 |  | 1 | 147 |  | 147 |  | 2019-01-14 16:42 | 2019-03-18 | SUN FIRE PLUMBING | Retrofit | San Fransico | San Francisco | 94110 | Owner/Tenant | 3 |  | 30004238 | Jiangsu Sunrain Solar Energy Co. Ltd. | Sunrain | TZ58/1800-30C-TG | Indirect Thermosyphon (IT) | 47.9 |  | TZ58/1800-30C | Glycol | Heat Dump Radiator | Solar Storage with Tankless Auxiliary Water Heater | 80 | 1 | 1 | 45 | Z03 | [18 empty] | San Francisco, CA | FALSE | 80.44 |  | 2018-06-27 | 2019-01-17 |  |  | 2019-01-14 | 2019-03-18 | 2020 | 11824.97 | Up-front Payment
SCG-011866 | Multifamily Residential - Disadvantaged Community | Domestic Hot Water | Gas | Southern California Gas Company | Incentive:Paid | 31438 | 20.19 |  | 1 | 1557 |  | 1557 |  | 2018-06-28 10:18 | 2018-06-29 | EVOLUTION ENERGY SOLUTIONS L L C | Retrofit | North Hollywood | Los Angeles | 91605 | Host Customer is System Owner | [7 empty] | 450.45 | 40.95 |  | Drainback | Drainback (Water) | Solar Storage and Auxiliary Tanks are separate |  | 1 | 1 | 840 | Z09 | 20 | Units | Apartments/Condos | TRB-40 | 11 | 1 | 800 | 1 | 100 | 1 | 270000 | TRUE | 140 | 140 |  |  |  |  | Los Angeles | FALSE | 20.19 |  | 2018-06-28 |  | 2018-06-28 | 2018-06-29 | 2018-12-18 | 2018-12-19 | 2130 | 31436 | Up-front Payment
PGE-011867 | Low Income Multifamily Residential | Domestic Hot Water | Gas | Pacific Gas and Electric | Incentive:Paid | 27080 | 24.89 |  | 1 | 1088 |  | 1088 |  | 2018-07-18 09:46 | 2018-08-22 | CALIFORNIA SOLAR INTEGRATORS INC | New Construction | Oakland | Alameda | 94612 | Host Customer is System Owner | [7 empty] | 241.02 | 40.17 |  | Glycol | Steam Back | Solar Storage with Tankless Auxiliary Water Heater |  | 1 | 1 | 3800 | Z03 | 100 | Units | Apartments/Condos | 2010115A | 6 | 1 | 500 | 1 | 0 | 0 | 1194000 | TRUE | 120 | 140 |  |  |  |  | City of Oakland | FALSE | 33.38 |  | 2018-06-28 | 2018-08-09 | 2018-07-18 | 2018-08-22 | 2018-09-04 | 2019-05-15 | 1942 | 36321 | Up-front Payment
PGE-011868 | Low Income Multifamily Residential | Domestic Hot Water | Gas | Pacific Gas and Electric | Reservation:Canceled | 27080 | 24.89 |  | 1 | 1088 |  | 1088 |  |  |  | CALIFORNIA SOLAR INTEGRATORS INC | New Construction | Oakland | Alameda | 94612 | Host Customer is System Owner | [7 empty] | 241.02 | 40.17 |  | Glycol | Steam Back | Solar Storage with Tankless Auxiliary Water Heater |  | 1 | 1 | 3800 | Z03 | 100 | Units | Apartments/Condos | 2010115A | 6 | 1 | 500 | 1 | 0 | 0 | 1194000 | TRUE | 120 | 140 | [5 empty] | FALSE | 42.62 |  | 2011-06-01: 2018-06-28 | 2312 | 46370 | Up-front Payment
PGE-011869 | Low Income Single Family Residential | Domestic Hot Water | Gas | Pacific Gas and Electric | Incentive:Paid | 3772 | 36.9 |  | 1 | 149 |  | 145 |  | 2018-07-20 07:34 | 2018-08-09 | HIGHLANDS DIVERSIFIED INC | Retrofit | Fresno | Fresno | 93710 | Host Customer is System Owner | 3 |  | 2010017C | Alternate Energy Technologies | EAGLESUN | DBS-G2-80-64 | Indirect Forced Circulation (IF) | 65.34 |  | MSC-32 | Automatic Drainback | Drainback (Water) | Solar Storage and Auxiliary Tanks are separate | 80 | 0.97 | 1 | 45 | Z13 | [18 empty] | City of Fresno | FALSE | 50.15 |  | 2011-06-01: 2018-06-28; 2011-08-03: 2018-07-20; 2011-09-20: 2018-08-09 | 2234 | 7472.4 | Up-front Payment
PGE-011870 | Low Income Single Family Residential | Domestic Hot Water | Gas | Pacific Gas and Electric | Incentive:Paid | 4300 | 36.9 |  | 1 | 147 |  | 124 |  | 2018-07-16 08:22 | 2018-08-22 | SUNDOWNER INSULATION COMPANY INC | Retrofit | Stockton | San Joaquin | 95206 | Owner/Tenant | 3 |  | 2010017C | Alternate Energy Technologies | EAGLESUN | DBS-G2-80-64 | Indirect Forced Circulation (IF) | 65.34 |  | MSC-32 | Automatic Drainback | Drainback (Water) | Solar Storage and Auxiliary Tanks are separate | 80 | 0.99 | 0.85 | 45 | Z12 | [18 empty] | City of Stockton | FALSE | 54.42 |  | 2018-06-29 | 2018-07-26 |  |  | 2018-07-16 | 2018-08-22 | 2234 | 8000 | Up-front Payment
SCG-011871 | Single Family Residential | Domestic Hot Water | Gas | Southern California Gas Company | Incentive:Canceled | 2994 | 29.85 |  | 1 | 118 |  | 100 |  | 2019-02-13 06:07 |  | INTELLIGENT GREEN SOLUTIONS CA | Retrofit | Hanford | Kings | 93230 | Host Customer is System Owner | 4 |  | 30004236 | SunMaxx Solar LLC | ThermoPower | VTS30-HP-G | Indirect Thermosyphon (IT) | 47.9 |  | VTS-HP30 | Automatic Drainback |  | Solar Storage and Auxiliary Tanks are separate | 79 | 1 | 0.85 | 55 | Z13 | [11 empty] | FALSE | [6 empty] | City of Hanford | FALSE | 52.88 |  | 2011-06-01: 2018-06-29; 2011-06-21: 2019-02-21; 2011-08-03: 2019-02-13 | 2074 | 6240 | Up-front Payment
SCG-011874 | Low Income Single Family Residential | Domestic Hot Water | Gas | Southern California Gas Company | Incentive:Paid | 4723 | 36.9 |  | 1 | 128 |  | 128 |  | 2018-07-07 07:56 | 2018-08-17 | TITANIUM POWER INC | Retrofit | Sylmar | Los Angeles | 91342 | Host Customer is System Owner | 5 |  | 30004079 | GREENoneTEC Solarindustrie GmbH | Solpal Plus | Solpal Plus L-GT | Direct Integral Collector Storage (DI) | 25.66 |  | Solpal Plus L |  |  | Solar Storage with Tankless Auxiliary Water Heater | 51 | 1 | 1 | 65 | Z09 | [18 empty] | LOS ANGELES | FALSE | 37.18 |  | 2011-06-01: 2018-06-29; 2011-08-03: 2018-07-07; 2011-09-20: 2018-08-17 | 2249 | 4759 | Up-front Payment
SCG-011875 | Single Family Residential | Domestic Hot Water | Gas | Southern California Gas Company | Incentive:Paid | 4366 | 29.85 |  | 1 | 162 |  | 162 |  | 2018-07-19 08:55 | 2018-07-24 | ALL VALLEY SOLAR INC | Retrofit | Los Angeles | Los Angeles | 90048 | Host Customer is System Owner | 4 |  | 2001028H | SunEarth, Inc. | CASCADE | ECRD-64-80-2G | Indirect Forced Circulation (IF) | 65.67 |  | EC-32 / EC-32-0.75 | Automatic Drainback |  | Solar Storage and Auxiliary Tanks are separate | 80 | 1 | 1 | 55 | Z09 | [18 empty] | LADBS | FALSE | 74.81 |  | 2011-06-01: 2018-06-29; 2011-08-03: 2018-07-19; 2011-09-20: 2018-07-24 | 2256 | 12120 | Up-front Payment
SCG-011876 | Low Income Single Family Residential | Domestic Hot Water | Gas | Southern California Gas Company | Incentive:Paid | 4649 | 36.9 |  | 1 | 126 |  | 126 |  | 2018-07-07 08:13 | 2018-08-17 | TITANIUM POWER INC | Retrofit | Los Angeles | Los Angeles | 90011 | Host Customer is System Owner | 4 |  | 30004257 | Butler Sun Solutions, Inc. | SOLAR BUTLER | B-BT1-40-I | Indirect Forced Circulation (IF) | 43.72 |  | BT1 | Glycol | Advanced Controller with a Vacation or Holiday Mode | Solar Storage and Auxiliary Tanks are separate | 40 | 1 | 1 | 55 | Z08 | [18 empty] | Los Angeles | FALSE | 37.26 |  | 2011-06-01: 2018-06-29; 2011-08-03: 2018-07-07; 2011-09-20: 2018-08-17 | 2257 | 4695 | Up-front Payment
SCG-011877 | Low Income Single Family Residential | Domestic Hot Water | Gas | Southern California Gas Company | Incentive:Paid | 4487 | 36.9 |  | 1 | 128 |  | 122 |  | 2018-07-07 07:58 | 2018-10-19 | TITANIUM POWER INC | Retrofit | Pacoima | Los Angeles | 91331 | Host Customer is System Owner | 8 |  | 30004079 | GREENoneTEC Solarindustrie GmbH | Solpal Plus | Solpal Plus L-GT | Direct Integral Collector Storage (DI) | 25.66 |  | Solpal Plus L |  |  | Solar Storage with Tankless Auxiliary Water Heater | 51 | 1 | 0.95 | 95 | Z09 | [18 empty] | LOS ANGELES | FALSE | 35.62 |  | 2011-06-01: 2018-06-29; 2011-08-03: 2018-07-07; 2011-09-20: 2018-10-19 | 2195 | 4559 | Up-front Payment
PGE-011878 | Low Income Single Family Residential | Domestic Hot Water | Gas | Pacific Gas and Electric | Incentive:Paid | 4300 | 36.9 |  | 1 | 147 |  | 124 |  | 2018-07-25 15:17 | 2018-08-03 | SUNDOWNER INSULATION COMPANY INC | Retrofit | Stockton | Fresno | 95206 | Owner/Tenant | 4 |  | 2010017C | Alternate Energy Technologies | EAGLESUN | DBS-G2-80-64 | Indirect Forced Circulation (IF) | 65.34 |  | MSC-32 |  |  | Solar Storage and Auxiliary Tanks are separate | 80 | 0.99 | 0.85 | 55 | Z12 | [18 empty] | City of Stockton | FALSE | 54.42 |  | 2018-06-30 | 2018-08-03 |  |  | 2018-07-25 | 2018-08-03 | 2234 | 8000 | Up-front Payment
PGE-011879 | Low Income Single Family Residential | Domestic Hot Water | Gas | Pacific Gas and Electric | Incentive:Paid | 4300 | 36.9 |  | 1 | 147 |  | 122 |  | 2018-07-25 15:36 | 2018-08-03 | SUNDOWNER INSULATION COMPANY INC | Retrofit | Riverbank | Stanislaus | 95367 | Owner/Tenant | 2 |  | 2010017C | Alternate Energy Technologies | EAGLESUN | DBS-G2-80-64 | Indirect Forced Circulation (IF) | 65.34 |  | MSC-32 | Automatic Drainback | Drainback (Water) | Solar Storage and Auxiliary Tanks are separate | 80 | 0.98 | 0.85 | 35 | Z12 | [18 empty] | City of Riverbank | FALSE | 54.42 |  | 2011-06-01: 2018-06-30; 2011-08-03: 2018-07-25; 2011-09-20: 2018-08-03 | 2257 | 8000 | Up-front Payment
PGE-011880 | Low Income Single Family Residential | Domestic Hot Water | Gas | Pacific Gas and Electric | Incentive:Paid | 4300 | 36.9 |  | 1 | 147 |  | 130 |  | 2018-08-08 09:16 | 2018-08-24 | SUNDOWNER INSULATION COMPANY INC | Retrofit | Manteca | San Joaquin | 95337 | Owner/Tenant | 2 |  | 2010017C | Alternate Energy Technologies | EAGLESUN | DBS-G2-80-64 | Indirect Forced Circulation (IF) | 65.34 |  | MSC-32 | Automatic Drainback | Drainback (Water) | Solar Storage and Auxiliary Tanks are separate | 80 | 0.93 | 0.95 | 35 | Z12 | [18 empty] | City of Manteca | FALSE | 54.42 |  | 2011-06-01: 2018-06-30; 2011-08-03: 2018-08-08; 2011-09-20: 2018-08-24 | 2234 | 8000 | Up-front Payment
SDG-011881 | Commercial/Multifamily Residential | Domestic Hot Water | Gas | San Diego Gas and Electric | Incentive:Paid | 114013 | 20.19 |  | 1 | 5647 |  | 5647 |  | 2018-08-08 14:42 | 2018-09-10 | HPS MECHANICAL INC | New Construction | La Jolla | San Diego | 92037 | Host Customer is System Owner | [7 empty] | 2088.84 | 40.17 |  | Glycol | Advanced Controller with a Thermal Cycling Function | Solar Storage and Auxiliary Tanks are separate |  | 1 | 1 | 6059.9 | Z07 | 299 | Units | Apartments/Condos | 2010115A | 52 | 8 | 2915 | 1 | 260 | 2 | 1600000 | TRUE | 105 | 120 |  | Heliodyne - Delta-T Pro Ethernet |  | Heliodyne - Delta-T Pro Ethernet | University of California, San Diego | FALSE | 50.81 |  | 2018-07-02 | 2018-09-05 | 2018-08-08 | 2018-09-10 | 2020-01-14 | 2020-04-07 | 1619 | 286945 | Up-front Payment
SCG-011882 | Low Income Single Family Residential | Domestic Hot Water | Gas | Southern California Gas Company | Incentive:Paid | 4686 | 36.9 |  | 1 | 127 |  | 127 |  | 2018-07-07 08:10 | 2018-08-14 | TITANIUM POWER INC | Retrofit | Los Angeles | Los Angeles | 90011 | Host Customer is System Owner | 5 |  | 30004079 | GREENoneTEC Solarindustrie GmbH | Solpal Plus | Solpal Plus L-GT | Direct Integral Collector Storage (DI) | 25.66 |  | Solpal Plus L |  |  | Solar Storage with Tankless Auxiliary Water Heater | 51 | 1 | 1 | 65 | Z08 | [18 empty] | Los Angeles | FALSE | 37.26 |  | 2011-06-01: 2018-07-02; 2011-08-03: 2018-07-07; 2011-09-20: 2018-08-14 | 2263 | 4732 | Up-front Payment
SCG-011883 | Low Income Single Family Residential | Domestic Hot Water | Gas | Southern California Gas Company | Incentive:Canceled | 5351 | 36.9 |  | 1 | 145 |  | 145 |  | 2018-08-21 16:09 |  | DOCTOR PIPER INC | Retrofit | Van Nuys | Los Angeles | 91405 | Host Customer is System Owner | 4 |  | 2011141B | Heliodyne, Inc. | HELIOPAK | HPAK 016 1 410 G 80 ACD Z | Indirect Forced Circulation (IF) | 40.17 |  | 410 001 | Glycol | Steam Back | Solar Storage and Auxiliary Tanks are separate | 80 | 1 | 1 | 55 | Z09 | [18 empty] | Los Angeles | FALSE | 39.31 |  | 2011-06-01: 2018-07-03; 2011-06-21: 2018-09-10; 2011-08-03: 2018-08-21 | 1991 | 5700 | Up-front Payment
SCG-011888 | Commercial Pools | Pool Heating | Gas | Southern California Gas Company | Incentive:Paid | 5965 | 5 |  | 1 | 1193 |  | 1193 |  | 2018-07-17 08:06 | 2018-07-23 | SOLAR UNLIMITED INC | Retrofit | La Verne | Los Angeles | 91750 | Host Customer is System Owner | [7 empty] | 469.04 | 42.64 |  | Drainback |  |  |  | 1 | 1 |  | Z09 |  |  |  | 10001781 | 11 | 1 | [5 empty] | FALSE |  |  |  | Flow meter, Blue White F2000, Model: ASD |  | Flow meter, Blue White F2000, Model: ASD | La Verne, Los Angeles, CA | FALSE | 11.66 |  | 2018-07-06 |  | 2018-07-17 | 2018-07-23 | 2018-08-06 | 2018-08-07 | 2257 | 13915 | Up-front Payment
SCG-011889 | Low Income Single Family Residential | Domestic Hot Water | Gas | Southern California Gas Company | Incentive:Paid | 3210 | 36.9 |  | 1 | 87 |  | 87 |  | 2018-07-11 09:05 | 2018-08-21 | TITANIUM POWER INC | Retrofit | Los Angeles | Los Angeles | 90062 | Host Customer is System Owner | 4 |  | 30004078 | GREENoneTEC Solarindustrie GmbH | Solpal Plus | Solpal Plus L-G | Direct Integral Collector Storage (DI) | 25.66 |  | Solpal Plus L |  |  | Solar Storage and Auxiliary Tanks are separate | 51 | 1 | 1 | 55 | Z08 | [18 empty] | Los Angeles | FALSE | 38.03 |  | 2011-06-01: 2018-07-06; 2011-08-03: 2018-07-11; 2011-09-20: 2018-08-21 | 2241 | 3309 | Up-front Payment
SCG-011890 | Low Income Single Family Residential | Domestic Hot Water | Gas | Southern California Gas Company | Incentive:Paid | 3210 | 36.9 |  | 1 | 87 |  | 87 |  | 2018-07-14 09:01 | 2018-08-22 | TITANIUM POWER INC | Retrofit | Los Angeles | Los Angeles | 90062 | Host Customer is System Owner | 4 |  | 30004078 | GREENoneTEC Solarindustrie GmbH | Solpal Plus | Solpal Plus L-G | Direct Integral Collector Storage (DI) | 25.66 |  | Solpal Plus L |  |  | Solar Storage and Auxiliary Tanks are separate | 51 | 1 | 1 | 55 | Z08 | [18 empty] | Los Angeles | FALSE | 38.03 |  | 2011-06-01: 2018-07-06; 2011-08-03: 2018-07-14; 2011-09-20: 2018-08-22 | 2253 | 3309 | Up-front Payment
SCG-011900 | Low Income Single Family Residential | Domestic Hot Water | Gas | Southern California Gas Company | Incentive:Paid | 4649 | 36.9 |  | 1 | 126 |  | 126 |  | 2018-09-20 15:08 | 2018-09-26 | TITANIUM POWER INC | Retrofit | Los Angeles | Los Angeles | 90011 | Host Customer is System Owner | 5 |  | 30004257 | Butler Sun Solutions, Inc. | SOLAR BUTLER | B-BT1-40-I | Indirect Forced Circulation (IF) | 43.72 |  | BT1 | Glycol | Advanced Controller with a Vacation or Holiday Mode | Solar Storage and Auxiliary Tanks are separate | 40 | 1 | 1 | 65 | Z08 | [18 empty] | Los Angeles | FALSE | 37.26 |  | 2011-06-01: 2018-07-07; 2011-08-03: 2018-09-20; 2011-09-20: 2018-09-26 | 2206 | 4695 | Up-front Payment
SCG-011901 | Single Family Residential | Domestic Hot Water | Gas | Southern California Gas Company | Incentive:Paid | 3591 | 25.37 |  | 2 | 149 |  | 142 |  | 2019-07-08 13:06 | 2020-06-11 | TITANIUM POWER INC | Retrofit | Los Angeles | Los Angeles | 90044 | Host Customer is System Owner | 4 |  | 30004272 | Butler Sun Solutions, Inc. | SOLAR BUTLER | BT1-40-I-T | Indirect Forced Circulation (IF) | 43.72 |  | BT1 | Glycol | Advanced Controller with a Vacation or Holiday Mode | Solar Storage with Tankless Auxiliary Water Heater | 40 | 1 | 0.95 | 55 | Z08 | [18 empty] | Los Angeles | FALSE | 24.56 |  | 2011-06-01: 2018-07-07; 2011-08-03: 2019-07-08; 2011-09-20: 2020-06-11 | 1591 | 3659 | Up-front Payment
SCG-011902 | Single Family Residential | Domestic Hot Water | Gas | Southern California Gas Company | Incentive:Canceled | 4366 | 25.37 |  | 2 | 149 |  | 149 |  | 2019-06-25 09:59 |  | TITANIUM POWER INC | Retrofit | Los Angeles | Los Angeles | 90016 | Host Customer is System Owner | 4 |  | 30004272 | Butler Sun Solutions, Inc. | SOLAR BUTLER | BT1-40-I-T | Indirect Forced Circulation (IF) | 43.72 |  | BT1 | Glycol | Advanced Controller with a Vacation or Holiday Mode | Solar Storage with Tankless Auxiliary Water Heater | 40 | 1 | 1 | 55 | Z08 | [18 empty] | Los Angeles | FALSE | 29.93 |  | 2011-06-01: 2018-07-07; 2011-06-21: 2019-06-28; 2011-08-03: 2019-06-25 | 1948 | 4459 | Up-front Payment
SCG-011903 | Low Income Single Family Residential | Domestic Hot Water | Gas | Southern California Gas Company | Incentive:Paid | 4649 | 36.9 |  | 1 | 126 |  | 126 |  | 2018-10-22 15:16 | 2018-10-23 | TITANIUM POWER INC | Retrofit | Los Angeles | Los Angeles | 90011 | Host Customer is System Owner | 4 |  | 30004257 | Butler Sun Solutions, Inc. | SOLAR BUTLER | B-BT1-40-I | Indirect Forced Circulation (IF) | 43.72 |  | BT1 | Glycol | Advanced Controller with a Vacation or Holiday Mode | Solar Storage and Auxiliary Tanks are separate | 40 | 1 | 1 | 55 | Z08 | [18 empty] | Los Angeles | FALSE | 37.26 |  | 2011-06-01: 2018-07-07; 2011-08-03: 2018-10-22; 2011-09-20: 2018-10-23 | 2179 | 4695 | Up-front Payment
SCG-011904 | Single Family Residential | Domestic Hot Water | Gas | Southern California Gas Company | Incentive:Paid | 3710 | 25.37 |  | 2 | 148 |  | 148 |  | 2019-07-01 14:12 | 2019-09-16 | TITANIUM POWER INC | Retrofit | Arleta | Los Angeles | 91331 | Host Customer is System Owner | 4 |  | 30004272 | Butler Sun Solutions, Inc. | SOLAR BUTLER | BT1-40-I-T | Indirect Forced Circulation (IF) | 43.72 |  | BT1 | Glycol | Advanced Controller with a Vacation or Holiday Mode | Solar Storage with Tankless Auxiliary Water Heater | 40 | 1 | 1 | 55 | Z09 | [18 empty] | Los Angeles | FALSE | 25.4 |  | 2011-06-01: 2018-07-07; 2011-08-03: 2019-07-01; 2011-09-20: 2019-09-16 | 1864 | 3759 | Up-front Payment
SCG-011905 | Single Family Residential - Disadvantaged Community | Domestic Hot Water | Gas | Southern California Gas Company | Incentive:Paid | 3761 | 29.85 |  | 1 | 126 |  | 126 |  | 2018-10-23 13:25 | 2018-10-29 | TITANIUM POWER INC | Retrofit | Los Angeles | Los Angeles | 90011 | Host Customer is System Owner | 4 |  | 30004257 | Butler Sun Solutions, Inc. | SOLAR BUTLER | B-BT1-40-I | Indirect Forced Circulation (IF) | 43.72 |  | BT1 | Glycol | Advanced Controller with a Vacation or Holiday Mode | Solar Storage and Auxiliary Tanks are separate | 40 | 1 | 1 | 55 | Z08 | [18 empty] | Los Angeles | FALSE | 37.26 |  | 2011-06-01: 2018-07-07; 2011-08-03: 2018-10-23; 2011-09-20: 2018-10-29 | 2187 | 4695 | Up-front Payment
SCG-011906 | Single Family Residential - Disadvantaged Community | Domestic Hot Water | Gas | Southern California Gas Company | Incentive:Paid | 3731 | 29.85 |  | 1 | 125 |  | 125 |  | 2018-10-18 09:07 | 2018-10-29 | TITANIUM POWER INC | Retrofit | Los Angeles | Los Angeles | 90023 | Host Customer is System Owner | 4 |  | 30004257 | Butler Sun Solutions, Inc. | SOLAR BUTLER | B-BT1-40-I | Indirect Forced Circulation (IF) | 43.72 |  | BT1 | Glycol | Advanced Controller with a Vacation or Holiday Mode | Solar Storage and Auxiliary Tanks are separate | 40 | 1 | 1 | 55 | Z09 | [18 empty] | Los Angeles | FALSE | 30.27 |  | 2011-06-01: 2018-07-07; 2011-08-03: 2018-10-18; 2011-09-20: 2018-10-29 | 2173 | 3784 | Up-front Payment
SCG-011907 | Low Income Single Family Residential | Domestic Hot Water | Gas | Southern California Gas Company | Incentive:Paid | 4613 | 36.9 |  | 1 | 125 |  | 125 |  | 2018-10-26 13:18 | 2018-10-31 | TITANIUM POWER INC | Retrofit | Los Angeles | Los Angeles | 90023 | Host Customer is System Owner | 6 |  | 30004257 | Butler Sun Solutions, Inc. | SOLAR BUTLER | B-BT1-40-I | Indirect Forced Circulation (IF) | 43.72 |  | BT1 | Glycol | Advanced Controller with a Vacation or Holiday Mode | Solar Storage and Auxiliary Tanks are separate | 40 | 1 | 1 | 75 | Z09 | [18 empty] | Los Angeles | FALSE | 37.27 |  | 2011-06-01: 2018-07-07; 2011-08-03: 2018-10-26; 2011-09-20: 2018-10-31 | 2173 | 4659 | Up-front Payment
SCG-011908 | Low Income Single Family Residential | Domestic Hot Water | Gas | Southern California Gas Company | Incentive:Paid | 4649 | 36.9 |  | 1 | 126 |  | 126 |  | 2018-09-20 15:11 | 2018-10-12 | TITANIUM POWER INC | Retrofit | Los Angeles | Los Angeles | 90011 | Host Customer is System Owner | 4 |  | 30004257 | Butler Sun Solutions, Inc. | SOLAR BUTLER | B-BT1-40-I | Indirect Forced Circulation (IF) | 43.72 |  | BT1 | Glycol | Advanced Controller with a Vacation or Holiday Mode | Solar Storage and Auxiliary Tanks are separate | 40 | 1 | 1 | 55 | Z08 | [18 empty] | Los Angeles | FALSE | 37.26 |  | 2011-06-01: 2018-07-07; 2011-08-03: 2018-09-20; 2011-09-20: 2018-10-12 | 2206 | 4695 | Up-front Payment
SCG-011909 | Single Family Residential - Disadvantaged Community | Domestic Hot Water | Gas | Southern California Gas Company | Incentive:Paid | 3761 | 29.85 |  | 1 | 126 |  | 126 |  | 2018-11-06 14:00 | 2018-11-07 | TITANIUM POWER INC | Retrofit | Los Angeles | Los Angeles | 90018 | Host Customer is System Owner | 5 |  | 30004257 | Butler Sun Solutions, Inc. | SOLAR BUTLER | B-BT1-40-I | Indirect Forced Circulation (IF) | 43.72 |  | BT1 | Glycol | Advanced Controller with a Vacation or Holiday Mode | Solar Storage and Auxiliary Tanks are separate | 40 | 1 | 1 | 65 | Z08 | [18 empty] | Los Angeles | FALSE | 30.23 |  | 2011-06-01: 2018-07-07; 2011-08-03: 2018-11-06; 2011-09-20: 2018-11-07 | 2178 | 3809 | Up-front Payment
SCG-011910 | Low Income Single Family Residential | Domestic Hot Water | Gas | Southern California Gas Company | Incentive:Paid | 3050 | 36.9 |  | 1 | 87 |  | 83 |  | 2018-07-14 08:59 | 2018-08-22 | TITANIUM POWER INC | Retrofit | Los Angeles | Los Angeles | 90011 | Host Customer is System Owner | 4 |  | 30004078 | GREENoneTEC Solarindustrie GmbH | Solpal Plus | Solpal Plus L-G | Direct Integral Collector Storage (DI) | 25.66 |  | Solpal Plus L |  |  | Solar Storage and Auxiliary Tanks are separate | 51 | 1 | 0.95 | 55 | Z08 | [18 empty] | LOS ANGELES | FALSE | 35.74 |  | 2011-06-01: 2018-07-09; 2011-08-03: 2018-07-14; 2011-09-20: 2018-08-22 | 2253 | 3109 | Up-front Payment
SCG-011911 | Low Income Single Family Residential | Domestic Hot Water | Gas | Southern California Gas Company | Incentive:Paid | 4686 | 36.9 |  | 1 | 127 |  | 127 |  | 2018-07-11 09:08 | 2018-08-20 | TITANIUM POWER INC | Retrofit | Los Angels | Los Angeles | 90011 | Host Customer is System Owner | 7 |  | 30004079 | GREENoneTEC Solarindustrie GmbH | Solpal Plus | Solpal Plus L-GT | Direct Integral Collector Storage (DI) | 25.66 |  | Solpal Plus L |  |  | Solar Storage with Tankless Auxiliary Water Heater | 51 | 1 | 1 | 85 | Z08 | [18 empty] | LOS ANGELES | FALSE | 37.47 |  | 2011-06-01: 2018-07-09; 2011-08-03: 2018-07-11; 2011-09-20: 2018-08-20 | 2250 | 4759 | Up-front Payment
SCG-011912 | Low Income Single Family Residential | Domestic Hot Water | Gas | Southern California Gas Company | Incentive:Paid | 4686 | 36.9 |  | 1 | 127 |  | 127 |  | 2018-07-11 09:07 | 2018-08-22 | TITANIUM POWER INC | Retrofit | Los Angeles | Los Angeles | 90011 | Host Customer is System Owner | 6 |  | 30004079 | GREENoneTEC Solarindustrie GmbH | Solpal Plus | Solpal Plus L-GT | Direct Integral Collector Storage (DI) | 25.66 |  | Solpal Plus L |  |  | Solar Storage with Tankless Auxiliary Water Heater | 51 | 1 | 1 | 75 | Z08 | [18 empty] | LOS ANGELES | FALSE | 37.47 |  | 2011-06-01: 2018-07-09; 2011-08-03: 2018-07-11; 2011-09-20: 2018-08-22 | 2253 | 4759 | Up-front Payment
SCG-011913 | Low Income Single Family Residential | Domestic Hot Water | Gas | Southern California Gas Company | Incentive:Paid | 4686 | 36.9 |  | 1 | 127 |  | 127 |  | 2018-07-11 09:04 | 2018-08-22 | TITANIUM POWER INC | Retrofit | Los Angeles | Los Angeles | 90011 | Host Customer is System Owner | 4 |  | 30004079 | GREENoneTEC Solarindustrie GmbH | Solpal Plus | Solpal Plus L-GT | Direct Integral Collector Storage (DI) | 25.66 |  | Solpal Plus L |  |  | Solar Storage with Tankless Auxiliary Water Heater | 51 | 1 | 1 | 55 | Z08 | [18 empty] | LOS ANGELES | FALSE | 37.47 |  | 2011-06-01: 2018-07-09; 2011-08-03: 2018-07-11; 2011-09-20: 2018-08-22 | 2252 | 4759 | Up-front Payment
SCG-011914 | Low Income Single Family Residential | Domestic Hot Water | Gas | Southern California Gas Company | Incentive:Paid | 4613 | 36.9 |  | 1 | 125 |  | 125 |  | 2018-09-27 14:05 | 2018-10-03 | TITANIUM POWER INC | Retrofit | Pacoima | Los Angeles | 91331 | Host Customer is System Owner | 6 |  | 30004257 | Butler Sun Solutions, Inc. | SOLAR BUTLER | B-BT1-40-I | Indirect Forced Circulation (IF) | 43.72 |  | BT1 | Glycol | Advanced Controller with a Vacation or Holiday Mode | Solar Storage and Auxiliary Tanks are separate | 40 | 1 | 1 | 75 | Z09 | [18 empty] | LOS ANGELES | FALSE | 37.27 |  | 2011-06-01: 2018-07-10; 2011-08-03: 2018-09-27; 2011-09-20: 2018-10-03 | 2206 | 4659 | Up-front Payment
SCG-011915 | Low Income Single Family Residential | Domestic Hot Water | Gas | Southern California Gas Company | Incentive:Paid | 4613 | 36.9 |  | 1 | 125 |  | 125 |  | 2018-10-11 09:37 | 2018-10-18 | TITANIUM POWER INC | Retrofit | Pacoima | Los Angeles | 91331 | Host Customer is System Owner | 6 |  | 30004257 | Butler Sun Solutions, Inc. | SOLAR BUTLER | B-BT1-40-I | Indirect Forced Circulation (IF) | 43.72 |  | BT1 | Glycol | Advanced Controller with a Vacation or Holiday Mode | Solar Storage and Auxiliary Tanks are separate | 40 | 1 | 1 | 75 | Z09 | [18 empty] | LOS ANGELES | FALSE | 37.27 |  | 2011-06-01: 2018-07-10; 2011-08-03: 2018-10-11; 2011-09-20: 2018-10-18 | 2179 | 4659 | Up-front Payment
SCG-011916 | Low Income Single Family Residential | Domestic Hot Water | Gas | Southern California Gas Company | Incentive:Canceled | 4723 | 36.9 |  | 1 | 128 |  | 128 |  |  |  | TITANIUM POWER INC | Retrofit | Los Angeles | Los Angeles | 90044 | Host Customer is System Owner | 8 |  | 30004260 | Butler Sun Solutions, Inc. | SOLAR BUTLER | B-BT1-50-I | Indirect Forced Circulation (IF) | 43.72 |  | BT1 | Glycol | Advanced Controller with a Vacation or Holiday Mode | Solar Storage and Auxiliary Tanks are separate | 50 | 1 | 1 | 95 | Z08 | [18 empty] | Los Angeles | FALSE | 37.18 |  | 2011-06-01: 2018-07-10 | 2300 | 4759 | Up-front Payment
SCG-011917 | Single Family Residential | Domestic Hot Water | Gas | Southern California Gas Company | Incentive:Paid | 3710 | 25.37 |  | 2 | 149 |  | 149 |  | 2019-07-08 13:25 | 2020-07-06 | TITANIUM POWER INC | Retrofit | Los Angeles | Los Angeles | 90044 | Host Customer is System Owner | 5 |  | 30004272 | Butler Sun Solutions, Inc. | SOLAR BUTLER | BT1-40-I-T | Indirect Forced Circulation (IF) | 43.72 |  | BT1 | Glycol | Advanced Controller with a Vacation or Holiday Mode | Solar Storage with Tankless Auxiliary Water Heater | 40 | 1 | 1 | 65 | Z08 | [18 empty] | Los Angeles | FALSE | 25.23 |  | 2011-06-01: 2018-07-10; 2011-08-03: 2019-07-08; 2011-09-20: 2020-07-06 | 1570 | 3759 | Up-front Payment
SCG-011918 | Low Income Single Family Residential | Domestic Hot Water | Gas | Southern California Gas Company | Incentive:Paid | 4613 | 36.9 |  | 1 | 125 |  | 125 |  | 2018-09-20 13:04 | 2018-09-26 | TITANIUM POWER INC | Retrofit | Los Angeles | Los Angeles | 91352 | Owner/Tenant | 4 |  | 30004257 | Butler Sun Solutions, Inc. | SOLAR BUTLER | B-BT1-40-I | Indirect Forced Circulation (IF) | 43.72 |  | BT1 | Glycol | Advanced Controller with a Vacation or Holiday Mode | Solar Storage and Auxiliary Tanks are separate | 40 | 1 | 1 | 55 | Z09 | [18 empty] | Los Angeles | FALSE | 37.27 |  | 2011-06-01: 2018-07-10; 2011-08-03: 2018-09-20; 2011-09-20: 2018-09-26 | 2206 | 4659 | Up-front Payment
SCG-011919 | Single Family Residential | Domestic Hot Water | Gas | Southern California Gas Company | Incentive:Paid | 3630 | 29.85 |  | 1 | 128 |  | 122 |  | 2018-07-14 09:03 | 2018-08-22 | TITANIUM POWER INC | Retrofit | Pacoima | Los Angeles | 91331 | Host Customer is System Owner | 7 |  | 30004079 | GREENoneTEC Solarindustrie GmbH | Solpal Plus | Solpal Plus L-GT | Direct Integral Collector Storage (DI) | 25.66 |  | Solpal Plus L |  |  | Solar Storage with Tankless Auxiliary Water Heater | 51 | 1 | 0.95 | 85 | Z09 | [18 empty] | LOS ANGELES | FALSE | 28.98 |  | 2011-06-01: 2018-07-10; 2011-08-03: 2018-07-14; 2011-09-20: 2018-08-22 | 2253 | 3709 | Up-front Payment
SCG-011920 | Single Family Residential | Domestic Hot Water | Gas | Southern California Gas Company | Incentive:Paid | 3821 | 29.85 |  | 1 | 128 |  | 128 |  | 2018-07-14 09:03 | 2018-08-23 | TITANIUM POWER INC | Retrofit | Pacoima | Los Angeles | 91331 | Host Customer is System Owner | 6 |  | 30004079 | GREENoneTEC Solarindustrie GmbH | Solpal Plus | Solpal Plus L-GT | Direct Integral Collector Storage (DI) | 25.66 |  | Solpal Plus L |  |  | Solar Storage with Tankless Auxiliary Water Heater | 51 | 1 | 1 | 75 | Z09 | [18 empty] | LOS ANGELES | FALSE | 30.54 |  | 2011-06-01: 2018-07-10; 2011-08-03: 2018-07-14; 2011-09-20: 2018-08-23 | 2252 | 3909 | Up-front Payment
SCG-011924 | Single Family Residential | Domestic Hot Water | Gas | Southern California Gas Company | Incentive:Paid | 3710 | 25.37 |  | 2 | 148 |  | 148 |  | 2019-07-08 13:32 | 2020-06-12 | TITANIUM POWER INC | Retrofit | Los Angeles | Los Angeles | 90023 | Host Customer is System Owner | 6 |  | 30004272 | Butler Sun Solutions, Inc. | SOLAR BUTLER | BT1-40-I-T | Indirect Forced Circulation (IF) | 43.72 |  | BT1 | Glycol | Advanced Controller with a Vacation or Holiday Mode | Solar Storage with Tankless Auxiliary Water Heater | 40 | 1 | 1 | 75 | Z09 | [18 empty] | Los Angeles | FALSE | 25.4 |  | 2011-06-01: 2018-07-11; 2011-08-03: 2019-07-08; 2011-09-20: 2020-06-12 | 1591 | 3759 | Up-front Payment
SCG-011925 | Low Income Single Family Residential | Domestic Hot Water | Gas | Southern California Gas Company | Incentive:Paid | 4382 | 36.9 |  | 1 | 125 |  | 119 |  | 2018-09-20 15:02 | 2018-09-21 | TITANIUM POWER INC | Retrofit | Sun Valley | Los Angeles | 91352 | Host Customer is System Owner | 5 |  | 30004257 | Butler Sun Solutions, Inc. | SOLAR BUTLER | B-BT1-40-I | Indirect Forced Circulation (IF) | 43.72 |  | BT1 | Glycol | Advanced Controller with a Vacation or Holiday Mode | Solar Storage and Auxiliary Tanks are separate | 40 | 1 | 0.95 | 65 | Z09 | [18 empty] | Los Angeles | FALSE | 35.66 |  | 2011-06-01: 2018-07-11; 2011-08-03: 2018-09-20; 2011-09-20: 2018-09-21 | 2221 | 4458 | Up-front Payment
SCG-011926 | Single Family Residential | Domestic Hot Water | Gas | Southern California Gas Company | Incentive:Paid | 3545 | 29.85 |  | 1 | 125 |  | 119 |  | 2018-10-19 13:10 | 2018-11-13 | TITANIUM POWER INC | Retrofit | Arleta | Los Angeles | 91331 | Host Customer is System Owner | 8 |  | 30004257 | Butler Sun Solutions, Inc. | SOLAR BUTLER | B-BT1-40-I | Indirect Forced Circulation (IF) | 43.72 |  | BT1 | Glycol | Advanced Controller with a Vacation or Holiday Mode | Solar Storage and Auxiliary Tanks are separate | 40 | 1 | 0.95 | 95 | Z09 | [18 empty] | Los Angeles | FALSE | 28.97 |  | 2011-06-01: 2018-07-11; 2011-08-03: 2018-10-19; 2011-09-20: 2018-11-13 | 2171 | 3621 | Up-front Payment
PGE-011927 | Single Family Residential | Domestic Hot Water | Gas | Pacific Gas and Electric | Incentive:Paid | 4366 | 29.85 |  | 1 | 155 |  | 155 |  | 2018-07-18 12:22 | 2018-10-01 | SUNTREK INDUSTRIES INC | Retrofit | Berkeley | Alameda | 94702 | Host Customer is System Owner | 9 |  | 2011078B | Apricus Inc. | APSS_CLOSED_AP60_FTB-2 STD-G | APSS_CLOSED_AP60_FTB-2 STD-G | Indirect Forced Circulation (IF) | 94.66 |  | ETC-30 / ETC-30C | Glycol | Advanced Controller with a Vacation or Holiday Mode | Solar Storage and Auxiliary Tanks are separate | 114.9 | 1 | 1 | 105 | Z03 | [18 empty] | Berkeley | FALSE | 133.39 |  | 2018-07-11 | 2018-08-09 |  |  | 2018-07-18 | 2018-10-01 | 2207 | 20675 | Up-front Payment
SCG-011929 | Single Family Residential - Disadvantaged Community | Domestic Hot Water | Gas | Southern California Gas Company | Incentive:Paid | 3731 | 29.85 |  | 1 | 125 |  | 125 |  | 2018-10-05 15:32 | 2018-10-11 | TITANIUM POWER INC | Retrofit | Pacoima | Los Angeles | 91331 | Host Customer is System Owner | 5 |  | 30004257 | Butler Sun Solutions, Inc. | SOLAR BUTLER | B-BT1-40-I | Indirect Forced Circulation (IF) | 43.72 |  | BT1 | Glycol | Advanced Controller with a Vacation or Holiday Mode | Solar Storage and Auxiliary Tanks are separate | 40 | 1 | 1 | 65 | Z09 | [18 empty] | Los Angeles | FALSE | 30.07 |  | 2011-06-01: 2018-07-11; 2011-08-03: 2018-10-05; 2011-09-20: 2018-10-11 | 2206 | 3759 | Up-front Payment
SCG-011930 | Multifamily Residential - Disadvantaged Community | Domestic Hot Water | Gas | Southern California Gas Company | Incentive:Paid | 29498 | 20.19 |  | 1 | 1461 |  | 1461 |  | 2018-07-13 12:01 | 2018-07-23 | EVOLUTION ENERGY SOLUTIONS L L C | Retrofit | Westminster | Los Angeles | 92683 | Host Customer is System Owner | [7 empty] | 450.45 | 40.95 |  | Drainback | Drainback (Water) | Solar Storage and Auxiliary Tanks are separate |  | 1 | 1 | 672 | Z06 | 16 | Units | Apartments/Condos | TRB-40 | 11 | 1 | 800 | 1 | 200 | 2 | 284000 | TRUE | 140 | 140 |  |  |  |  | Westminster | FALSE | 20.19 |  | 2018-07-12 |  | 2018-07-13 | 2018-07-23 | 2019-08-09 | 2019-08-09 | 1900 | 29498 | Up-front Payment
PGE-011936 | Commercial/Multifamily Residential | Domestic Hot Water | Gas | Pacific Gas and Electric | Incentive:Paid | 51369 | 20.19 |  | 1 | 2570 |  | 2544 |  | 2018-10-19 12:58 | 2018-11-05 | SUN LIGHT & POWER | New Construction | San Francisco | San Francisco | 94103 | Host Customer is System Owner | [7 empty] | 644.16 | 40.26 |  | Glycol | Pressure Stagnation Protection (PSP) | Solar Storage and Auxiliary Tanks are separate |  | 0.99 | 1 | 6364 | Z03 | 172 | Units | Apartments/Condos | 2010115A | 16 | 2 | 960 | 2 | 714 | 6 | 2994000 | TRUE | 140 | 120 |  | Heliodyne - Delta-T Pro Ethernet |  | Heliodyne - Delta-T Pro Ethernet | City and County of San Francisco | FALSE | 49.02 |  | 2018-10-09 | 2020-09-15 | 2018-10-19 | 2018-11-05 | 2020-08-12 | 2020-11-24 | 1426 | 125973 | Up-front Payment
SCG-011938 | Single Family Residential | Domestic Hot Water | Gas | Southern California Gas Company | Incentive:Paid | 4366 | 29.85 |  | 1 | 148 |  | 148 |  | 2019-06-17 11:41 | 2019-07-03 | TITANIUM POWER INC | Retrofit | Arleta | Los Angeles | 91331 | Host Customer is System Owner | 6 |  | 30004272 | Butler Sun Solutions, Inc. | SOLAR BUTLER | BT1-40-I-T | Indirect Forced Circulation (IF) | 43.72 |  | BT1 | Glycol | Advanced Controller with a Vacation or Holiday Mode | Solar Storage with Tankless Auxiliary Water Heater | 40 | 1 | 1 | 75 | Z09 | [18 empty] | Los Angeles | FALSE | 30.13 |  | 2011-06-01: 2018-07-12; 2011-08-03: 2019-06-17; 2011-09-20: 2019-07-03 | 1928 | 4459 | Up-front Payment
SCG-011939 | Single Family Residential | Domestic Hot Water | Gas | Southern California Gas Company | Incentive:Paid | 3710 | 25.37 |  | 2 | 148 |  | 148 |  | 2019-07-01 14:09 | 2019-09-18 | TITANIUM POWER INC | Retrofit | Panorama City | Los Angeles | 91402 | Host Customer is System Owner | 5 |  | 30004272 | Butler Sun Solutions, Inc. | SOLAR BUTLER | BT1-40-I-T | Indirect Forced Circulation (IF) | 43.72 |  | BT1 | Glycol | Advanced Controller with a Vacation or Holiday Mode | Solar Storage with Tankless Auxiliary Water Heater | 40 | 1 | 1 | 65 | Z09 | [18 empty] | Los Angeles | FALSE | 25.4 |  | 2011-06-01: 2018-07-12; 2011-08-03: 2019-07-01; 2011-09-20: 2019-09-18 | 1864 | 3759 | Up-front Payment
SCG-011940 | Single Family Residential | Domestic Hot Water | Gas | Southern California Gas Company | Incentive:Paid | 4366 | 29.85 |  | 1 | 148 |  | 148 |  | 2019-06-14 15:09 | 2019-07-01 | TITANIUM POWER INC | Retrofit | North Hollywood | Los Angeles | 91605 | Host Customer is System Owner | 4 |  | 30004272 | Butler Sun Solutions, Inc. | SOLAR BUTLER | BT1-40-I-T | Indirect Forced Circulation (IF) | 43.72 |  | BT1 | Glycol | Advanced Controller with a Vacation or Holiday Mode | Solar Storage with Tankless Auxiliary Water Heater | 40 | 1 | 1 | 55 | Z09 | [18 empty] | Los Angeles | FALSE | 30.13 |  | 2011-06-01: 2018-07-12; 2011-08-03: 2019-06-14; 2011-09-20: 2019-07-01 | 1927 | 4459 | Up-front Payment
SCG-011941 | Single Family Residential | Domestic Hot Water | Gas | Southern California Gas Company | Incentive:Paid | 4366 | 29.85 |  | 1 | 148 |  | 148 |  | 2019-06-15 09:14 | 2019-07-03 | TITANIUM POWER INC | Retrofit | North Hollywood | Los Angeles | 91605 | Host Customer is System Owner | 8 |  | 30004272 | Butler Sun Solutions, Inc. | SOLAR BUTLER | BT1-40-I-T | Indirect Forced Circulation (IF) | 43.72 |  | BT1 | Glycol | Advanced Controller with a Vacation or Holiday Mode | Solar Storage with Tankless Auxiliary Water Heater | 40 | 1 | 1 | 95 | Z09 | [18 empty] | Los Angeles | FALSE | 30.13 |  | 2011-06-01: 2018-07-12; 2011-08-03: 2019-06-15; 2011-09-20: 2019-07-03 | 1928 | 4459 | Up-front Payment
PGE-011942 | Commercial/Multifamily Residential | Domestic Hot Water | Gas | Pacific Gas and Electric | Incentive:Paid | 43509 | 20.19 |  | 1 | 2155 |  | 2155 |  | 2018-09-13 13:20 | 2018-10-19 | EVOLUTION ENERGY SOLUTIONS L L C | Retrofit | Atwater | Merced | 95301 | Host Customer is System Owner | [7 empty] | 532.35 | 40.95 |  | Drainback | Drainback (Water) | Solar Storage and Auxiliary Tanks are separate |  | 1 | 1 | 1560 | Z12 | 39 | Units | Apartments/Condos | TRB-40 | 13 | 1 | 1000 | 1 | 80 | 1 | 505000 | TRUE | 140 | 140 |  | SunEarth - SETR A503 TTR U + VFS 10-200 |  | SunEarth - SETR A503 TTR U + VFS 10-200 | City of Atwater | FALSE | 20.19 |  | 2018-08-06 |  | 2018-09-13 | 2018-10-19 | 2019-10-24 | 2019-12-24 | 1754 | 43509 | Up-front Payment
SCG-011943 | Single Family Residential | Domestic Hot Water | Gas | Southern California Gas Company | Incentive:Paid | 4259 | 29.85 |  | 1 | 148 |  | 148 |  | 2019-06-06 15:21 | 2019-07-01 | TITANIUM POWER INC | Retrofit | San Fernando | Los Angeles | 91340 | Host Customer is System Owner | 6 |  | 30004272 | Butler Sun Solutions, Inc. | SOLAR BUTLER | BT1-40-I-T | Indirect Forced Circulation (IF) | 43.72 |  | BT1 | Glycol | Advanced Controller with a Vacation or Holiday Mode | Solar Storage with Tankless Auxiliary Water Heater | 40 | 1 | 1 | 75 | Z09 | [18 empty] | Los Angeles | FALSE | 28.78 |  | 2011-06-01: 2018-07-12; 2011-08-03: 2019-06-06; 2011-09-20: 2019-07-01 | 1928 | 4259 | Up-front Payment
PGE-011944 | Commercial/Multifamily Residential | Domestic Hot Water | Gas | Pacific Gas and Electric | Incentive:Paid | 55664 | 20.19 |  | 1 | 2757 |  | 2757 |  | 2018-09-13 13:23 | 2018-10-19 | EVOLUTION ENERGY SOLUTIONS L L C | Retrofit | Atwater | Merced | 95301 | Host Customer is System Owner | [7 empty] | 778.05 | 40.95 |  | Drainback | Drainback (Water) | Solar Storage and Auxiliary Tanks are separate |  | 1 | 1 | 1560 | Z12 | 39 | Units | Apartments/Condos | TRB-40 | 19 | 1 | 1500 | 1 | 80 | 1 | 505000 | TRUE | 140 | 140 |  | SunEarth - SETR A503 TTR U + VFS 10-200 |  | SunEarth - SETR A503 TTR U + VFS 10-200 | City of Atwater | FALSE | 20.19 |  | 2018-08-03 | 2019-11-15 | 2018-09-13 | 2018-10-19 | 2019-10-24 | 2019-11-15 | 1754 | 55664 | Up-front Payment
SCG-011946 | Low Income Single Family Residential | Domestic Hot Water | Gas | Southern California Gas Company | Incentive:Paid | 4613 | 36.9 |  | 1 | 125 |  | 125 |  | 2018-10-17 08:19 | 2018-10-18 | TITANIUM POWER INC | Retrofit | Pacoima | Los Angeles | 91331 | Host Customer is System Owner | 5 |  | 30004257 | Butler Sun Solutions, Inc. | SOLAR BUTLER | B-BT1-40-I | Indirect Forced Circulation (IF) | 43.72 |  | BT1 | Glycol | Advanced Controller with a Vacation or Holiday Mode | Solar Storage and Auxiliary Tanks are separate | 40 | 1 | 1 | 65 | Z09 | [18 empty] | Los Angeles | FALSE | 37.27 |  | 2011-06-01: 2018-07-12; 2011-08-03: 2018-10-17; 2011-09-20: 2018-10-18 | 2196 | 4659 | Up-front Payment
SCG-011947 | Single Family Residential | Domestic Hot Water | Gas | Southern California Gas Company | Incentive:Paid | 3591 | 25.37 |  | 2 | 149 |  | 142 |  | 2019-07-03 13:57 | 2020-07-02 | TITANIUM POWER INC | Retrofit | Los Angeles | Los Angeles | 90061 | Host Customer is System Owner | 4 |  | 30004272 | Butler Sun Solutions, Inc. | SOLAR BUTLER | BT1-40-I-T | Indirect Forced Circulation (IF) | 43.72 |  | BT1 | Glycol | Advanced Controller with a Vacation or Holiday Mode | Solar Storage with Tankless Auxiliary Water Heater | 40 | 1 | 0.95 | 55 | Z08 | [18 empty] | Los Angeles | FALSE | 24.56 |  | 2011-06-01: 2018-07-12; 2011-08-03: 2019-07-03; 2011-09-20: 2020-07-02 | 1549 | 3659 | Up-front Payment
SCG-011949 | Low Income Single Family Residential | Domestic Hot Water | Gas | Southern California Gas Company | Incentive:Paid | 4417 | 36.9 |  | 1 | 126 |  | 120 |  | 2018-09-24 13:06 | 2018-09-28 | TITANIUM POWER INC | Retrofit | Los Angeles | Los Angeles | 90003 | Host Customer is System Owner | 4 |  | 30004257 | Butler Sun Solutions, Inc. | SOLAR BUTLER | B-BT1-40-I | Indirect Forced Circulation (IF) | 43.72 |  | BT1 | Glycol | Advanced Controller with a Vacation or Holiday Mode | Solar Storage and Auxiliary Tanks are separate | 40 | 1 | 0.95 | 55 | Z08 | [18 empty] | Los Angeles | FALSE | 35.42 |  | 2011-06-01: 2018-07-13; 2011-08-03: 2018-09-24; 2011-09-20: 2018-09-28 | 2216 | 4463 | Up-front Payment
SCG-011950 | Low Income Single Family Residential | Domestic Hot Water | Gas | Southern California Gas Company | Incentive:Paid | 4613 | 36.9 |  | 1 | 125 |  | 125 |  | 2018-09-27 14:53 | 2018-10-16 | TITANIUM POWER INC | Retrofit | Arleta | Los Angeles | 91331 | Owner/Tenant | 5 |  | 30004260 | Butler Sun Solutions, Inc. | SOLAR BUTLER | B-BT1-50-I | Indirect Forced Circulation (IF) | 43.72 |  | BT1 | Glycol | Advanced Controller with a Vacation or Holiday Mode | Solar Storage and Auxiliary Tanks are separate | 50 | 1 | 1 | 65 | Z09 | [18 empty] | Los Angeles | FALSE | 37.27 |  | 2011-06-01: 2018-07-13; 2011-08-03: 2018-09-27; 2011-09-20: 2018-10-16 | 2201 | 4659 | Up-front Payment
SCG-011951 | Single Family Residential - Disadvantaged Community | Domestic Hot Water | Gas | Southern California Gas Company | Incentive:Paid | 3821 | 29.85 |  | 1 | 128 |  | 128 |  | 2018-10-23 13:19 | 2018-10-24 | TITANIUM POWER INC | Retrofit | Los Angeles | Los Angeles | 90011 | Host Customer is System Owner | 6 |  | 30004260 | Butler Sun Solutions, Inc. | SOLAR BUTLER | B-BT1-50-I | Indirect Forced Circulation (IF) | 43.72 |  | BT1 | Glycol | Advanced Controller with a Vacation or Holiday Mode | Solar Storage and Auxiliary Tanks are separate | 50 | 1 | 1 | 75 | Z08 | [18 empty] | Los Angeles | FALSE | 37.18 |  | 2011-06-01: 2018-07-13; 2011-08-03: 2018-10-23; 2011-09-20: 2018-10-24 | 2192 | 4759 | Up-front Payment
SCG-011952 | Single Family Residential | Domestic Hot Water | Gas | Southern California Gas Company | Incentive:Paid | 3710 | 25.37 |  | 2 | 148 |  | 148 |  | 2019-07-01 14:22 | 2019-09-18 | TITANIUM POWER INC | Retrofit | Los Angeles | Los Angeles | 90023 | Host Customer is System Owner | 4 |  | 30004272 | Butler Sun Solutions, Inc. | SOLAR BUTLER | BT1-40-I-T | Indirect Forced Circulation (IF) | 43.72 |  | BT1 | Glycol | Advanced Controller with a Vacation or Holiday Mode | Solar Storage with Tankless Auxiliary Water Heater | 40 | 1 | 1 | 55 | Z09 | [18 empty] | Los Angeles | FALSE | 25.4 |  | 2011-06-01: 2018-07-13; 2011-08-03: 2019-07-01; 2011-09-20: 2019-09-18 | 1859 | 3759 | Up-front Payment
SCG-011954 | Single Family Residential - Disadvantaged Community | Domestic Hot Water | Gas | Southern California Gas Company | Incentive:Paid | 3731 | 29.85 |  | 1 | 125 |  | 125 |  | 2018-09-20 13:02 | 2018-09-27 | TITANIUM POWER INC | Retrofit | Sun Valley | Los Angeles | 91352 | Host Customer is System Owner | 4 |  | 30004257 | Butler Sun Solutions, Inc. | SOLAR BUTLER | B-BT1-40-I | Indirect Forced Circulation (IF) | 43.72 |  | BT1 | Glycol | Advanced Controller with a Vacation or Holiday Mode | Solar Storage and Auxiliary Tanks are separate | 40 | 1 | 1 | 55 | Z09 | [18 empty] | Los Angeles | FALSE | 37.27 |  | 2011-06-01: 2018-07-13; 2011-08-03: 2018-09-20; 2011-09-20: 2018-09-27 | 2216 | 4659 | Up-front Payment
SCG-011955 | Low Income Single Family Residential | Domestic Hot Water | Gas | Southern California Gas Company | Incentive:Paid | 4613 | 36.9 |  | 1 | 125 |  | 125 |  | 2018-09-27 14:01 | 2018-10-16 | TITANIUM POWER INC | Retrofit | Pacoima | Los Angeles | 91331 | Host Customer is System Owner | 7 |  | 30004257 | Butler Sun Solutions, Inc. | SOLAR BUTLER | B-BT1-40-I | Indirect Forced Circulation (IF) | 43.72 |  | BT1 | Glycol | Advanced Controller with a Vacation or Holiday Mode | Solar Storage and Auxiliary Tanks are separate | 40 | 1 | 1 | 85 | Z09 | [18 empty] | Los Angeles | FALSE | 37.27 |  | 2011-06-01: 2018-07-13; 2011-08-03: 2018-09-27; 2011-09-20: 2018-10-16 | 2201 | 4659 | Up-front Payment
SCG-011956 | Low Income Single Family Residential | Domestic Hot Water | Gas | Southern California Gas Company | Incentive:Paid | 4649 | 36.9 |  | 1 | 126 |  | 126 |  | 2018-10-22 15:22 | 2018-10-23 | TITANIUM POWER INC | Retrofit | Los Angeles | Los Angeles | 90011 | Host Customer is System Owner | 4 |  | 30004257 | Butler Sun Solutions, Inc. | SOLAR BUTLER | B-BT1-40-I | Indirect Forced Circulation (IF) | 43.72 |  | BT1 | Glycol | Advanced Controller with a Vacation or Holiday Mode | Solar Storage and Auxiliary Tanks are separate | 40 | 1 | 1 | 55 | Z08 | [18 empty] | Los Angeles | FALSE | 37.26 |  | 2011-06-01: 2018-07-13; 2011-08-03: 2018-10-22; 2011-09-20: 2018-10-23 | 2192 | 4695 | Up-front Payment
SCG-011957 | Single Family Residential | Domestic Hot Water | Gas | Southern California Gas Company | Incentive:Paid | 4197 | 29.85 |  | 1 | 148 |  | 141 |  | 2019-06-17 11:44 | 2019-07-03 | TITANIUM POWER INC | Retrofit | Panorama City | Los Angeles | 91402 | Host Customer is System Owner | 4 |  | 30004272 | Butler Sun Solutions, Inc. | SOLAR BUTLER | BT1-40-I-T | Indirect Forced Circulation (IF) | 43.72 |  | BT1 | Glycol | Advanced Controller with a Vacation or Holiday Mode | Solar Storage with Tankless Auxiliary Water Heater | 40 | 1 | 0.95 | 55 | Z09 | [18 empty] | Los Angeles | FALSE | 28.78 |  | 2011-06-01: 2018-07-13; 2011-08-03: 2019-06-17; 2011-09-20: 2019-07-03 | 1928 | 4259 | Up-front Payment
SCG-011959 | Single Family Residential | Domestic Hot Water | Gas | Southern California Gas Company | Incentive:Paid | 3710 | 25.37 |  | 2 | 149 |  | 149 |  | 2019-07-01 13:59 | 2019-09-18 | TITANIUM POWER INC | Retrofit | Los Angeles | Los Angeles | 90016 | Host Customer is System Owner | 4 |  | 30004272 | Butler Sun Solutions, Inc. | SOLAR BUTLER | BT1-40-I-T | Indirect Forced Circulation (IF) | 43.72 |  | BT1 | Glycol | Advanced Controller with a Vacation or Holiday Mode | Solar Storage with Tankless Auxiliary Water Heater | 40 | 1 | 1 | 55 | Z08 | [18 empty] | Los Angeles | FALSE | 25.47 |  | 2011-06-01: 2018-07-16; 2011-08-03: 2019-07-01; 2011-09-20: 2019-09-18 | 1859 | 3795 | Up-front Payment
PGE-011961 | Low Income Single Family Residential | Domestic Hot Water | Gas | Pacific Gas and Electric | Incentive:Paid | 4300 | 36.9 |  | 1 | 149 |  | 117 |  | 2018-07-31 10:21 | 2018-08-23 | SUNDOWNER INSULATION COMPANY INC | Retrofit | Fresno | Fresno | 93726 | Host Customer is System Owner | 4 |  | 2010017C | Alternate Energy Technologies | EAGLESUN | DBS-G2-80-64 | Indirect Forced Circulation (IF) | 65.34 |  | MSC-32 | Automatic Drainback |  | Solar Storage and Auxiliary Tanks are separate | 80 | 0.92 | 0.85 | 55 | Z13 | [18 empty] | City of Fresno | FALSE | 53.69 |  | 2011-06-01: 2018-07-16; 2011-08-03: 2018-07-31; 2011-09-20: 2018-08-23 | 2234 | 8000 | Up-front Payment
PGE-011962 | Commercial/Multifamily Residential | Domestic Hot Water | Gas | Pacific Gas and Electric | Incentive:Paid | 111337 | 20.19 |  | 1 | 5627 |  | 5514 |  | 2019-02-05 15:23 | 2019-02-11 | SUN LIGHT & POWER | New Construction | Oakland | Alameda | 94609 | Host Customer is System Owner | [7 empty] | 1446.12 | 40.17 |  | Glycol | Advanced Controller with a Vacation or Holiday Mode | Solar Storage and Auxiliary Tanks are separate |  | 0.98 | 1 | 14105 | Z03 | 500 | Units | Apartments/Condos | 2010115A | 36 | 2 | 2160 | 1 | 1450 | 1 | 3998000 | TRUE | 130 | 120 |  | Heliodyne - Delta-T Pro Ethernet |  | Heliodyne - Delta-T Pro Ethernet | City of Oakland | FALSE | 65.72 |  | 2019-01-31 | 2020-09-10 | 2019-02-05 | 2019-02-11 | 2020-08-11 | 2020-12-23 | 1391 | 369815 | Up-front Payment
PGE-011963 | Low Income Single Family Residential | Domestic Hot Water | Gas | Pacific Gas and Electric | Incentive:Paid | 4300 | 36.9 |  | 1 | 149 |  | 123 |  | 2018-07-31 10:20 | 2018-08-23 | SUNDOWNER INSULATION COMPANY INC | Retrofit | Fresno | Fresno | 93726 | Host Customer is System Owner | 7 |  | 2010017C | Alternate Energy Technologies | EAGLESUN | DBS-G2-80-64 | Indirect Forced Circulation (IF) | 65.34 |  | MSC-32 | Automatic Drainback |  | Solar Storage and Auxiliary Tanks are separate | 80 | 0.97 | 0.85 | 85 | Z13 | [18 empty] | City of Fresno | FALSE | 53.69 |  | 2011-06-01: 2018-07-16; 2011-08-03: 2018-07-31; 2011-09-20: 2018-08-23 | 2234 | 8000 | Up-front Payment
SCG-011964 | Single Family Residential - Disadvantaged Community | Domestic Hot Water | Gas | Southern California Gas Company | Incentive:Paid | 3731 | 29.85 |  | 1 | 125 |  | 125 |  | 2018-09-20 12:57 | 2018-09-27 | TITANIUM POWER INC | Retrofit | Sun Valley | Los Angeles | 91352 | Host Customer is System Owner | 5 |  | 30004257 | Butler Sun Solutions, Inc. | SOLAR BUTLER | B-BT1-40-I | Indirect Forced Circulation (IF) | 43.72 |  | BT1 | Glycol | Advanced Controller with a Vacation or Holiday Mode | Solar Storage and Auxiliary Tanks are separate | 40 | 1 | 1 | 65 | Z09 | [18 empty] | Los Angeles | FALSE | 30.31 |  | 2011-06-01: 2018-07-16; 2011-08-03: 2018-09-20; 2011-09-20: 2018-09-27 | 2216 | 3789 | Up-front Payment
SCG-011965 | Single Family Residential - Disadvantaged Community | Domestic Hot Water | Gas | Southern California Gas Company | Incentive:Canceled | 3731 | 29.85 |  | 1 | 125 |  | 125 |  | 2018-10-05 15:30 |  | TITANIUM POWER INC | Retrofit | Pacoima | Los Angeles | 91331 | Host Customer is System Owner | 8 |  | 30004257 | Butler Sun Solutions, Inc. | SOLAR BUTLER | B-BT1-40-I | Indirect Forced Circulation (IF) | 43.72 |  | BT1 | Glycol | Advanced Controller with a Vacation or Holiday Mode | Solar Storage and Auxiliary Tanks are separate | 40 | 1 | 1 | 95 | Z09 | [18 empty] | Los Angeles | FALSE | 30.07 |  | 2011-06-01: 2018-07-16; 2011-08-03: 2018-10-05 | 2196 | 3759 | Up-front Payment
SCG-011966 | Single Family Residential - Disadvantaged Community | Domestic Hot Water | Gas | Southern California Gas Company | Incentive:Paid | 3545 | 29.85 |  | 1 | 125 |  | 119 |  | 2018-10-18 11:56 | 2018-10-23 | TITANIUM POWER INC | Retrofit | Pacoima | Los Angeles | 91331 | Host Customer is System Owner | 6 |  | 30004257 | Butler Sun Solutions, Inc. | SOLAR BUTLER | B-BT1-40-I | Indirect Forced Circulation (IF) | 43.72 |  | BT1 | Glycol | Advanced Controller with a Vacation or Holiday Mode | Solar Storage and Auxiliary Tanks are separate | 40 | 1 | 0.95 | 75 | Z09 | [18 empty] | Los Angeles | FALSE | 28.97 |  | 2011-06-01: 2018-07-16; 2011-08-03: 2018-10-18; 2011-09-20: 2018-10-23 | 2179 | 3621 | Up-front Payment
PGE-011967 | Commercial/Multifamily Residential | Domestic Hot Water | Gas | Pacific Gas and Electric | Incentive:Paid | 9534 | 20.19 |  | 1 | 477 |  | 472 |  | 2018-08-30 12:07 | 2018-10-18 | OXYPOWER INC | Retrofit | Berkeley | Alameda | 94709 | Host Customer is System Owner | [7 empty] | 160.68 | 40.17 |  | Glycol | Advanced Controller with a Vacation or Holiday Mode | Solar Storage and Auxiliary Tanks are separate |  | 0.99 | 1 | 312 | Z03 | 24 | Persons | Men's Dormitories | 2010115A | 4 | 1 | 240 | 2 | 100 | 1 | 199900 | TRUE | 130 | 130 |  |  |  |  | City of Berkeley | FALSE | 45.92 |  | 2018-07-16 |  | 2018-08-30 | 2018-10-18 | 2020-02-19 | 2020-03-17 | 1668 | 21905 | Up-front Payment
PGE-011968 | Commercial/Multifamily Residential | Domestic Hot Water | Gas | Pacific Gas and Electric | Incentive:Paid | 8235 | 20.19 |  | 1 | 412 |  | 408 |  | 2018-08-30 12:07 | 2018-10-18 | OXYPOWER INC | Retrofit | Berkeley | Alameda | 94709 | Host Customer is System Owner | [7 empty] | 160.68 | 40.17 |  | Glycol | Advanced Controller with a Vacation or Holiday Mode | Solar Storage and Auxiliary Tanks are separate |  | 0.99 | 1 | 221 | Z03 | 17 | Persons | Women's Dormitories | 2010115A | 4 | 1 | 240 | 2 | 50 | 1 | 40000 | TRUE | 130 | 130 |  |  |  |  | City of Berkeley | FALSE | 46.65 |  | 2018-07-16 | 2019-12-16 | 2018-08-30 | 2018-10-18 | 2019-11-19 | 2020-01-06 | 1746 | 19218 | Up-front Payment
PGE-011969 | Commercial/Multifamily Residential | Domestic Hot Water | Gas | Pacific Gas and Electric | Incentive:Paid | 20142 | 20.19 |  | 1 | 1018 |  | 998 |  | 2018-08-30 12:08 | 2018-10-18 | OXYPOWER INC | Retrofit | Berkeley | Alameda | 94709 | Host Customer is System Owner | [7 empty] | 321.36 | 40.17 |  | Glycol | Advanced Controller with a Vacation or Holiday Mode | Solar Storage and Auxiliary Tanks are separate |  | 0.98 | 1 | 780 | Z03 | 60 | Persons | Men's Dormitories | 2010115A | 8 | 1 | 480 | 4 | 100 | 1 | 199900 | TRUE | 130 | 130 |  |  |  |  | City of Berkeley | FALSE | 44.27 |  | 2018-07-16 | 2020-04-20 | 2018-08-30 | 2018-10-18 | 2020-04-09 | 2020-06-01 | 1593 | 45070 | Up-front Payment
SCG-011970 | Low Income Single Family Residential | Domestic Hot Water | Gas | Southern California Gas Company | Incentive:Canceled | 4686 | 36.9 |  | 1 | 127 |  | 127 |  |  |  | TITANIUM POWER INC | Retrofit | Los Angeles | Los Angeles | 90011 | Host Customer is System Owner | 4 |  | 30004079 | GREENoneTEC Solarindustrie GmbH | Solpal Plus | Solpal Plus L-GT | Direct Integral Collector Storage (DI) | 25.66 |  | Solpal Plus L |  |  | Solar Storage with Tankless Auxiliary Water Heater | 51 | 1 | 1 | 55 | Z08 | [18 empty] | Los Angeles | FALSE | 37.26 |  | 2011-06-01: 2018-07-17; 2011-06-21: 2018-07-17 | 2293 | 4732 | Up-front Payment
SCG-011971 | Low Income Single Family Residential | Domestic Hot Water | Gas | Southern California Gas Company | Incentive:Paid | 3210 | 36.9 |  | 1 | 87 |  | 87 |  | 2018-07-19 14:20 | 2018-08-21 | TITANIUM POWER INC | Retrofit | Los Angeles | Los Angeles | 90011 | Host Customer is System Owner | 4 |  | 30004078 | GREENoneTEC Solarindustrie GmbH | Solpal Plus | Solpal Plus L-G | Direct Integral Collector Storage (DI) | 25.66 |  | Solpal Plus L |  |  | Solar Storage and Auxiliary Tanks are separate | 51 | 1 | 1 | 55 | Z08 | [18 empty] | Los Angeles | FALSE | 37.46 |  | 2011-06-01: 2018-07-17; 2011-08-03: 2018-07-19; 2011-09-20: 2018-08-21 | 2255 | 3259 | Up-front Payment
SCG-011972 | Low Income Single Family Residential | Domestic Hot Water | Gas | Southern California Gas Company | Incentive:Paid | 4613 | 36.9 |  | 1 | 125 |  | 125 |  | 2018-09-27 14:12 | 2018-10-03 | TITANIUM POWER INC | Retrofit | Arleta | Los Angeles | 91331 | Owner/Tenant | 10 |  | 30004257 | Butler Sun Solutions, Inc. | SOLAR BUTLER | B-BT1-40-I | Indirect Forced Circulation (IF) | 43.72 |  | BT1 | Glycol | Advanced Controller with a Vacation or Holiday Mode | Solar Storage and Auxiliary Tanks are separate | 40 | 1 | 1 | 115 | Z09 | [18 empty] | Los Angeles | FALSE | 37.27 |  | 2011-06-01: 2018-07-17; 2011-08-03: 2018-09-27; 2011-09-20: 2018-10-03 | 2206 | 4659 | Up-front Payment
SCG-011973 | Low Income Single Family Residential | Domestic Hot Water | Gas | Southern California Gas Company | Incentive:Paid | 4613 | 36.9 |  | 1 | 125 |  | 125 |  | 2018-10-18 09:02 | 2018-10-22 | TITANIUM POWER INC | Retrofit | Arleta | Los Angeles | 91331 | Host Customer is System Owner | 4 |  | 30004257 | Butler Sun Solutions, Inc. | SOLAR BUTLER | B-BT1-40-I | Indirect Forced Circulation (IF) | 43.72 |  | BT1 | Glycol | Advanced Controller with a Vacation or Holiday Mode | Solar Storage and Auxiliary Tanks are separate | 40 | 1 | 1 | 55 | Z09 | [18 empty] | Los Angeles | FALSE | 37.27 |  | 2011-06-01: 2018-07-17; 2011-08-03: 2018-10-18; 2011-09-20: 2018-10-22 | 2179 | 4659 | Up-front Payment
SCG-011974 | Low Income Single Family Residential | Domestic Hot Water | Gas | Southern California Gas Company | Incentive:Paid | 3210 | 36.9 |  | 1 | 87 |  | 87 |  | 2018-07-19 14:31 | 2018-08-21 | TITANIUM POWER INC | Retrofit | Los Angeles | Los Angeles | 90011 | Host Customer is System Owner | 4 |  | 30004078 | GREENoneTEC Solarindustrie GmbH | Solpal Plus | Solpal Plus L-G | Direct Integral Collector Storage (DI) | 25.66 |  | Solpal Plus L |  |  | Solar Storage and Auxiliary Tanks are separate | 51 | 1 | 1 | 55 | Z08 | [18 empty] | LOS ANGELES | FALSE | 38.61 |  | 2011-06-01: 2018-07-17; 2011-08-03: 2018-07-19; 2011-09-20: 2018-08-21 | 2252 | 3359 | Up-front Payment
SCG-011975 | Low Income Single Family Residential | Domestic Hot Water | Gas | Southern California Gas Company | Incentive:Paid | 3210 | 36.9 |  | 1 | 87 |  | 87 |  | 2018-07-19 14:39 | 2018-09-12 | TITANIUM POWER INC | Retrofit | Los Angeles | Los Angeles | 90011 | Host Customer is System Owner | 8 |  | 30004078 | GREENoneTEC Solarindustrie GmbH | Solpal Plus | Solpal Plus L-G | Direct Integral Collector Storage (DI) | 25.66 |  | Solpal Plus L |  |  | Solar Storage and Auxiliary Tanks are separate | 51 | 1 | 1 | 95 | Z08 | [18 empty] | LOS ANGELES | FALSE | 37.46 |  | 2011-06-01: 2018-07-17; 2011-08-03: 2018-07-19; 2011-09-20: 2018-09-12 | 2234 | 3259 | Up-front Payment
SCG-011977 | Low Income Single Family Residential | Domestic Hot Water | Gas | Southern California Gas Company | Incentive:Paid | 3210 | 36.9 |  | 1 | 87 |  | 87 |  | 2018-07-19 14:37 | 2018-09-24 | TITANIUM POWER INC | Retrofit | Los Angeles | Los Angeles | 90011 | Owner/Tenant | 4 |  | 30004078 | GREENoneTEC Solarindustrie GmbH | Solpal Plus | Solpal Plus L-G | Direct Integral Collector Storage (DI) | 25.66 |  | Solpal Plus L |  |  | Solar Storage and Auxiliary Tanks are separate | 51 | 1 | 1 | 55 | Z08 | [18 empty] | LOS ANGELES | FALSE | 37.46 |  | 2011-06-01: 2018-07-17; 2011-08-03: 2018-07-19; 2011-09-20: 2018-09-24 | 2221 | 3259 | Up-front Payment
SCG-011978 | Single Family Residential | Domestic Hot Water | Gas | Southern California Gas Company | Incentive:Paid | 4259 | 29.85 |  | 1 | 148 |  | 148 |  | 2019-06-06 15:25 | 2019-07-01 | TITANIUM POWER INC | Retrofit | San Fernando | Los Angeles | 91340 | Host Customer is System Owner | 4 |  | 30004272 | Butler Sun Solutions, Inc. | SOLAR BUTLER | BT1-40-I-T | Indirect Forced Circulation (IF) | 43.72 |  | BT1 | Glycol | Advanced Controller with a Vacation or Holiday Mode | Solar Storage with Tankless Auxiliary Water Heater | 40 | 1 | 1 | 55 | Z09 | [18 empty] | Los Angeles | FALSE | 28.78 |  | 2011-06-01: 2018-07-17; 2011-08-03: 2019-06-06; 2011-09-20: 2019-07-01 | 1928 | 4259 | Up-front Payment
SCG-011979 | Low Income Single Family Residential | Domestic Hot Water | Gas | Southern California Gas Company | Incentive:Paid | 3210 | 36.9 |  | 1 | 87 |  | 87 |  | 2018-07-19 14:34 | 2018-08-17 | TITANIUM POWER INC | Retrofit | Los Angeles | Los Angeles | 90011 | Host Customer is System Owner | 4 |  | 30004078 | GREENoneTEC Solarindustrie GmbH | Solpal Plus | Solpal Plus L-G | Direct Integral Collector Storage (DI) | 25.66 |  | Solpal Plus L |  |  | Solar Storage and Auxiliary Tanks are separate | 51 | 1 | 1 | 55 | Z08 | [18 empty] | LOS ANGELES | FALSE | 37.46 |  | 2011-06-01: 2018-07-17; 2011-08-03: 2018-07-19; 2011-09-20: 2018-08-17 | 2250 | 3259 | Up-front Payment
SCG-011980 | Low Income Single Family Residential | Domestic Hot Water | Gas | Southern California Gas Company | Incentive:Paid | 4686 | 36.9 |  | 1 | 127 |  | 127 |  | 2018-07-24 12:27 | 2018-08-21 | TITANIUM POWER INC | Retrofit | Los Angeles | Los Angeles | 90011 | Host Customer is System Owner | 5 |  | 30004079 | GREENoneTEC Solarindustrie GmbH | Solpal Plus | Solpal Plus L-GT | Direct Integral Collector Storage (DI) | 25.66 |  | Solpal Plus L |  |  | Solar Storage with Tankless Auxiliary Water Heater | 51 | 1 | 1 | 65 | Z08 | [18 empty] | LOS ANGELES | FALSE | 37.31 |  | 2011-06-01: 2018-07-17; 2011-08-03: 2018-07-24; 2011-09-20: 2018-08-21 | 2255 | 4739 | Up-front Payment
SCG-011982 | Single Family Residential | Domestic Hot Water | Gas | Southern California Gas Company | Incentive:Canceled | 4197 | 29.85 |  | 1 | 148 |  | 141 |  | 2019-06-24 14:14 |  | TITANIUM POWER INC | Retrofit | Los Angeles | Los Angeles | 90023 | Host Customer is System Owner | 4 |  | 30004272 | Butler Sun Solutions, Inc. | SOLAR BUTLER | BT1-40-I-T | Indirect Forced Circulation (IF) | 43.72 |  | BT1 | Glycol | Advanced Controller with a Vacation or Holiday Mode | Solar Storage with Tankless Auxiliary Water Heater | 40 | 1 | 0.95 | 55 | Z09 | [18 empty] | Los Angeles | FALSE | 29.45 |  | 2011-06-01: 2018-07-17; 2011-06-21: 2019-06-28; 2011-08-03: 2019-06-24 | 1948 | 4359 | Up-front Payment
SDG-011983 | Low Income Multifamily Residential | Domestic Hot Water | Gas | San Diego Gas and Electric | Incentive:Paid | 131046 | 24.89 |  | 1 | 5265 |  | 5265 |  | 2018-07-19 11:33 | 2018-08-23 | CALIFORNIA SOLAR INTEGRATORS INC | New Construction | Oceanside | Oceanside | 92058 | Host Customer is System Owner | [7 empty] | 1575.84 | 32.83 |  | Glycol | Steam Back | Solar Storage and Auxiliary Tanks are separate |  | 1 | 1 | 5106 | Z07 | 138 | Units | Apartments/Condos | 10001804 | 48 | 1 | 2500 | 1 | 500 | 1 | 499000 | TRUE | 130 | 130 |  | SunEarth - SETR A503 TTR U + VFS 10-200 |  | SunEarth - SETR A503 TTR U + VFS 10-200 | City of Oceanside | FALSE | 51.28 |  | 2018-07-17 | 2018-07-19 | 2018-07-19 | 2018-08-23 | 2018-09-10 | 2018-11-27 | 2146 | 269981.4 | Up-front Payment
SCG-011984 | Single Family Residential | Domestic Hot Water | Gas | Southern California Gas Company | Incentive:Paid | 3710 | 25.37 |  | 2 | 148 |  | 148 |  | 2019-06-27 15:20 | 2019-08-29 | TITANIUM POWER INC | Retrofit | Van Nuys | Los Angeles | 91405 | Host Customer is System Owner | 4 |  | 30004272 | Butler Sun Solutions, Inc. | SOLAR BUTLER | BT1-40-I-T | Indirect Forced Circulation (IF) | 43.72 |  | BT1 | Glycol | Advanced Controller with a Vacation or Holiday Mode | Solar Storage with Tankless Auxiliary Water Heater | 40 | 1 | 1 | 55 | Z09 | [18 empty] | Los Angeles | FALSE | 25.4 |  | 2011-06-01: 2018-07-18; 2011-08-03: 2019-06-27; 2011-09-20: 2019-08-29 | 1878 | 3759 | Up-front Payment
SCG-011985 | Single Family Residential - Disadvantaged Community | Domestic Hot Water | Gas | Southern California Gas Company | Incentive:Paid | 3761 | 29.85 |  | 1 | 126 |  | 126 |  | 2018-09-20 15:37 | 2018-09-28 | TITANIUM POWER INC | Retrofit | Los Angeles | Los Angeles | 90011 | Host Customer is System Owner | 7 |  | 30004257 | Butler Sun Solutions, Inc. | SOLAR BUTLER | B-BT1-40-I | Indirect Forced Circulation (IF) | 43.72 |  | BT1 | Glycol | Advanced Controller with a Vacation or Holiday Mode | Solar Storage and Auxiliary Tanks are separate | 40 | 1 | 1 | 85 | Z08 | [18 empty] | Los Angeles | FALSE | 30.07 |  | 2011-06-01: 2018-07-18; 2011-08-03: 2018-09-20; 2011-09-20: 2018-09-28 | 2216 | 3789 | Up-front Payment
SCG-011986 | Low Income Single Family Residential | Domestic Hot Water | Gas | Southern California Gas Company | Incentive:Paid | 4382 | 36.9 |  | 1 | 125 |  | 119 |  | 2018-10-26 13:59 | 2018-11-01 | TITANIUM POWER INC | Retrofit | Sun Valley | Los Angeles | 91352 | Host Customer is System Owner | 6 |  | 30004257 | Butler Sun Solutions, Inc. | SOLAR BUTLER | B-BT1-40-I | Indirect Forced Circulation (IF) | 43.72 |  | BT1 | Glycol | Advanced Controller with a Vacation or Holiday Mode | Solar Storage and Auxiliary Tanks are separate | 40 | 1 | 0.95 | 75 | Z09 | [18 empty] | Los Angeles | FALSE | 35.66 |  | 2011-06-01: 2018-07-18; 2011-08-03: 2018-10-26; 2011-09-20: 2018-11-01 | 2173 | 4458 | Up-front Payment
SCG-011987 | Single Family Residential | Domestic Hot Water | Gas | Southern California Gas Company | Incentive:Paid | 3710 | 25.37 |  | 2 | 148 |  | 148 |  | 2019-07-01 13:33 | 2019-09-09 | TITANIUM POWER INC | Retrofit | Los Angeles | Los Angeles | 90023 | Host Customer is System Owner | 6 |  | 30004272 | Butler Sun Solutions, Inc. | SOLAR BUTLER | BT1-40-I-T | Indirect Forced Circulation (IF) | 43.72 |  | BT1 | Glycol | Advanced Controller with a Vacation or Holiday Mode | Solar Storage with Tankless Auxiliary Water Heater | 40 | 1 | 1 | 75 | Z09 | [18 empty] | Los Angeles | FALSE | 25.4 |  | 2011-06-01: 2018-07-18; 2011-08-03: 2019-07-01; 2011-09-20: 2019-09-09 | 1872 | 3759 | Up-front Payment
SCG-011991 | Single Family Residential | Domestic Hot Water | Gas | Southern California Gas Company | Incentive:Paid | 4259 | 29.85 |  | 1 | 148 |  | 148 |  | 2019-06-10 15:44 | 2019-07-03 | TITANIUM POWER INC | Retrofit | Arleta | Los Angeles | 91331 | Host Customer is System Owner | 6 |  | 30004272 | Butler Sun Solutions, Inc. | SOLAR BUTLER | BT1-40-I-T | Indirect Forced Circulation (IF) | 43.72 |  | BT1 | Glycol | Advanced Controller with a Vacation or Holiday Mode | Solar Storage with Tankless Auxiliary Water Heater | 40 | 1 | 1 | 75 | Z09 | [18 empty] | Los Angeles | FALSE | 28.78 |  | 2011-06-01: 2018-07-18; 2011-08-03: 2019-06-10; 2011-09-20: 2019-07-03 | 1928 | 4259 | Up-front Payment
SCG-011992 | Low Income Single Family Residential | Domestic Hot Water | Gas | Southern California Gas Company | Incentive:Paid | 4613 | 36.9 |  | 1 | 125 |  | 125 |  | 2018-10-03 09:31 | 2018-10-16 | TITANIUM POWER INC | Retrofit | Pacoima | Los Angeles | 91331 | Owner/Tenant | 10 |  | 30004260 | Butler Sun Solutions, Inc. | SOLAR BUTLER | B-BT1-50-I | Indirect Forced Circulation (IF) | 43.72 |  | BT1 | Glycol | Advanced Controller with a Vacation or Holiday Mode | Solar Storage and Auxiliary Tanks are separate | 50 | 1 | 1 | 115 | Z09 | [18 empty] | Los Angeles | FALSE | 37.27 |  | 2011-06-01: 2018-07-18; 2011-08-03: 2018-10-03; 2011-09-20: 2018-10-16 | 2199 | 4659 | Up-front Payment
PGE-011993 | Low Income Multifamily Residential | Domestic Hot Water | Gas | Pacific Gas and Electric | Incentive:Paid | 74969 | 24.89 |  | 1 | 3012 |  | 3012 |  | 2018-09-04 10:59 | 2018-10-01 | CALIFORNIA SOLAR INTEGRATORS INC | New Construction | San Jose | San Jose | 95112 | Host Customer is System Owner | [7 empty] | 778.05 | 40.95 |  | Glycol | Steam Back | Solar Storage and Auxiliary Tanks are separate |  | 1 | 1 | 3192 | Z04 | 84 | Units | Apartments/Condos | TRB-40 | 19 | 1 | 1225 | 1 | 357 | 3 | 1197000 | TRUE | 120 | 140 |  | SunEarth - SETR A503 TTR U + VFS 10-200 |  | SunEarth - SETR A503 TTR U + VFS 10-200 | City of San Jose | FALSE | 59.28 |  | 2018-07-18 |  | 2018-09-04 | 2018-10-01 | 2019-09-19 | 2019-10-02 | 1829 | 178541 | Up-front Payment
SCG-011995 | Single Family Residential - Disadvantaged Community | Domestic Hot Water | Gas | Southern California Gas Company | Incentive:Paid | 3731 | 29.85 |  | 1 | 125 |  | 125 |  | 2018-10-12 12:19 | 2018-10-15 | TITANIUM POWER INC | Retrofit | Pacoima | Los Angeles | 91331 | Host Customer is System Owner | 9 |  | 30004257 | Butler Sun Solutions, Inc. | SOLAR BUTLER | B-BT1-40-I | Indirect Forced Circulation (IF) | 43.72 |  | BT1 | Glycol | Advanced Controller with a Vacation or Holiday Mode | Solar Storage and Auxiliary Tanks are separate | 40 | 1 | 1 | 105 | Z09 | [18 empty] | Los Angeles | FALSE | 30.07 |  | 2011-06-01: 2018-07-19; 2011-08-03: 2018-10-12; 2011-09-20: 2018-10-15 | 2202 | 3759 | Up-front Payment
SCG-011996 | Single Family Residential | Domestic Hot Water | Gas | Southern California Gas Company | Incentive:Paid | 4366 | 29.85 |  | 1 | 148 |  | 148 |  | 2019-06-17 11:46 | 2019-07-03 | TITANIUM POWER INC | Retrofit | Los Angeles | Los Angeles | 90063 | Host Customer is System Owner | 6 |  | 30004272 | Butler Sun Solutions, Inc. | SOLAR BUTLER | BT1-40-I-T | Indirect Forced Circulation (IF) | 43.72 |  | BT1 | Glycol | Advanced Controller with a Vacation or Holiday Mode | Solar Storage with Tankless Auxiliary Water Heater | 40 | 1 | 1 | 75 | Z09 | [18 empty] | Los Angeles | FALSE | 30.13 |  | 2011-06-01: 2018-07-19; 2011-08-03: 2019-06-17; 2011-09-20: 2019-07-03 | 1928 | 4459 | Up-front Payment
SCG-011997 | Low Income Single Family Residential | Domestic Hot Water | Gas | Southern California Gas Company | Incentive:Paid | 4613 | 36.9 |  | 1 | 125 |  | 125 |  | 2018-10-26 13:49 | 2018-10-31 | TITANIUM POWER INC | Retrofit | Los Angeles | Los Angeles | 90023 | Host Customer is System Owner | 5 |  | 30004257 | Butler Sun Solutions, Inc. | SOLAR BUTLER | B-BT1-40-I | Indirect Forced Circulation (IF) | 43.72 |  | BT1 | Glycol | Advanced Controller with a Vacation or Holiday Mode | Solar Storage and Auxiliary Tanks are separate | 40 | 1 | 1 | 65 | Z09 | [18 empty] | Los Angeles | FALSE | 37.27 |  | 2011-06-01: 2018-07-19; 2011-08-03: 2018-10-26; 2011-09-20: 2018-10-31 | 2173 | 4659 | Up-front Payment
SCG-011998 | Low Income Single Family Residential | Domestic Hot Water | Gas | Southern California Gas Company | Incentive:Paid | 4649 | 36.9 |  | 1 | 126 |  | 126 |  | 2018-11-08 08:46 | 2018-11-09 | TITANIUM POWER INC | Retrofit | Los Angeles | Los Angeles | 90003 | Host Customer is System Owner | 5 |  | 30004257 | Butler Sun Solutions, Inc. | SOLAR BUTLER | B-BT1-40-I | Indirect Forced Circulation (IF) | 43.72 |  | BT1 | Glycol | Advanced Controller with a Vacation or Holiday Mode | Solar Storage and Auxiliary Tanks are separate | 40 | 1 | 1 | 65 | Z08 | [18 empty] | Los Angeles | FALSE | 37.26 |  | 2011-06-01: 2018-07-19; 2011-08-03: 2018-11-08; 2011-09-20: 2018-11-09 | 2172 | 4695 | Up-front Payment
PGE-012000 | Commercial/Multifamily Residential | Domestic Hot Water | Gas | Pacific Gas and Electric | Incentive:Paid | 47164 | 20.19 |  | 1 | 2339 |  | 2339 |  | 2018-07-24 09:50 | 2018-08-03 | EVOLUTION ENERGY SOLUTIONS L L C | Retrofit | San Leandro | Alameda | 94578 | Host Customer is System Owner | [7 empty] | 758.16 | 42.12 |  | Drainback | Drainback (Water) | Solar Storage and Auxiliary Tanks are separate |  | 1 | 1 | 1120 | Z03 | 28 | Units | Apartments/Condos | 10001912 | 18 | 1 | 1300 | 1 | 200 | 2 | 282900 | TRUE | 140 | 140 |  | SunEarth - SETR A503 TTR U + VFS 10-200 |  | SunEarth - SETR A503 TTR U + VFS 10-200 | alaneda County | FALSE | 20.16 |  | 2018-07-19 | 2019-04-23 | 2018-07-24 | 2018-08-03 | 2019-04-15 | 2019-07-05 | 1922 | 47164 | Up-front Payment
SCG-012001 | Low Income Single Family Residential | Domestic Hot Water | Gas | Southern California Gas Company | Incentive:Paid | 4417 | 36.9 |  | 1 | 126 |  | 120 |  | 2018-10-23 08:25 | 2018-10-23 | TITANIUM POWER INC | Retrofit | Los Angeles | Los Angeles | 90003 | Host Customer is System Owner | 5 |  | 30004257 | Butler Sun Solutions, Inc. | SOLAR BUTLER | B-BT1-40-I | Indirect Forced Circulation (IF) | 43.72 |  | BT1 | Glycol | Advanced Controller with a Vacation or Holiday Mode | Solar Storage and Auxiliary Tanks are separate | 40 | 1 | 0.95 | 65 | Z08 | [18 empty] | Los Angeles | FALSE | 35.42 |  | 2011-06-01: 2018-07-19; 2011-08-03: 2018-10-23; 2011-09-20: 2018-10-23 | 2192 | 4463 | Up-front Payment
PGE-012002 | Single Family Residential | Domestic Hot Water | Gas | Pacific Gas and Electric | Incentive:Paid | 4366 | 29.85 |  | 1 | 187 |  | 159 |  | 2019-11-07 14:25 | 2019-12-05 | WARM CORPORATION WEST | New Construction | Mill Valley | Marin | 94941 | Host Customer is System Owner |  | 3 | 30004173 | HTP Comfort Solutions LLC | SOLAR SKIES | DB-119-64-GB | Indirect Forced Circulation (IF) | 63.87 |  | SS-32-FP | Automatic Drainback | Drainback (Water) | Solar and Auxiliary Storage are the same Tank | 119 | 1 | 0.85 | 45 | Z03 | [18 empty] | Marin County | FALSE | 140.83 |  | 2011-06-01: 2018-07-19; 2011-08-03: 2019-11-07; 2011-09-20: 2019-12-05 | 1774 | 26335 | Up-front Payment
SCG-012004 | Multifamily Residential - Disadvantaged Community | Domestic Hot Water | Gas | Southern California Gas Company | Incentive:Paid | 40481 | 20.19 |  | 1 | 2005 |  | 2005 |  | 2018-07-20 13:43 | 2018-09-07 | EVOLUTION ENERGY SOLUTIONS L L C | Retrofit | Panorama City | Los Angeles | 91402 | Host Customer is System Owner | [7 empty] | 532.35 | 40.95 |  | Drainback | Drainback (Water) | Solar Storage and Auxiliary Tanks are separate |  | 1 | 1 | 1160 | Z09 | 29 | Units | Apartments/Condos | TRB-40 | 13 | 1 | 1000 | 2 | 219 | 2 | 275000 | TRUE | 140 | 140 |  | SunEarth - SETR A503 TTR U + VFS 10-200 |  | Enovative Group, Inc. - AutoHot DS-100AR | Los Angeles | FALSE | 20.19 |  | 2018-07-20 |  | 2018-07-20 | 2018-09-07 | 2019-10-09 | 2019-10-09 | 1843 | 40481 | Up-front Payment
SCG-012005 | Single Family Residential | Domestic Hot Water | Gas | Southern California Gas Company | Incentive:Paid | 3359 | 25.37 |  | 2 | 148 |  | 133 |  | 2019-07-01 13:57 | 2019-09-05 | TITANIUM POWER INC | Retrofit | Los Angeles | Los Angeles | 90023 | Host Customer is System Owner | 4 |  | 30004272 | Butler Sun Solutions, Inc. | SOLAR BUTLER | BT1-40-I-T | Indirect Forced Circulation (IF) | 43.72 |  | BT1 | Glycol | Advanced Controller with a Vacation or Holiday Mode | Solar Storage with Tankless Auxiliary Water Heater | 40 | 1 | 0.9 | 55 | Z09 | [18 empty] | Los Angeles | FALSE | 22.7 |  | 2011-06-01: 2018-07-19; 2011-08-03: 2019-07-01; 2011-09-20: 2019-09-05 | 1874 | 3359 | Up-front Payment
SCG-012006 | Single Family Residential - Disadvantaged Community | Domestic Hot Water | Gas | Southern California Gas Company | Incentive:Paid | 3731 | 29.85 |  | 1 | 125 |  | 125 |  | 2018-10-15 12:30 | 2018-10-18 | TITANIUM POWER INC | Retrofit | San Fernando | Los Angeles | 91340 | Host Customer is System Owner | 7 |  | 30004260 | Butler Sun Solutions, Inc. | SOLAR BUTLER | B-BT1-50-I | Indirect Forced Circulation (IF) | 43.72 |  | BT1 | Glycol | Advanced Controller with a Vacation or Holiday Mode | Solar Storage and Auxiliary Tanks are separate | 50 | 1 | 1 | 85 | Z09 | [18 empty] | Los Angeles | FALSE | 30.07 |  | 2011-06-01: 2018-07-19; 2011-08-03: 2018-10-15; 2011-09-20: 2018-10-18 | 2194 | 3759 | Up-front Payment
SCG-012007 | Multifamily Residential - Disadvantaged Community | Domestic Hot Water | Gas | Southern California Gas Company | Incentive:Paid | 50031 | 20.19 |  | 1 | 2478 |  | 2478 |  | 2018-08-07 08:36 | 2018-08-22 | EVOLUTION ENERGY SOLUTIONS L L C | Retrofit | Reseda | Los Angeles | 91335 | Host Customer is System Owner | [7 empty] | 655.2 | 40.95 |  | Drainback | Drainback (Water) | Solar Storage and Auxiliary Tanks are separate |  | 1 | 1 | 1400 | Z09 | 35 | Units | Apartments/Condos | TRB-40 | 16 | 1 | 1300 | 1 | 119 | 1 | 399000 | TRUE | 140 | 140 |  | SunEarth - SETR A503 TTR U + VFS 10-200 |  | SunEarth - SETR A503 TTR U + VFS 10-200 | Los Angeles | FALSE | 20.19 |  | 2018-07-26 |  | 2018-08-07 | 2018-08-22 | 2018-12-07 | 2018-12-20 | 2130 | 50031 | Up-front Payment
SCG-012008 | Low Income Single Family Residential | Domestic Hot Water | Gas | Southern California Gas Company | Incentive:Paid | 5351 | 36.9 |  | 1 | 145 |  | 145 |  | 2018-08-17 11:21 | 2018-09-10 | DOCTOR PIPER INC | Retrofit | Van Nuys | Los Angeles | 91406 | Host Customer is System Owner | 4 |  | 2011141B | Heliodyne, Inc. | HELIOPAK | HPAK 016 1 410 G 80 ACD Z | Indirect Forced Circulation (IF) | 40.17 |  | 410 001 | Glycol | Steam Back | Solar Storage and Auxiliary Tanks are separate | 80 | 1 | 1 | 55 | Z09 | [18 empty] | City of Los Angeles | FALSE | 39.31 |  | 2011-06-01: 2018-07-19; 2011-08-03: 2018-08-17; 2011-09-20: 2018-09-10 | 2230 | 5700 | Up-front Payment
SCG-012009 | Single Family Residential | Domestic Hot Water | Gas | Southern California Gas Company | Incentive:Canceled |  | 25.37 |  | 2 | 0 |  | 0 |  |  |  | DOCTOR PIPER INC | Retrofit | Van Nuys | Los Angeles | 91405 | Host Customer is System Owner | 5 | [15 empty] | 65 | [19 empty] | City of Los Angeles | FALSE | 0 |  | 2011-06-01: 2018-07-20 | 2290 |  | Up-front Payment
SCG-012010 | Low Income Single Family Residential | Domestic Hot Water | Gas | Southern California Gas Company | Incentive:Paid | 5397 | 36.9 |  | 1 | 162 |  | 162 |  | 2018-08-01 12:15 | 2018-08-27 | EVOLUTION ENERGY SOLUTIONS L L C | Retrofit | Los Angeles | Los Angeles | 90062 | Host Customer is System Owner | 4 |  | 2010017C | Alternate Energy Technologies | EAGLESUN | DBS-G2-80-64 | Indirect Forced Circulation (IF) | 65.34 |  | MSC-32 | Automatic Drainback | Drainback (Water) | Solar Storage and Auxiliary Tanks are separate | 80 | 1 | 1 | 55 | Z08 | [18 empty] | Los Angeles | FALSE | 50.18 |  | 2011-06-01: 2018-07-20; 2011-08-03: 2018-08-01; 2011-09-20: 2018-08-27 | 2250 | 8128.87 | Up-front Payment
SCG-012011 | Single Family Residential | Domestic Hot Water | Gas | Southern California Gas Company | Incentive:Paid | 4366 | 29.85 |  | 1 | 148 |  | 148 |  | 2019-06-21 15:41 | 2019-07-23 | TITANIUM POWER INC | Retrofit | North Hollywood | Los Angeles | 91605 | Host Customer is System Owner | 6 |  | 30004272 | Butler Sun Solutions, Inc. | SOLAR BUTLER | BT1-40-I-T | Indirect Forced Circulation (IF) | 43.72 |  | BT1 | Glycol | Advanced Controller with a Vacation or Holiday Mode | Solar Storage with Tankless Auxiliary Water Heater | 40 | 1 | 1 | 75 | Z09 | [18 empty] | Los Angeles | FALSE | 30.13 |  | 2011-06-01: 2018-07-20; 2011-08-03: 2019-06-21; 2011-09-20: 2019-07-23 | 1919 | 4459 | Up-front Payment
SCG-012012 | Commercial/Multifamily Residential | Domestic Hot Water | Gas | Southern California Gas Company | Incentive:Paid | 39249 | 20.19 |  | 1 | 1944 |  | 1944 |  | 2018-08-06 10:21 | 2018-08-22 | EVOLUTION ENERGY SOLUTIONS L L C | Retrofit | Torrance | Los Angeles | 90503 | Host Customer is System Owner | [7 empty] | 532.35 | 40.95 |  | Drainback | Drainback (Water) | Solar Storage and Auxiliary Tanks are separate |  | 1 | 1 | 1040 | Z06 | 26 | Units | Apartments/Condos | TRB-40 | 13 | 1 | 1000 | 1 | 200 | 2 | 540000 | TRUE | 140 | 140 |  | SunEarth - SETR A503 TTR U + VFS 10-200 |  | SunEarth - SETR A503 TTR U + VFS 10-200 | TORRANCE | FALSE | 20.19 |  | 2018-07-20 |  | 2018-08-06 | 2018-08-22 | 2020-06-29 | 2020-08-14 | 1529 | 39249 | Up-front Payment
SCG-012016 | Single Family Residential | Domestic Hot Water | Gas | Southern California Gas Company | Incentive:Paid | 3567 | 25.37 |  | 2 | 148 |  | 141 |  | 2019-06-25 10:01 | 2019-08-29 | TITANIUM POWER INC | Retrofit | Los Angeles | Los Angeles | 90023 | Host Customer is System Owner | 4 |  | 30004272 | Butler Sun Solutions, Inc. | SOLAR BUTLER | BT1-40-I-T | Indirect Forced Circulation (IF) | 43.72 |  | BT1 | Glycol | Advanced Controller with a Vacation or Holiday Mode | Solar Storage with Tankless Auxiliary Water Heater | 40 | 1 | 0.95 | 55 | Z09 | [18 empty] | Los Angeles | FALSE | 29.45 |  | 2011-06-01: 2018-07-23; 2011-08-03: 2019-06-25; 2011-09-20: 2019-08-29 | 1877 | 4359 | Up-front Payment
SCG-012018 | Multifamily Residential - Disadvantaged Community | Domestic Hot Water | Gas | Southern California Gas Company | Incentive:Paid | 30204 | 20.19 |  | 1 | 1496 |  | 1496 |  | 2018-08-30 08:42 | 2018-09-07 | EVOLUTION ENERGY SOLUTIONS L L C | Retrofit | North Hollywood | Los Angeles | 91605 | Host Customer is System Owner | [7 empty] | 450.45 | 40.95 |  | Drainback | Drainback (Water) | Solar Storage and Auxiliary Tanks are separate |  | 1 | 1 | 756 | Z09 | 18 | Units | Apartments/Condos | TRB-40 | 11 | 1 | 800 | 1 | 100 | 1 | 250000 | TRUE | 140 | 140 |  |  |  |  | Los Angeles | FALSE | 20.19 |  | 2018-07-24 | 2018-08-30 | 2018-08-30 | 2018-09-07 | 2019-04-05 | 2019-04-17 | 2017 | 30204 | Up-front Payment
SCG-012019 | Single Family Residential | Domestic Hot Water | Gas | Southern California Gas Company | Incentive:Paid | 3710 | 25.37 |  | 2 | 148 |  | 148 |  | 2019-07-11 13:27 | 2020-06-26 | TITANIUM POWER INC | Retrofit | Los Angeles | Los Angeles | 90023 | Host Customer is System Owner | 7 |  | 30004272 | Butler Sun Solutions, Inc. | SOLAR BUTLER | BT1-40-I-T | Indirect Forced Circulation (IF) | 43.72 |  | BT1 | Glycol | Advanced Controller with a Vacation or Holiday Mode | Solar Storage with Tankless Auxiliary Water Heater | 40 | 1 | 1 | 85 | Z09 | [18 empty] | Los Angeles | FALSE | 25.4 |  | 2011-06-01: 2018-07-23; 2011-08-03: 2019-07-11; 2011-09-20: 2020-06-26 | 1579 | 3759 | Up-front Payment
SCG-012020 | Single Family Residential | Domestic Hot Water | Gas | Southern California Gas Company | Incentive:Paid | 3710 | 25.37 |  | 2 | 148 |  | 148 |  | 2019-07-03 07:58 | 2020-06-09 | TITANIUM POWER INC | Retrofit | Los Angeles | Los Angeles | 90063 | Host Customer is System Owner | 5 |  | 30004272 | Butler Sun Solutions, Inc. | SOLAR BUTLER | BT1-40-I-T | Indirect Forced Circulation (IF) | 43.72 |  | BT1 | Glycol | Advanced Controller with a Vacation or Holiday Mode | Solar Storage with Tankless Auxiliary Water Heater | 40 | 1 | 1 | 65 | Z09 | [18 empty] | Los Angeles | FALSE | 25.4 |  | 2011-06-01: 2018-07-23; 2011-08-03: 2019-07-03; 2011-09-20: 2020-06-09 | 1593 | 3759 | Up-front Payment
SCG-012021 | Low Income Single Family Residential | Domestic Hot Water | Gas | Southern California Gas Company | Incentive:Paid | 4417 | 36.9 |  | 1 | 126 |  | 120 |  | 2018-10-23 08:24 | 2018-10-23 | TITANIUM POWER INC | Retrofit | Los Angeles | Los Angeles | 90003 | Host Customer is System Owner | 5 |  | 30004257 | Butler Sun Solutions, Inc. | SOLAR BUTLER | B-BT1-40-I | Indirect Forced Circulation (IF) | 43.72 |  | BT1 | Glycol | Advanced Controller with a Vacation or Holiday Mode | Solar Storage and Auxiliary Tanks are separate | 40 | 1 | 0.95 | 65 | Z08 | [18 empty] | Los Angeles | FALSE | 35.42 |  | 2011-06-01: 2018-07-23; 2011-08-03: 2018-10-23; 2011-09-20: 2018-10-23 | 2180 | 4463 | Up-front Payment
SCG-012022 | Single Family Residential | Domestic Hot Water | Gas | Southern California Gas Company | Incentive:Paid | 3710 | 25.37 |  | 2 | 148 |  | 148 |  | 2019-07-10 16:01 | 2020-06-22 | TITANIUM POWER INC | Retrofit | Los Angeles | Los Angeles | 90023 | Host Customer is System Owner | 6 |  | 30004272 | Butler Sun Solutions, Inc. | SOLAR BUTLER | BT1-40-I-T | Indirect Forced Circulation (IF) | 43.72 |  | BT1 | Glycol | Advanced Controller with a Vacation or Holiday Mode | Solar Storage with Tankless Auxiliary Water Heater | 40 | 1 | 1 | 75 | Z09 | [18 empty] | Los Angeles | FALSE | 25.4 |  | 2011-06-01: 2018-07-23; 2011-08-03: 2019-07-10; 2011-09-20: 2020-06-22 | 1579 | 3759 | Up-front Payment
SCG-012023 | Single Family Residential | Domestic Hot Water | Gas | Southern California Gas Company | Incentive:Paid | 3710 | 25.37 |  | 2 | 148 |  | 148 |  | 2019-07-09 14:14 | 2020-06-22 | TITANIUM POWER INC | Retrofit | Los Angeles | Los Angeles | 90023 | Host Customer is System Owner | 7 |  | 30004272 | Butler Sun Solutions, Inc. | SOLAR BUTLER | BT1-40-I-T | Indirect Forced Circulation (IF) | 43.72 |  | BT1 | Glycol | Advanced Controller with a Vacation or Holiday Mode | Solar Storage with Tankless Auxiliary Water Heater | 40 | 1 | 1 | 85 | Z09 | [18 empty] | Los Angeles | FALSE | 25.4 |  | 2011-06-01: 2018-07-23; 2011-08-03: 2019-07-09; 2011-09-20: 2020-06-22 | 1579 | 3759 | Up-front Payment
SCG-012024 | Single Family Residential | Domestic Hot Water | Gas | Southern California Gas Company | Incentive:Paid | 4259 | 29.85 |  | 1 | 148 |  | 148 |  | 2019-06-06 15:24 | 2019-07-01 | TITANIUM POWER INC | Retrofit | Arleta | Los Angeles | 91331 | Host Customer is System Owner | 7 |  | 30004272 | Butler Sun Solutions, Inc. | SOLAR BUTLER | BT1-40-I-T | Indirect Forced Circulation (IF) | 43.72 |  | BT1 | Glycol | Advanced Controller with a Vacation or Holiday Mode | Solar Storage with Tankless Auxiliary Water Heater | 40 | 1 | 1 | 85 | Z09 | [18 empty] | Los Angeles | FALSE | 28.78 |  | 2011-06-01: 2018-07-23; 2011-08-03: 2019-06-06; 2011-09-20: 2019-07-01 | 1928 | 4259 | Up-front Payment
SCG-012025 | Low Income Single Family Residential | Domestic Hot Water | Gas | Southern California Gas Company | Incentive:Paid | 4613 | 36.9 |  | 1 | 125 |  | 125 |  | 2018-10-26 13:16 | 2018-10-31 | TITANIUM POWER INC | Retrofit | Los Angeles | Los Angeles | 90023 | Host Customer is System Owner | 4 |  | 30004257 | Butler Sun Solutions, Inc. | SOLAR BUTLER | B-BT1-40-I | Indirect Forced Circulation (IF) | 43.72 |  | BT1 | Glycol | Advanced Controller with a Vacation or Holiday Mode | Solar Storage and Auxiliary Tanks are separate | 40 | 1 | 1 | 55 | Z09 | [18 empty] | Los Angeles | FALSE | 37.27 |  | 2011-06-01: 2018-07-23; 2011-08-03: 2018-10-26; 2011-09-20: 2018-10-31 | 2173 | 4659 | Up-front Payment
PGE-012026 | Single Family Residential | Domestic Hot Water | Gas | Pacific Gas and Electric | Incentive:Paid | 4366 | 29.85 |  | 1 | 155 |  | 155 |  | 2018-07-23 16:19 | 2018-10-19 | AZTEC SOLAR INC | Retrofit | Martinez | Contra Costa | 94553 | Host Customer is System Owner | 4 |  | 2001001E | SunEarth, Inc. | SOLARAY | TE64P-80-2G | Indirect Forced Circulation (IF) | 65.67 |  | EP-32 / EP-32-0.75 | Glycol | Advanced Controller with a Vacation or Holiday Mode | Solar Storage and Auxiliary Tanks are separate | 80 | 1 | 1 | 55 | Z12 | [18 empty] | City of Martinez | FALSE | 60.36 |  | 2018-07-23 | 2018-08-03 |  |  | 2018-07-23 | 2018-10-19 | 2171 | 9356.5 | Up-front Payment
SCG-012030 | Multifamily Residential - Disadvantaged Community | Domestic Hot Water | Gas | Southern California Gas Company | Incentive:Paid | 30204 | 20.19 |  | 1 | 1496 |  | 1496 |  | 2018-09-06 09:48 | 2018-09-07 | EVOLUTION ENERGY SOLUTIONS L L C | Retrofit | North Hollywood | Los Angeles | 91605 | Host Customer is System Owner | [7 empty] | 450.45 | 40.95 |  | Drainback | Drainback (Water) | Solar Storage and Auxiliary Tanks are separate |  | 1 | 1 | 756 | Z09 | 18 | Units | Apartments/Condos | TRB-40 | 11 | 1 | 800 | 1 | 99 | 1 | 199000 | TRUE | 140 | 140 |  |  |  |  | Los Angeles | FALSE | 20.19 |  | 2018-07-24 |  | 2018-09-06 | 2018-09-07 | 2019-04-05 | 2019-04-17 | 2017 | 30204 | Up-front Payment
SCG-012031 | Single Family Residential - Disadvantaged Community | Domestic Hot Water | Gas | Southern California Gas Company | Incentive:Paid | 3821 | 29.85 |  | 1 | 128 |  | 128 |  | 2018-07-28 09:23 | 2018-08-23 | TITANIUM POWER INC | Retrofit | Pacoima | Los Angeles | 91331 | Host Customer is System Owner | 4 |  | 30004079 | GREENoneTEC Solarindustrie GmbH | Solpal Plus | Solpal Plus L-GT | Direct Integral Collector Storage (DI) | 25.66 |  | Solpal Plus L |  |  | Solar Storage with Tankless Auxiliary Water Heater | 51 | 1 | 1 | 55 | Z09 | [18 empty] | Los Angeles | FALSE | 30.54 |  | 2011-06-01: 2018-07-24; 2011-08-03: 2018-07-28; 2011-09-20: 2018-08-23 | 2252 | 3909 | Up-front Payment
SCG-012032 | Single Family Residential | Domestic Hot Water | Gas | Southern California Gas Company | Incentive:Paid | 3731 | 29.85 |  | 1 | 125 |  | 125 |  | 2018-07-26 10:02 | 2018-08-21 | TITANIUM POWER INC | Retrofit | sylmar | Los Angeles | 91342 | Host Customer is System Owner | 4 |  | 30004257 | Butler Sun Solutions, Inc. | SOLAR BUTLER | B-BT1-40-I | Indirect Forced Circulation (IF) | 43.72 |  | BT1 | Glycol | Advanced Controller with a Vacation or Holiday Mode | Solar Storage and Auxiliary Tanks are separate | 40 | 1 | 1 | 55 | Z09 | [18 empty] | LOS ANGELES | FALSE | 30.27 |  | 2011-06-01: 2018-07-24; 2011-08-03: 2018-07-26; 2011-09-20: 2018-08-21 | 2255 | 3784 | Up-front Payment
SCG-012033 | Single Family Residential - Disadvantaged Community | Domestic Hot Water | Gas | Southern California Gas Company | Incentive:Paid | 3821 | 29.85 |  | 1 | 128 |  | 128 |  | 2018-07-28 09:28 | 2018-08-23 | TITANIUM POWER INC | Retrofit | Pacoima | Los Angeles | 91331 | Host Customer is System Owner | 5 |  | 30004079 | GREENoneTEC Solarindustrie GmbH | Solpal Plus | Solpal Plus L-GT | Direct Integral Collector Storage (DI) | 25.66 |  | Solpal Plus L |  |  | Solar Storage with Tankless Auxiliary Water Heater | 51 | 1 | 1 | 65 | Z09 | [18 empty] | Los Angeles | FALSE | 30.54 |  | 2011-06-01: 2018-07-24; 2011-08-03: 2018-07-28; 2011-09-20: 2018-08-23 | 2252 | 3909 | Up-front Payment
SCG-012034 | Single Family Residential - Disadvantaged Community | Domestic Hot Water | Gas | Southern California Gas Company | Incentive:Paid | 3821 | 29.85 |  | 1 | 128 |  | 128 |  | 2018-07-28 09:50 | 2018-08-23 | TITANIUM POWER INC | Retrofit | Pacoima | Los Angeles | 91331 | Host Customer is System Owner | 8 |  | 30004079 | GREENoneTEC Solarindustrie GmbH | Solpal Plus | Solpal Plus L-GT | Direct Integral Collector Storage (DI) | 25.66 |  | Solpal Plus L |  |  | Solar Storage with Tankless Auxiliary Water Heater | 51 | 1 | 1 | 95 | Z09 | [18 empty] | Los Angeles | FALSE | 30.54 |  | 2011-06-01: 2018-07-24; 2011-08-03: 2018-07-28; 2011-09-20: 2018-08-23 | 2252 | 3909 | Up-front Payment
SCG-012035 | Single Family Residential - Disadvantaged Community | Domestic Hot Water | Gas | Southern California Gas Company | Incentive:Paid | 3248 | 29.85 |  | 1 | 128 |  | 109 |  | 2018-07-28 09:56 | 2018-08-24 | TITANIUM POWER INC | Retrofit | Pacoima | Los Angeles | 91331 | Host Customer is System Owner | 10 |  | 30004079 | GREENoneTEC Solarindustrie GmbH | Solpal Plus | Solpal Plus L-GT | Direct Integral Collector Storage (DI) | 25.66 |  | Solpal Plus L |  |  | Solar Storage with Tankless Auxiliary Water Heater | 51 | 1 | 0.85 | 115 | Z09 | [18 empty] | Los Angeles | FALSE | 25.73 |  | 2011-06-01: 2018-07-24; 2011-08-03: 2018-07-28; 2011-09-20: 2018-08-24 | 2252 | 3294 | Up-front Payment
SCG-012036 | Single Family Residential - Disadvantaged Community | Domestic Hot Water | Gas | Southern California Gas Company | Incentive:Paid | 3821 | 29.85 |  | 1 | 128 |  | 128 |  | 2018-08-01 13:29 | 2018-08-24 | TITANIUM POWER INC | Retrofit | Arleta | Los Angeles | 91331 | Host Customer is System Owner | 9 |  | 30004079 | GREENoneTEC Solarindustrie GmbH | Solpal Plus | Solpal Plus L-GT | Direct Integral Collector Storage (DI) | 25.66 |  | Solpal Plus L |  |  | Solar Storage with Tankless Auxiliary Water Heater | 51 | 1 | 1 | 105 | Z09 | [18 empty] | Los Angeles | FALSE | 30.54 |  | 2011-06-01: 2018-07-24; 2011-08-03: 2018-08-01; 2011-09-20: 2018-08-24 | 2251 | 3909 | Up-front Payment
SCG-012037 | Single Family Residential - Disadvantaged Community | Domestic Hot Water | Gas | Southern California Gas Company | Incentive:Paid | 3821 | 29.85 |  | 1 | 128 |  | 128 |  | 2018-08-01 13:26 | 2018-08-24 | TITANIUM POWER INC | Retrofit | Arleta | Los Angeles | 91331 | Host Customer is System Owner | 7 |  | 30004079 | GREENoneTEC Solarindustrie GmbH | Solpal Plus | Solpal Plus L-GT | Direct Integral Collector Storage (DI) | 25.66 |  | Solpal Plus L |  |  | Solar Storage with Tankless Auxiliary Water Heater | 51 | 1 | 1 | 85 | Z09 | [18 empty] | Los Angeles | FALSE | 30.54 |  | 2011-06-01: 2018-07-24; 2011-08-03: 2018-08-01; 2011-09-20: 2018-08-24 | 2251 | 3909 | Up-front Payment
SCG-012038 | Single Family Residential - Disadvantaged Community | Domestic Hot Water | Gas | Southern California Gas Company | Incentive:Paid | 3821 | 29.85 |  | 1 | 128 |  | 128 |  | 2018-08-01 13:23 | 2018-08-27 | TITANIUM POWER INC | Retrofit | San Fernando | Los Angeles | 91342 | Host Customer is System Owner | 10 |  | 30004079 | GREENoneTEC Solarindustrie GmbH | Solpal Plus | Solpal Plus L-GT | Direct Integral Collector Storage (DI) | 25.66 |  | Solpal Plus L |  |  | Solar Storage with Tankless Auxiliary Water Heater | 51 | 1 | 1 | 115 | Z09 | [18 empty] | Los Angeles | FALSE | 30.54 |  | 2011-06-01: 2018-07-25; 2011-08-03: 2018-08-01; 2011-09-20: 2018-08-27 | 2250 | 3909 | Up-front Payment
SCG-012039 | Single Family Residential - Disadvantaged Community | Domestic Hot Water | Gas | Southern California Gas Company | Incentive:Paid | 3821 | 29.85 |  | 1 | 128 |  | 128 |  | 2018-08-01 13:19 | 2018-08-22 | TITANIUM POWER INC | Retrofit | San Fernando | Los Angeles | 91340 | Host Customer is System Owner | 6 |  | 30004079 | GREENoneTEC Solarindustrie GmbH | Solpal Plus | Solpal Plus L-GT | Direct Integral Collector Storage (DI) | 25.66 |  | Solpal Plus L |  |  | Solar Storage with Tankless Auxiliary Water Heater | 51 | 1 | 1 | 75 | Z09 | [18 empty] | Los Angeles | FALSE | 30.54 |  | 2011-06-01: 2018-07-25; 2011-08-03: 2018-08-01; 2011-09-20: 2018-08-22 | 2255 | 3909 | Up-front Payment
SCG-012041 | Single Family Residential - Disadvantaged Community | Domestic Hot Water | Gas | Southern California Gas Company | Incentive:Paid | 3821 | 29.85 |  | 1 | 128 |  | 128 |  | 2018-07-28 09:20 | 2018-08-24 | TITANIUM POWER INC | Retrofit | Arleta | Los Angeles | 91331 | Host Customer is System Owner | 5 |  | 30004079 | GREENoneTEC Solarindustrie GmbH | Solpal Plus | Solpal Plus L-GT | Direct Integral Collector Storage (DI) | 25.66 |  | Solpal Plus L |  |  | Solar Storage with Tankless Auxiliary Water Heater | 51 | 1 | 1 | 65 | Z09 | [18 empty] | Los Angeles | FALSE | 30.54 |  | 2011-06-01: 2018-07-25; 2011-08-03: 2018-07-28; 2011-09-20: 2018-08-24 | 2252 | 3909 | Up-front Payment
SCG-012042 | Single Family Residential - Disadvantaged Community | Domestic Hot Water | Gas | Southern California Gas Company | Incentive:Paid | 3821 | 29.85 |  | 1 | 128 |  | 128 |  | 2018-08-01 13:17 | 2018-08-16 | TITANIUM POWER INC | Retrofit | Pacoima | Los Angeles | 91331 | Owner/Tenant | 5 |  | 30004079 | GREENoneTEC Solarindustrie GmbH | Solpal Plus | Solpal Plus L-GT | Direct Integral Collector Storage (DI) | 25.66 |  | Solpal Plus L |  |  | Solar Storage with Tankless Auxiliary Water Heater | 51 | 1 | 1 | 65 | Z09 | [18 empty] | Los Angeles | FALSE | 30.54 |  | 2011-06-01: 2018-07-25; 2011-08-03: 2018-08-01; 2011-09-20: 2018-08-16 | 2258 | 3909 | Up-front Payment
SCG-012043 | Single Family Residential - Disadvantaged Community | Domestic Hot Water | Gas | Southern California Gas Company | Incentive:Paid | 3821 | 29.85 |  | 1 | 128 |  | 128 |  | 2018-08-01 13:14 | 2018-08-22 | TITANIUM POWER INC | Retrofit | Sun Valley | Los Angeles | 91352 | Host Customer is System Owner | 5 |  | 30004079 | GREENoneTEC Solarindustrie GmbH | Solpal Plus | Solpal Plus L-GT | Direct Integral Collector Storage (DI) | 25.66 |  | Solpal Plus L |  |  | Solar Storage with Tankless Auxiliary Water Heater | 51 | 1 | 1 | 65 | Z09 | [18 empty] | Los Angeles | FALSE | 30.54 |  | 2011-06-01: 2018-07-25; 2011-08-03: 2018-08-01; 2011-09-20: 2018-08-22 | 2255 | 3909 | Up-front Payment
SCG-012044 | Single Family Residential - Disadvantaged Community | Domestic Hot Water | Gas | Southern California Gas Company | Incentive:Paid | 3821 | 29.85 |  | 1 | 128 |  | 128 |  | 2018-08-06 14:46 | 2018-08-30 | TITANIUM POWER INC | Retrofit | Pacoima | Los Angeles | 91331 | Host Customer is System Owner | 4 |  | 30004079 | GREENoneTEC Solarindustrie GmbH | Solpal Plus | Solpal Plus L-GT | Direct Integral Collector Storage (DI) | 25.66 |  | Solpal Plus L |  |  | Solar Storage with Tankless Auxiliary Water Heater | 51 | 1 | 1 | 55 | Z09 | [18 empty] | Los Angeles | FALSE | 30.54 |  | 2011-06-01: 2018-07-25; 2011-08-03: 2018-08-06; 2011-09-20: 2018-08-30 | 2241 | 3909 | Up-front Payment
PGE-012046 | Low Income Multifamily Residential | Domestic Hot Water | Gas | Pacific Gas and Electric | Incentive:Paid | 64728 | 24.89 |  | 1 | 2922 |  | 2601 |  | 2018-07-26 10:04 | 2018-09-04 | SUN LIGHT & POWER | New Construction | San Francisco | San Francisco | 94105 | Host Customer is System Owner | [7 empty] | 964.08 | 40.17 |  | Glycol | Pressure Stagnation Protection (PSP) | Solar Storage and Auxiliary Tanks are separate |  | 0.89 | 1 | 2318 | Z03 | 61 | Units | Apartments/Condos | 2010115A | 24 | 2 | 1250 | 1 | 200 | 1 | 1194000 | TRUE | 140 | 125 |  | Heliodyne - Delta-T Pro Ethernet |  | Heliodyne - Delta-T Pro Ethernet | City and County of San Francisco | FALSE | 144.29 |  | 2018-07-26 | 2018-08-06 | 2018-07-26 | 2018-09-04 | 2018-09-05 | 2018-09-06 | 2220 | 421610 | Up-front Payment
SCG-012047 | Single Family Residential - Disadvantaged Community | Domestic Hot Water | Gas | Southern California Gas Company | Incentive:Paid | 3821 | 29.85 |  | 1 | 128 |  | 128 |  | 2018-08-01 12:56 | 2018-08-22 | TITANIUM POWER INC | Retrofit | Panorama City | Los Angeles | 91402 | Host Customer is System Owner | 4 |  | 30004079 | GREENoneTEC Solarindustrie GmbH | Solpal Plus | Solpal Plus L-GT | Direct Integral Collector Storage (DI) | 25.66 |  | Solpal Plus L |  |  | Solar Storage with Tankless Auxiliary Water Heater | 51 | 1 | 1 | 55 | Z09 | [18 empty] | LOS ANGELES | FALSE | 30.34 |  | 2011-06-01: 2018-07-26; 2011-08-03: 2018-08-01; 2011-09-20: 2018-08-22 | 2255 | 3884 | Up-front Payment
SCG-012048 | Commercial/Multifamily Residential | Domestic Hot Water | Gas | Southern California Gas Company | Incentive:Paid | 19160 | 20.19 |  | 1 | 949 |  | 949 |  | 2018-08-06 08:29 | 2018-08-07 | ALL VALLEY SOLAR INC | Retrofit | San Pedro | San Pedro | 90731 | Host Customer is System Owner | [7 empty] | 245.7 | 40.95 |  | Drainback |  | Solar Storage and Auxiliary Tanks are separate |  | 1 | 1 | 588 | Z06 | 14 | Units | Apartments/Condos | 10001803 | 6 | 1 | 434 | 3 | 100 | 1 | 199999 | FALSE | 135 | 140 |  |  |  |  | LADBS | FALSE | 29.63 |  | 2018-07-26 |  | 2018-08-06 | 2018-08-07 | 2018-08-09 | 2018-08-10 | 2262 | 28120 | Up-front Payment
SCG-012049 | Single Family Residential - Disadvantaged Community | Domestic Hot Water | Gas | Southern California Gas Company | Incentive:Paid | 3630 | 29.85 |  | 1 | 128 |  | 122 |  | 2018-08-06 14:51 | 2018-08-30 | TITANIUM POWER INC | Retrofit | Arleta | Los Angeles | 91331 | Host Customer is System Owner | 6 |  | 30004079 | GREENoneTEC Solarindustrie GmbH | Solpal Plus | Solpal Plus L-GT | Direct Integral Collector Storage (DI) | 25.66 |  | Solpal Plus L |  |  | Solar Storage with Tankless Auxiliary Water Heater | 51 | 1 | 0.95 | 75 | Z09 | [18 empty] | Los Angeles | FALSE | 28.98 |  | 2011-06-01: 2018-07-27; 2011-08-03: 2018-08-06; 2011-09-20: 2018-08-30 | 2241 | 3709 | Up-front Payment
SCG-012050 | Single Family Residential - Disadvantaged Community | Domestic Hot Water | Gas | Southern California Gas Company | Incentive:Paid | 3821 | 29.85 |  | 1 | 128 |  | 128 |  | 2018-08-01 14:18 | 2018-08-21 | TITANIUM POWER INC | Retrofit | Pacoima | Los Angeles | 91331 | Host Customer is System Owner | 7 |  | 30004079 | GREENoneTEC Solarindustrie GmbH | Solpal Plus | Solpal Plus L-GT | Direct Integral Collector Storage (DI) | 25.66 |  | Solpal Plus L |  |  | Solar Storage with Tankless Auxiliary Water Heater | 51 | 1 | 1 | 85 | Z09 | [18 empty] | Los Angeles | FALSE | 30.54 |  | 2011-06-01: 2018-07-27; 2011-08-03: 2018-08-01; 2011-09-20: 2018-08-21 | 2255 | 3909 | Up-front Payment
SCG-012051 | Single Family Residential - Disadvantaged Community | Domestic Hot Water | Gas | Southern California Gas Company | Incentive:Paid | 3821 | 29.85 |  | 1 | 128 |  | 128 |  | 2018-08-01 14:20 | 2018-08-21 | TITANIUM POWER INC | Retrofit | Pacoima | Los Angeles | 91331 | Host Customer is System Owner | 7 |  | 30004079 | GREENoneTEC Solarindustrie GmbH | Solpal Plus | Solpal Plus L-GT | Direct Integral Collector Storage (DI) | 25.66 |  | Solpal Plus L |  |  | Solar Storage with Tankless Auxiliary Water Heater | 51 | 1 | 1 | 85 | Z09 | [18 empty] | Los Angeles | FALSE | 30.54 |  | 2011-06-01: 2018-07-27; 2011-08-03: 2018-08-01; 2011-09-20: 2018-08-21 | 2255 | 3909 | Up-front Payment
SCG-012052 | Single Family Residential - Disadvantaged Community | Domestic Hot Water | Gas | Southern California Gas Company | Incentive:Paid | 3821 | 29.85 |  | 1 | 128 |  | 128 |  | 2018-08-01 14:26 | 2018-10-15 | TITANIUM POWER INC | Retrofit | Sun Valley | Los Angeles | 91352 | Owner/Tenant | 6 |  | 30004079 | GREENoneTEC Solarindustrie GmbH | Solpal Plus | Solpal Plus L-GT | Direct Integral Collector Storage (DI) | 25.66 |  | Solpal Plus L |  |  | Solar Storage with Tankless Auxiliary Water Heater | 51 | 1 | 1 | 75 | Z09 | [18 empty] | Los Angeles | FALSE | 30.54 |  | 2011-06-01: 2018-07-27; 2011-08-03: 2018-08-01; 2011-09-20: 2018-10-15 | 2199 | 3909 | Up-front Payment
SCG-012053 | Single Family Residential - Disadvantaged Community | Domestic Hot Water | Gas | Southern California Gas Company | Incentive:Paid | 3821 | 29.85 |  | 1 | 128 |  | 128 |  | 2018-08-01 14:28 | 2018-08-27 | TITANIUM POWER INC | Retrofit | Pacoima | Los Angeles | 91331 | Host Customer is System Owner | 5 |  | 30004079 | GREENoneTEC Solarindustrie GmbH | Solpal Plus | Solpal Plus L-GT | Direct Integral Collector Storage (DI) | 25.66 |  | Solpal Plus L |  |  | Solar Storage with Tankless Auxiliary Water Heater | 51 | 1 | 1 | 65 | Z09 | [18 empty] | Los Angeles | FALSE | 30.54 |  | 2011-06-01: 2018-07-27; 2011-08-03: 2018-08-01; 2011-09-20: 2018-08-27 | 2250 | 3909 | Up-front Payment
SCG-012054 | Single Family Residential - Disadvantaged Community | Domestic Hot Water | Gas | Southern California Gas Company | Incentive:Paid | 3821 | 29.85 |  | 1 | 128 |  | 128 |  | 2018-08-01 14:30 | 2018-08-27 | TITANIUM POWER INC | Retrofit | Arleta | Los Angeles | 91331 | Host Customer is System Owner | 4 |  | 30004079 | GREENoneTEC Solarindustrie GmbH | Solpal Plus | Solpal Plus L-GT | Direct Integral Collector Storage (DI) | 25.66 |  | Solpal Plus L |  |  | Solar Storage with Tankless Auxiliary Water Heater | 51 | 1 | 1 | 55 | Z09 | [18 empty] | Los Angeles | FALSE | 30.54 |  | 2011-06-01: 2018-07-27; 2011-08-03: 2018-08-01; 2011-09-20: 2018-08-27 | 2250 | 3909 | Up-front Payment
SCG-012055 | Single Family Residential - Disadvantaged Community | Domestic Hot Water | Gas | Southern California Gas Company | Incentive:Paid | 3821 | 29.85 |  | 1 | 128 |  | 128 |  | 2018-08-01 14:36 | 2018-08-27 | TITANIUM POWER INC | Retrofit | Pacoima | Los Angeles | 91331 | Host Customer is System Owner | 4 |  | 30004079 | GREENoneTEC Solarindustrie GmbH | Solpal Plus | Solpal Plus L-GT | Direct Integral Collector Storage (DI) | 25.66 |  | Solpal Plus L |  |  | Solar Storage with Tankless Auxiliary Water Heater | 51 | 1 | 1 | 55 | Z09 | [18 empty] | Los Angeles | FALSE | 30.54 |  | 2011-06-01: 2018-07-27; 2011-08-03: 2018-08-01; 2011-09-20: 2018-08-27 | 2250 | 3909 | Up-front Payment
SCG-012056 | Single Family Residential - Disadvantaged Community | Domestic Hot Water | Gas | Southern California Gas Company | Incentive:Paid | 3821 | 29.85 |  | 1 | 128 |  | 128 |  | 2018-08-01 12:58 | 2018-08-27 | TITANIUM POWER INC | Retrofit | Pacoima | Los Angeles | 91331 | Host Customer is System Owner | 5 |  | 30004079 | GREENoneTEC Solarindustrie GmbH | Solpal Plus | Solpal Plus L-GT | Direct Integral Collector Storage (DI) | 25.66 |  | Solpal Plus L |  |  | Solar Storage with Tankless Auxiliary Water Heater | 51 | 1 | 1 | 65 | Z09 | [18 empty] | LOS ANGELES | FALSE | 30.34 |  | 2011-06-01: 2018-07-27; 2011-08-03: 2018-08-01; 2011-09-20: 2018-08-27 | 2250 | 3884 | Up-front Payment
SCG-012057 | Single Family Residential - Disadvantaged Community | Domestic Hot Water | Gas | Southern California Gas Company | Incentive:Paid | 3821 | 29.85 |  | 1 | 128 |  | 128 |  | 2018-08-01 13:00 | 2018-08-27 | TITANIUM POWER INC | Retrofit | Pacoima | Los Angeles | 91331 | Host Customer is System Owner | 6 |  | 30004079 | GREENoneTEC Solarindustrie GmbH | Solpal Plus | Solpal Plus L-GT | Direct Integral Collector Storage (DI) | 25.66 |  | Solpal Plus L |  |  | Solar Storage with Tankless Auxiliary Water Heater | 51 | 1 | 1 | 75 | Z09 | [18 empty] | LOS ANGELES | FALSE | 30.34 |  | 2011-06-01: 2018-07-27; 2011-08-03: 2018-08-01; 2011-09-20: 2018-08-27 | 2250 | 3884 | Up-front Payment
SCG-012058 | Single Family Residential - Disadvantaged Community | Domestic Hot Water | Gas | Southern California Gas Company | Incentive:Paid | 3821 | 29.85 |  | 1 | 128 |  | 128 |  | 2018-08-01 14:32 | 2018-08-14 | TITANIUM POWER INC | Retrofit | Pacoima | Los Angeles | 91331 | Host Customer is System Owner | 5 |  | 30004079 | GREENoneTEC Solarindustrie GmbH | Solpal Plus | Solpal Plus L-GT | Direct Integral Collector Storage (DI) | 25.66 |  | Solpal Plus L |  |  | Solar Storage with Tankless Auxiliary Water Heater | 51 | 1 | 1 | 65 | Z09 | [18 empty] | Los Angeles | FALSE | 30.54 |  | 2011-06-01: 2018-07-27; 2011-08-03: 2018-08-01; 2011-09-20: 2018-08-14 | 2260 | 3909 | Up-front Payment
SCG-012059 | Single Family Residential - Disadvantaged Community | Domestic Hot Water | Gas | Southern California Gas Company | Incentive:Paid | 3630 | 29.85 |  | 1 | 128 |  | 122 |  | 2018-10-11 09:41 | 2018-10-15 | TITANIUM POWER INC | Retrofit | Pacoima | Los Angeles | 91331 | Host Customer is System Owner | 4 |  | 30004079 | GREENoneTEC Solarindustrie GmbH | Solpal Plus | Solpal Plus L-GT | Direct Integral Collector Storage (DI) | 25.66 |  | Solpal Plus L |  |  | Solar Storage with Tankless Auxiliary Water Heater | 51 | 1 | 0.95 | 55 | Z09 | [18 empty] | Los Angeles | FALSE | 28.98 |  | 2011-06-01: 2018-07-27; 2011-08-03: 2018-10-11; 2011-09-20: 2018-10-15 | 2180 | 3709 | Up-front Payment
SCG-012060 | Single Family Residential - Disadvantaged Community | Domestic Hot Water | Gas | Southern California Gas Company | Incentive:Paid | 3821 | 29.85 |  | 1 | 128 |  | 128 |  | 2018-08-01 13:01 | 2018-08-28 | TITANIUM POWER INC | Retrofit | San Fernando | Los Angeles | 91340 | Host Customer is System Owner | 5 |  | 30004079 | GREENoneTEC Solarindustrie GmbH | Solpal Plus | Solpal Plus L-GT | Direct Integral Collector Storage (DI) | 25.66 |  | Solpal Plus L |  |  | Solar Storage with Tankless Auxiliary Water Heater | 51 | 1 | 1 | 65 | Z09 | [18 empty] | LOS ANGELES | FALSE | 30.34 |  | 2011-06-01: 2018-07-27; 2011-08-03: 2018-08-01; 2011-09-20: 2018-08-28 | 2250 | 3884 | Up-front Payment
SCG-012061 | Single Family Residential - Disadvantaged Community | Domestic Hot Water | Gas | Southern California Gas Company | Incentive:Paid | 3821 | 29.85 |  | 1 | 128 |  | 128 |  | 2018-08-01 14:34 | 2018-08-28 | TITANIUM POWER INC | Retrofit | Pacoima | Los Angeles | 91331 | Host Customer is System Owner | 5 |  | 30004079 | GREENoneTEC Solarindustrie GmbH | Solpal Plus | Solpal Plus L-GT | Direct Integral Collector Storage (DI) | 25.66 |  | Solpal Plus L |  |  | Solar Storage with Tankless Auxiliary Water Heater | 51 | 1 | 1 | 65 | Z09 | [18 empty] | Los Angeles | FALSE | 30.54 |  | 2011-06-01: 2018-07-27; 2011-08-03: 2018-08-01; 2011-09-20: 2018-08-28 | 2249 | 3909 | Up-front Payment
SCG-012062 | Single Family Residential - Disadvantaged Community | Domestic Hot Water | Gas | Southern California Gas Company | Incentive:Paid | 3821 | 29.85 |  | 1 | 128 |  | 128 |  | 2018-08-01 13:02 | 2018-08-28 | TITANIUM POWER INC | Retrofit | San Fernando | Los Angeles | 91342 | Host Customer is System Owner | 4 |  | 30004079 | GREENoneTEC Solarindustrie GmbH | Solpal Plus | Solpal Plus L-GT | Direct Integral Collector Storage (DI) | 25.66 |  | Solpal Plus L |  |  | Solar Storage with Tankless Auxiliary Water Heater |  | 1 | 1 | 55 | Z09 | [18 empty] | LOS ANGELES | FALSE | 30.34 |  | 2011-06-01: 2018-07-27; 2011-08-03: 2018-08-01; 2011-09-20: 2018-08-28 | 2249 | 3884 | Up-front Payment
SCG-012063 | Single Family Residential - Disadvantaged Community | Domestic Hot Water | Gas | Southern California Gas Company | Incentive:Paid | 3821 | 29.85 |  | 1 | 128 |  | 128 |  | 2018-08-06 14:47 | 2018-08-27 | TITANIUM POWER INC | Retrofit | Van Nuys | Los Angeles | 91405 | Host Customer is System Owner | 4 |  | 30004079 | GREENoneTEC Solarindustrie GmbH | Solpal Plus | Solpal Plus L-GT | Direct Integral Collector Storage (DI) | 25.66 |  | Solpal Plus L |  |  | Solar Storage with Tankless Auxiliary Water Heater | 51 | 1 | 1 | 55 | Z09 | [18 empty] | Los Angeles | FALSE | 30.54 |  | 2011-06-01: 2018-07-27; 2011-08-03: 2018-08-06; 2011-09-20: 2018-08-27 | 2241 | 3909 | Up-front Payment
SCG-012064 | Single Family Residential - Disadvantaged Community | Domestic Hot Water | Gas | Southern California Gas Company | Incentive:Paid | 3821 | 29.85 |  | 1 | 128 |  | 128 |  | 2018-08-01 12:42 | 2018-08-28 | TITANIUM POWER INC | Retrofit | Pacoima | Los Angeles | 91331 | Host Customer is System Owner | 6 |  | 30004079 | GREENoneTEC Solarindustrie GmbH | Solpal Plus | Solpal Plus L-GT | Direct Integral Collector Storage (DI) | 25.66 |  | Solpal Plus L |  |  | Solar Storage with Tankless Auxiliary Water Heater | 51 | 1 | 1 | 75 | Z09 | [18 empty] | LOS ANGELES | FALSE | 30.34 |  | 2011-06-01: 2018-07-27; 2011-08-03: 2018-08-01; 2011-09-20: 2018-08-28 | 2249 | 3884 | Up-front Payment
SCG-012065 | Single Family Residential | Domestic Hot Water | Gas | Southern California Gas Company | Incentive:Paid | 4078 | 29.85 |  | 1 | 138 |  | 137 |  | 2018-07-30 15:48 | 2018-09-05 | SOL RELIABLE INC | Retrofit | Oxnard | Los Angeles | 93033 | Host Customer is System Owner | 3 |  | 2011141B | Heliodyne, Inc. | HELIOPAK | HPAK 016 1 410 G 80 ACD Z | Indirect Forced Circulation (IF) | 40.17 |  | 410 001 | Forced Circulation |  | Solar Storage with Tankless Auxiliary Water Heater | 80 | 0.99 | 1 | 45 | Z06 | [18 empty] | City of Oxnard | FALSE | 76.09 |  | 2011-06-01: 2018-07-27; 2011-08-03: 2018-07-30; 2011-09-20: 2018-09-05 | 2242 | 10500 | Up-front Payment
SCG-012066 | Single Family Residential - Disadvantaged Community | Domestic Hot Water | Gas | Southern California Gas Company | Incentive:Paid | 3821 | 29.85 |  | 1 | 128 |  | 128 |  | 2018-08-01 12:40 | 2018-09-13 | TITANIUM POWER INC | Retrofit | Pacoima | Los Angeles | 91331 | Host Customer is System Owner | 6 |  | 30004079 | GREENoneTEC Solarindustrie GmbH | Solpal Plus | Solpal Plus L-GT | Direct Integral Collector Storage (DI) | 25.66 |  | Solpal Plus L |  |  | Solar Storage with Tankless Auxiliary Water Heater | 51 | 1 | 1 | 75 | Z09 | [18 empty] | LOS ANGELES | FALSE | 30.34 |  | 2011-06-01: 2018-07-27; 2011-08-03: 2018-08-01; 2011-09-20: 2018-09-13 | 2229 | 3884 | Up-front Payment
SCG-012067 | Single Family Residential - Disadvantaged Community | Domestic Hot Water | Gas | Southern California Gas Company | Incentive:Paid | 3821 | 29.85 |  | 1 | 128 |  | 128 |  | 2018-08-01 13:07 | 2018-09-24 | TITANIUM POWER INC | Retrofit | Arleta | Los Angeles | 91331 | Host Customer is System Owner | 7 |  | 30004079 | GREENoneTEC Solarindustrie GmbH | Solpal Plus | Solpal Plus L-GT | Direct Integral Collector Storage (DI) | 25.66 |  | Solpal Plus L |  |  | Solar Storage with Tankless Auxiliary Water Heater | 51 | 1 | 1 | 85 | Z09 | [18 empty] | LOS ANGELES | FALSE | 30.34 |  | 2011-06-01: 2018-07-27; 2011-08-03: 2018-08-01; 2011-09-20: 2018-09-24 | 2221 | 3884 | Up-front Payment
SCG-012068 | Single Family Residential - Disadvantaged Community | Domestic Hot Water | Gas | Southern California Gas Company | Incentive:Paid | 3630 | 29.85 |  | 1 | 128 |  | 122 |  | 2018-08-01 14:15 | 2018-08-28 | TITANIUM POWER INC | Retrofit | Pacoima | Los Angeles | 91331 | Host Customer is System Owner | 4 |  | 30004079 | GREENoneTEC Solarindustrie GmbH | Solpal Plus | Solpal Plus L-GT | Direct Integral Collector Storage (DI) | 25.66 |  | Solpal Plus L |  |  | Solar Storage with Tankless Auxiliary Water Heater | 51 | 1 | 0.95 | 55 | Z09 | [18 empty] | Los Angeles | FALSE | 28.98 |  | 2011-06-01: 2018-07-27; 2011-08-03: 2018-08-01; 2011-09-20: 2018-08-28 | 2249 | 3709 | Up-front Payment
SCG-012069 | Single Family Residential - Disadvantaged Community | Domestic Hot Water | Gas | Southern California Gas Company | Incentive:Paid | 3821 | 29.85 |  | 1 | 128 |  | 128 |  | 2018-08-01 13:08 | 2018-08-15 | TITANIUM POWER INC | Retrofit | Pacoima | Los Angeles | 91331 | Host Customer is System Owner | 5 |  | 30004079 | GREENoneTEC Solarindustrie GmbH | Solpal Plus | Solpal Plus L-GT | Direct Integral Collector Storage (DI) | 25.66 |  | Solpal Plus L |  |  | Solar Storage with Tankless Auxiliary Water Heater | 51 | 1 | 1 | 65 | Z09 | [18 empty] | LOS ANGELES | FALSE | 30.34 |  | 2011-06-01: 2018-07-27; 2011-08-03: 2018-08-01; 2011-09-20: 2018-08-15 | 2258 | 3884 | Up-front Payment
SCG-012070 | Single Family Residential - Disadvantaged Community | Domestic Hot Water | Gas | Southern California Gas Company | Incentive:Paid | 3630 | 29.85 |  | 1 | 128 |  | 122 |  | 2018-08-01 13:10 | 2018-08-29 | TITANIUM POWER INC | Retrofit | Arleta | Los Angeles | 91331 | Host Customer is System Owner | 10 |  | 30004079 | GREENoneTEC Solarindustrie GmbH | Solpal Plus | Solpal Plus L-GT | Direct Integral Collector Storage (DI) | 25.66 |  | Solpal Plus L |  |  | Solar Storage with Tankless Auxiliary Water Heater | 51 | 1 | 0.95 | 115 | Z09 | [18 empty] | LOS ANGELES | FALSE | 28.98 |  | 2011-06-01: 2018-07-27; 2011-08-03: 2018-08-01; 2011-09-20: 2018-08-29 | 2248 | 3709 | Up-front Payment
SCG-012071 | Single Family Residential - Disadvantaged Community | Domestic Hot Water | Gas | Southern California Gas Company | Incentive:Paid | 3821 | 29.85 |  | 1 | 128 |  | 128 |  | 2018-08-01 13:34 | 2018-08-29 | TITANIUM POWER INC | Retrofit | Arleta | Los Angeles | 91331 | Host Customer is System Owner | 4 |  | 30004079 | GREENoneTEC Solarindustrie GmbH | Solpal Plus | Solpal Plus L-GT | Direct Integral Collector Storage (DI) | 25.66 |  | Solpal Plus L |  |  | Solar Storage with Tankless Auxiliary Water Heater | 51 | 1 | 1 | 55 | Z09 | [18 empty] | LOS ANGELES | FALSE | 30.34 |  | 2011-06-01: 2018-07-27; 2011-08-03: 2018-08-01; 2011-09-20: 2018-08-29 | 2248 | 3884 | Up-front Payment
SCG-012072 | Single Family Residential - Disadvantaged Community | Domestic Hot Water | Gas | Southern California Gas Company | Incentive:Paid | 3821 | 29.85 |  | 1 | 128 |  | 128 |  | 2018-08-01 13:35 | 2018-08-29 | TITANIUM POWER INC | Retrofit | Pacoima | Los Angeles | 91331 | Host Customer is System Owner | 8 |  | 30004079 | GREENoneTEC Solarindustrie GmbH | Solpal Plus | Solpal Plus L-GT | Direct Integral Collector Storage (DI) | 25.66 |  | Solpal Plus L |  |  | Solar Storage with Tankless Auxiliary Water Heater | 51 | 1 | 1 | 95 | Z09 | [18 empty] | LOS ANGELES | FALSE | 30.34 |  | 2011-06-01: 2018-07-27; 2011-08-03: 2018-08-01; 2011-09-20: 2018-08-29 | 2248 | 3884 | Up-front Payment
SCG-012073 | Single Family Residential - Disadvantaged Community | Domestic Hot Water | Gas | Southern California Gas Company | Incentive:Paid | 3821 | 29.85 |  | 1 | 128 |  | 128 |  | 2018-08-01 13:33 | 2018-08-29 | TITANIUM POWER INC | Retrofit | Arleta | Los Angeles | 91331 | Host Customer is System Owner | 5 |  | 30004079 | GREENoneTEC Solarindustrie GmbH | Solpal Plus | Solpal Plus L-GT | Direct Integral Collector Storage (DI) | 25.66 |  | Solpal Plus L |  |  | Solar Storage with Tankless Auxiliary Water Heater | 51 | 1 | 1 | 65 | Z09 | [18 empty] | LOS ANGELES | FALSE | 30.34 |  | 2011-06-01: 2018-07-27; 2011-08-03: 2018-08-01; 2011-09-20: 2018-08-29 | 2248 | 3884 | Up-front Payment
SCG-012074 | Single Family Residential | Domestic Hot Water | Gas | Southern California Gas Company | Incentive:Paid | 3567 | 25.37 |  | 2 | 148 |  | 141 |  | 2019-07-12 14:47 | 2020-06-30 | TITANIUM POWER INC | Retrofit | Los Angeles | Los Angeles | 90033 | Host Customer is System Owner | 4 |  | 30004272 | Butler Sun Solutions, Inc. | SOLAR BUTLER | BT1-40-I-T | Indirect Forced Circulation (IF) | 43.72 |  | BT1 | Glycol | Advanced Controller with a Vacation or Holiday Mode | Solar Storage with Tankless Auxiliary Water Heater | 40 | 1 | 0.95 | 55 | Z09 | [18 empty] | Los Angeles | FALSE | 25.4 |  | 2011-06-01: 2018-07-27; 2011-08-03: 2019-07-12; 2011-09-20: 2020-06-30 | 1573 | 3759 | Up-front Payment
SCG-012075 | Single Family Residential - Disadvantaged Community | Domestic Hot Water | Gas | Southern California Gas Company | Incentive:Paid | 3821 | 29.85 |  | 1 | 128 |  | 128 |  | 2018-08-01 13:35 | 2018-08-31 | TITANIUM POWER INC | Retrofit | Arleta | Los Angeles | 91331 | Host Customer is System Owner | 8 |  | 30004079 | GREENoneTEC Solarindustrie GmbH | Solpal Plus | Solpal Plus L-GT | Direct Integral Collector Storage (DI) | 25.66 |  | Solpal Plus L |  |  | Solar Storage with Tankless Auxiliary Water Heater | 51 | 1 | 1 | 95 | Z09 | [18 empty] | LOS ANGELES | FALSE | 30.34 |  | 2011-06-01: 2018-07-27; 2011-08-03: 2018-08-01; 2011-09-20: 2018-08-31 | 2243 | 3884 | Up-front Payment
SCG-012079 | Single Family Residential - Disadvantaged Community | Domestic Hot Water | Gas | Southern California Gas Company | Incentive:Paid | 3821 | 29.85 |  | 1 | 128 |  | 128 |  | 2018-08-01 13:42 | 2018-08-31 | TITANIUM POWER INC | Retrofit | Pacoima | Los Angeles | 91331 | Host Customer is System Owner | 4 |  | 30004079 | GREENoneTEC Solarindustrie GmbH | Solpal Plus | Solpal Plus L-GT | Direct Integral Collector Storage (DI) | 25.66 |  | Solpal Plus L |  |  | Solar Storage with Tankless Auxiliary Water Heater | 51 | 1 | 1 | 55 | Z09 | [18 empty] | Los Angeles | FALSE | 30.54 |  | 2011-06-01: 2018-07-30; 2011-08-03: 2018-08-01; 2011-09-20: 2018-08-31 | 2243 | 3909 | Up-front Payment
SCG-012080 | Single Family Residential - Disadvantaged Community | Domestic Hot Water | Gas | Southern California Gas Company | Incentive:Paid | 3821 | 29.85 |  | 1 | 128 |  | 128 |  | 2018-08-01 12:55 | 2018-08-15 | TITANIUM POWER INC | Retrofit | San Fernando | Los Angeles | 91342 | Host Customer is System Owner | 5 |  | 30004079 | GREENoneTEC Solarindustrie GmbH | Solpal Plus | Solpal Plus L-GT | Direct Integral Collector Storage (DI) | 25.66 |  | Solpal Plus L |  |  | Solar Storage with Tankless Auxiliary Water Heater | 51 | 1 | 1 | 65 | Z09 | [18 empty] | Los Angeles | FALSE | 30.54 |  | 2011-06-01: 2018-07-30; 2011-08-03: 2018-08-01; 2011-09-20: 2018-08-15 | 2258 | 3909 | Up-front Payment
SCG-012081 | Single Family Residential - Disadvantaged Community | Domestic Hot Water | Gas | Southern California Gas Company | Incentive:Paid | 3821 | 29.85 |  | 1 | 128 |  | 128 |  | 2018-08-01 13:45 | 2018-08-31 | TITANIUM POWER INC | Retrofit | Arleta | Los Angeles | 91331 | Host Customer is System Owner | 6 |  | 30004079 | GREENoneTEC Solarindustrie GmbH | Solpal Plus | Solpal Plus L-GT | Direct Integral Collector Storage (DI) | 25.66 |  | Solpal Plus L |  |  | Solar Storage with Tankless Auxiliary Water Heater | 51 | 1 | 1 | 75 | Z09 | [18 empty] | Los Angeles | FALSE | 30.54 |  | 2011-06-01: 2018-07-30; 2011-08-03: 2018-08-01; 2011-09-20: 2018-08-31 | 2243 | 3909 | Up-front Payment
SCG-012082 | Single Family Residential - Disadvantaged Community | Domestic Hot Water | Gas | Southern California Gas Company | Incentive:Paid | 3821 | 29.85 |  | 1 | 128 |  | 128 |  | 2018-08-01 13:48 | 2018-09-04 | TITANIUM POWER INC | Retrofit | Arleta | Los Angeles | 91331 | Host Customer is System Owner | 8 |  | 30004079 | GREENoneTEC Solarindustrie GmbH | Solpal Plus | Solpal Plus L-GT | Direct Integral Collector Storage (DI) | 25.66 |  | Solpal Plus L |  |  | Solar Storage with Tankless Auxiliary Water Heater | 51 | 1 | 1 | 95 | Z09 | [18 empty] | Los Angeles | FALSE | 30.54 |  | 2011-06-01: 2018-07-30; 2011-08-03: 2018-08-01; 2011-09-20: 2018-09-04 | 2241 | 3909 | Up-front Payment
SCG-012083 | Single Family Residential - Disadvantaged Community | Domestic Hot Water | Gas | Southern California Gas Company | Incentive:Paid | 3821 | 29.85 |  | 1 | 128 |  | 128 |  | 2018-08-01 13:50 | 2018-09-04 | TITANIUM POWER INC | Retrofit | Pacoima | Los Angeles | 91331 | Host Customer is System Owner | 5 |  | 30004079 | GREENoneTEC Solarindustrie GmbH | Solpal Plus | Solpal Plus L-GT | Direct Integral Collector Storage (DI) | 25.66 |  | Solpal Plus L |  |  | Solar Storage with Tankless Auxiliary Water Heater | 51 | 1 | 1 | 65 | Z09 | [18 empty] | Los Angeles | FALSE | 30.54 |  | 2011-06-01: 2018-07-30; 2011-08-03: 2018-08-01; 2011-09-20: 2018-09-04 | 2242 | 3909 | Up-front Payment
SCG-012084 | Single Family Residential - Disadvantaged Community | Domestic Hot Water | Gas | Southern California Gas Company | Incentive:Paid | 3821 | 29.85 |  | 1 | 128 |  | 128 |  | 2018-08-01 13:40 | 2018-08-15 | TITANIUM POWER INC | Retrofit | Pacoima | Los Angeles | 91331 | Host Customer is System Owner | 7 |  | 30004079 | GREENoneTEC Solarindustrie GmbH | Solpal Plus | Solpal Plus L-GT | Direct Integral Collector Storage (DI) | 25.66 |  | Solpal Plus L |  |  | Solar Storage with Tankless Auxiliary Water Heater | 51 | 1 | 1 | 85 | Z09 | [18 empty] | Los Angeles | FALSE | 30.54 |  | 2011-06-01: 2018-07-30; 2011-08-03: 2018-08-01; 2011-09-20: 2018-08-15 | 2258 | 3909 | Up-front Payment
SCG-012085 | Single Family Residential - Disadvantaged Community | Domestic Hot Water | Gas | Southern California Gas Company | Incentive:Paid | 3821 | 29.85 |  | 1 | 128 |  | 128 |  | 2018-08-01 14:02 | 2018-09-05 | TITANIUM POWER INC | Retrofit | Pacoima | Los Angeles | 91331 | Host Customer is System Owner | 7 |  | 30004079 | GREENoneTEC Solarindustrie GmbH | Solpal Plus | Solpal Plus L-GT | Direct Integral Collector Storage (DI) | 25.66 |  | Solpal Plus L |  |  | Solar Storage with Tankless Auxiliary Water Heater | 51 | 1 | 1 | 85 | Z09 | [18 empty] | Los Angeles | FALSE | 30.54 |  | 2011-06-01: 2018-07-30; 2011-08-03: 2018-08-01; 2011-09-20: 2018-09-05 | 2242 | 3909 | Up-front Payment
SCG-012086 | Single Family Residential - Disadvantaged Community | Domestic Hot Water | Gas | Southern California Gas Company | Incentive:Paid | 3821 | 29.85 |  | 1 | 128 |  | 128 |  | 2018-08-01 14:04 | 2018-09-05 | TITANIUM POWER INC | Retrofit | Arleta | Los Angeles | 91331 | Host Customer is System Owner | 4 |  | 30004079 | GREENoneTEC Solarindustrie GmbH | Solpal Plus | Solpal Plus L-GT | Direct Integral Collector Storage (DI) | 25.66 |  | Solpal Plus L |  |  | Solar Storage with Tankless Auxiliary Water Heater | 51 | 1 | 1 | 55 | Z09 | [18 empty] | Los Angeles | FALSE | 30.54 |  | 2011-06-01: 2018-07-30; 2011-08-03: 2018-08-01; 2011-09-20: 2018-09-05 | 2242 | 3909 | Up-front Payment
SCG-012087 | Single Family Residential - Disadvantaged Community | Domestic Hot Water | Gas | Southern California Gas Company | Incentive:Paid | 3821 | 29.85 |  | 1 | 128 |  | 128 |  | 2018-08-01 14:11 | 2018-08-15 | TITANIUM POWER INC | Retrofit | Arleta | Los Angeles | 91331 | Host Customer is System Owner | 4 |  | 30004079 | GREENoneTEC Solarindustrie GmbH | Solpal Plus | Solpal Plus L-GT | Direct Integral Collector Storage (DI) | 25.66 |  | Solpal Plus L |  |  | Solar Storage with Tankless Auxiliary Water Heater | 51 | 1 | 1 | 55 | Z09 | [18 empty] | Los Angeles | FALSE | 30.54 |  | 2011-06-01: 2018-07-30; 2011-08-03: 2018-08-01; 2011-09-20: 2018-08-15 | 2258 | 3909 | Up-front Payment
SCG-012088 | Single Family Residential - Disadvantaged Community | Domestic Hot Water | Gas | Southern California Gas Company | Incentive:Paid | 3630 | 29.85 |  | 1 | 128 |  | 122 |  | 2018-08-06 15:00 | 2018-08-27 | TITANIUM POWER INC | Retrofit | North Hollywood | Los Angeles | 91605 | Host Customer is System Owner | 10 |  | 30004079 | GREENoneTEC Solarindustrie GmbH | Solpal Plus | Solpal Plus L-GT | Direct Integral Collector Storage (DI) | 25.66 |  | Solpal Plus L |  |  | Solar Storage with Tankless Auxiliary Water Heater | 51 | 1 | 0.95 | 115 | Z09 | [18 empty] | LOS ANGELES | FALSE | 28.78 |  | 2011-06-01: 2018-07-30; 2011-08-03: 2018-08-06; 2011-09-20: 2018-08-27 | 2241 | 3684 | Up-front Payment
SCG-012089 | Single Family Residential | Domestic Hot Water | Gas | Southern California Gas Company | Incentive:Paid | 3710 | 25.37 |  | 2 | 148 |  | 148 |  | 2019-07-10 15:51 | 2020-06-23 | TITANIUM POWER INC | Retrofit | Los Angeles | Los Angeles | 90023 | Host Customer is System Owner | 4 |  | 30004272 | Butler Sun Solutions, Inc. | SOLAR BUTLER | BT1-40-I-T | Indirect Forced Circulation (IF) | 43.72 |  | BT1 | Glycol | Advanced Controller with a Vacation or Holiday Mode | Solar Storage with Tankless Auxiliary Water Heater | 40 | 1 | 1 | 55 | Z09 | [18 empty] | Los Angeles | FALSE | 25.4 |  | 2011-06-01: 2018-07-31; 2011-08-03: 2019-07-10; 2011-09-20: 2020-06-23 | 1579 | 3759 | Up-front Payment
SCG-012090 | Single Family Residential | Domestic Hot Water | Gas | Southern California Gas Company | Incentive:Paid | 4366 | 29.85 |  | 1 | 149 |  | 149 |  | 2019-06-19 13:07 | 2019-07-05 | TITANIUM POWER INC | Retrofit | Los Angeles | Los Angeles | 90016 | Host Customer is System Owner | 4 |  | 30004272 | Butler Sun Solutions, Inc. | SOLAR BUTLER | BT1-40-I-T | Indirect Forced Circulation (IF) | 43.72 |  | BT1 | Glycol | Advanced Controller with a Vacation or Holiday Mode | Solar Storage with Tankless Auxiliary Water Heater | 40 | 1 | 1 | 55 | Z08 | [18 empty] | Los Angeles | FALSE | 29.93 |  | 2011-06-01: 2018-07-31; 2011-08-03: 2019-06-19; 2011-09-20: 2019-07-05 | 1928 | 4459 | Up-front Payment
SCG-012091 | Single Family Residential | Domestic Hot Water | Gas | Southern California Gas Company | Incentive:Paid | 3710 | 25.37 |  | 2 | 149 |  | 149 |  | 2019-06-24 16:57 | 2019-08-29 | TITANIUM POWER INC | Retrofit | Los Angeles | Los Angeles | 90016 | Host Customer is System Owner | 4 |  | 30004272 | Butler Sun Solutions, Inc. | SOLAR BUTLER | BT1-40-I-T | Indirect Forced Circulation (IF) | 43.72 |  | BT1 | Glycol | Advanced Controller with a Vacation or Holiday Mode | Solar Storage with Tankless Auxiliary Water Heater | 40 | 1 | 1 | 55 | Z08 | [18 empty] | Los Angeles | FALSE | 29.93 |  | 2011-06-01: 2018-07-31; 2011-08-03: 2019-06-24; 2011-09-20: 2019-08-29 | 1877 | 4459 | Up-front Payment
SCG-012092 | Single Family Residential - Disadvantaged Community | Domestic Hot Water | Gas | Southern California Gas Company | Incentive:Paid | 3731 | 29.85 |  | 1 | 125 |  | 125 |  | 2018-10-26 13:22 | 2018-10-29 | TITANIUM POWER INC | Retrofit | Los Angeles | Los Angeles | 90023 | Host Customer is System Owner | 7 |  | 30004257 | Butler Sun Solutions, Inc. | SOLAR BUTLER | B-BT1-40-I | Indirect Forced Circulation (IF) | 43.72 |  | BT1 | Glycol | Advanced Controller with a Vacation or Holiday Mode | Solar Storage and Auxiliary Tanks are separate | 40 | 1 | 1 | 85 | Z09 | [18 empty] | Los Angeles | FALSE | 30.07 |  | 2011-06-01: 2018-07-31; 2011-08-03: 2018-10-26; 2011-09-20: 2018-10-29 | 2187 | 3759 | Up-front Payment
SCG-012093 | Single Family Residential | Domestic Hot Water | Gas | Southern California Gas Company | Incentive:Paid | 3710 | 25.37 |  | 2 | 148 |  | 148 |  | 2019-07-01 14:01 | 2019-09-05 | TITANIUM POWER INC | Retrofit | Los Angeles | Los Angeles | 90023 | Host Customer is System Owner | 4 |  | 30004272 | Butler Sun Solutions, Inc. | SOLAR BUTLER | BT1-40-I-T | Indirect Forced Circulation (IF) | 43.72 |  | BT1 | Glycol | Advanced Controller with a Vacation or Holiday Mode | Solar Storage with Tankless Auxiliary Water Heater | 40 | 1 | 1 | 55 | Z09 | [18 empty] | Los Angeles | FALSE | 25.4 |  | 2011-06-01: 2018-07-31; 2011-08-03: 2019-07-01; 2011-09-20: 2019-09-05 | 1874 | 3759 | Up-front Payment
SCG-012094 | Low Income Single Family Residential | Domestic Hot Water | Gas | Southern California Gas Company | Incentive:Paid | 4613 | 36.9 |  | 1 | 125 |  | 125 |  | 2018-09-27 14:11 | 2018-10-01 | TITANIUM POWER INC | Retrofit | Arleta | Los Angeles | 91331 | Host Customer is System Owner | 4 |  | 30004257 | Butler Sun Solutions, Inc. | SOLAR BUTLER | B-BT1-40-I | Indirect Forced Circulation (IF) | 43.72 |  | BT1 | Glycol | Advanced Controller with a Vacation or Holiday Mode | Solar Storage and Auxiliary Tanks are separate | 40 | 1 | 1 | 55 | Z09 | [18 empty] | Los Angeles | FALSE | 37.27 |  | 2011-06-01: 2018-07-31; 2011-08-03: 2018-09-27; 2011-09-20: 2018-10-01 | 2215 | 4659 | Up-front Payment
SCG-012095 | Low Income Single Family Residential | Domestic Hot Water | Gas | Southern California Gas Company | Incentive:Paid | 5351 | 36.9 |  | 1 | 145 |  | 145 |  | 2018-08-21 15:58 | 2018-11-26 | DOCTOR PIPER INC | Retrofit | Van Nuys | Los Angeles | 91405 | Host Customer is System Owner | 5 |  | 2011141B | Heliodyne, Inc. | HELIOPAK | HPAK 016 1 410 G 80 ACD Z | Indirect Forced Circulation (IF) | 40.17 |  | 410 001 | Glycol | Steam Back | Solar Storage and Auxiliary Tanks are separate | 80 | 1 | 1 | 65 | Z09 | [18 empty] | City of Los Angeles | FALSE | 55.17 |  | 2011-06-01: 2018-07-31; 2011-08-03: 2018-08-21; 2011-09-20: 2018-11-26 | 2154 | 8000 | Up-front Payment
SCG-012096 | Low Income Single Family Residential | Domestic Hot Water | Gas | Southern California Gas Company | Incentive:Paid | 5351 | 36.9 |  | 1 | 145 |  | 145 |  | 2018-08-21 16:06 | 2018-09-13 | DOCTOR PIPER INC | Retrofit | Van Nuys | Los Angeles | 91403 | Host Customer is System Owner | 4 |  | 2011141B | Heliodyne, Inc. | HELIOPAK | HPAK 016 1 410 G 80 ACD Z | Indirect Forced Circulation (IF) | 40.17 |  | 410 001 | Glycol | Steam Back | Solar Storage and Auxiliary Tanks are separate | 80 | 1 | 1 | 55 | Z09 | [18 empty] | City of Los Angeles | FALSE | 39.31 |  | 2011-06-01: 2018-07-31; 2011-08-03: 2018-08-21; 2011-09-20: 2018-09-13 | 2230 | 5700 | Up-front Payment
PGE-012097 | Low Income Single Family Residential | Domestic Hot Water | Gas | Pacific Gas and Electric | Incentive:Paid | 4300 | 36.9 |  | 1 | 149 |  | 120 |  | 2018-08-03 10:36 | 2018-08-23 | SUNDOWNER INSULATION COMPANY INC | Retrofit | Fresno | Fresno | 93702 | Host Customer is System Owner | 5 |  | 2010017C | Alternate Energy Technologies | EAGLESUN | DBS-G2-80-64 | Indirect Forced Circulation (IF) | 65.34 |  | MSC-32 | Automatic Drainback |  | Solar Storage and Auxiliary Tanks are separate | 80 | 0.95 | 0.85 | 65 | Z13 | [18 empty] | City of Fresno | FALSE | 53.69 |  | 2011-06-01: 2018-07-31; 2011-08-03: 2018-08-03; 2011-09-20: 2018-08-23 | 2234 | 8000 | Up-front Payment
SCG-012099 | Low Income Single Family Residential | Domestic Hot Water | Gas | Southern California Gas Company | Incentive:Paid | 4613 | 36.9 |  | 1 | 125 |  | 125 |  | 2018-11-08 08:47 | 2018-11-09 | TITANIUM POWER INC | Retrofit | Los Angeles | Los Angeles | 90023 | Host Customer is System Owner | 5 |  | 30004257 | Butler Sun Solutions, Inc. | SOLAR BUTLER | B-BT1-40-I | Indirect Forced Circulation (IF) | 43.72 |  | BT1 | Glycol | Advanced Controller with a Vacation or Holiday Mode | Solar Storage and Auxiliary Tanks are separate | 40 | 1 | 1 | 65 | Z09 | [18 empty] | Los Angeles | FALSE | 37.27 |  | 2011-06-01: 2018-08-01; 2011-08-03: 2018-11-08; 2011-09-20: 2018-11-09 | 2172 | 4659 | Up-front Payment
SCG-012100 | Single Family Residential | Domestic Hot Water | Gas | Southern California Gas Company | Incentive:Paid | 4366 | 29.85 |  | 1 | 149 |  | 149 |  | 2019-06-19 12:55 | 2019-07-05 | TITANIUM POWER INC | Retrofit | Los Angeles | Los Angeles | 90016 | Host Customer is System Owner | 4 |  | 30004272 | Butler Sun Solutions, Inc. | SOLAR BUTLER | BT1-40-I-T | Indirect Forced Circulation (IF) | 43.72 |  | BT1 | Glycol | Advanced Controller with a Vacation or Holiday Mode | Solar Storage with Tankless Auxiliary Water Heater | 40 | 1 | 1 | 55 | Z08 | [18 empty] | Los Angeles | FALSE | 29.93 |  | 2011-06-01: 2018-08-01; 2011-08-03: 2019-06-19; 2011-09-20: 2019-07-05 | 1928 | 4459 | Up-front Payment
PGE-012101 | Industrial | Process Heating | Gas | Pacific Gas and Electric | Reservation:Canceled | 307323 | 10.1 |  | 1 | 15214 |  | 15214 |  | 2019-02-06 16:56 |  | AZTEC SOLAR INC | Retrofit | Lathrop | San Joaquin | 95330 | Host Customer is System Owner | [7 empty] | 4733 | 47.33 |  | Glycol | Swimming Pool or Spa Heat Dump | Solar Storage with Tankless Auxiliary Water Heater |  | 1 | 1 |  | Z12 |  | Persons | Office Buildings | 10001909 | 100 | 1 | 0 | 0 | 150000 | 0 | 30000000 | TRUE | 120 | 130 | [5 empty] | FALSE | 28.34 |  | 2011-06-01: 2018-08-01; 2011-06-21: 2019-02-13; 2011-06-23: 2019-02-06 | 2053 | 431095 | Performance-Based Incentive
SCG-012102 | Single Family Residential | Domestic Hot Water | Gas | Southern California Gas Company | Incentive:Paid | 3402 | 25.37 |  | 2 | 149 |  | 134 |  | 2019-07-08 13:20 | 2020-06-12 | TITANIUM POWER INC | Retrofit | Los Angeles | Los Angeles | 90016 | Host Customer is System Owner | 7 |  | 30004272 | Butler Sun Solutions, Inc. | SOLAR BUTLER | BT1-40-I-T | Indirect Forced Circulation (IF) | 43.72 |  | BT1 | Glycol | Advanced Controller with a Vacation or Holiday Mode | Solar Storage with Tankless Auxiliary Water Heater | 40 | 1 | 0.9 | 85 | Z08 | [18 empty] | Los Angeles | FALSE | 23.21 |  | 2011-06-01: 2018-08-01; 2011-08-03: 2019-07-08; 2011-09-20: 2020-06-12 | 1591 | 3459 | Up-front Payment
SCG-012103 | Single Family Residential - Disadvantaged Community | Domestic Hot Water | Gas | Southern California Gas Company | Incentive:Paid | 2642 | 29.85 |  | 1 | 118 |  | 88 |  | 2018-08-02 08:19 | 2018-08-14 | INTELLIGENT GREEN SOLUTIONS CA | Retrofit | Orange Cove | Fresno | 93646 | Owner/Tenant | 4 |  | 30004236 | SunMaxx Solar LLC | ThermoPower | VTS30-HP-G | Indirect Thermosyphon (IT) | 47.9 |  | VTS-HP30 | Automatic Drainback |  | Solar Storage and Auxiliary Tanks are separate | 79 | 1 | 0.75 | 55 | Z13 | [18 empty] | City of Orange Cove | FALSE | 52.88 |  | 2011-06-01: 2018-08-01; 2011-08-03: 2018-08-02; 2011-09-20: 2018-08-14 | 2255 | 6240 | Up-front Payment
SCG-012104 | Single Family Residential - Disadvantaged Community | Domestic Hot Water | Gas | Southern California Gas Company | Incentive:Paid | 3522 | 29.85 |  | 1 | 118 |  | 118 |  | 2018-08-02 09:30 | 2018-08-14 | INTELLIGENT GREEN SOLUTIONS CA | Retrofit | Orange Cove | Fresno | 93646 | Owner/Tenant | 3 |  | 30004236 | SunMaxx Solar LLC | ThermoPower | VTS30-HP-G | Indirect Thermosyphon (IT) | 47.9 |  | VTS-HP30 | Automatic Drainback |  | Solar Storage and Auxiliary Tanks are separate | 79 | 1 | 1 | 45 | Z13 | [18 empty] | City of Orange Cove | FALSE | 52.88 |  | 2011-06-01: 2018-08-01; 2011-08-03: 2018-08-02; 2011-09-20: 2018-08-14 | 2255 | 6240 | Up-front Payment
SCG-012105 | Single Family Residential | Domestic Hot Water | Gas | Southern California Gas Company | Incentive:Paid | 3710 | 25.37 |  | 2 | 149 |  | 149 |  | 2019-07-12 14:51 | 2020-06-30 | TITANIUM POWER INC | Retrofit | Los Angeles | Los Angeles | 90016 | Host Customer is System Owner | 4 |  | 30004272 | Butler Sun Solutions, Inc. | SOLAR BUTLER | BT1-40-I-T | Indirect Forced Circulation (IF) | 43.72 |  | BT1 | Glycol | Advanced Controller with a Vacation or Holiday Mode | Solar Storage with Tankless Auxiliary Water Heater | 40 | 1 | 1 | 55 | Z08 | [18 empty] | Los Angeles | FALSE | 25.23 |  | 2011-06-01: 2018-08-01; 2011-08-03: 2019-07-12; 2011-09-20: 2020-06-30 | 1573 | 3759 | Up-front Payment
SCG-012106 | Single Family Residential - Disadvantaged Community | Domestic Hot Water | Gas | Southern California Gas Company | Incentive:Paid | 2994 | 29.85 |  | 1 | 118 |  | 100 |  | 2018-08-02 09:21 | 2018-08-14 | INTELLIGENT GREEN SOLUTIONS CA | Retrofit | Orange Cove | Fresno | 93646 | Owner/Tenant | 3 |  | 30004236 | SunMaxx Solar LLC | ThermoPower | VTS30-HP-G | Indirect Thermosyphon (IT) | 47.9 |  | VTS-HP30 | Automatic Drainback | Drainback (Water) | Solar Storage and Auxiliary Tanks are separate | 79 | 1 | 0.85 | 45 | Z13 | [18 empty] | City of Orange Cove | FALSE | 52.88 |  | 2011-06-01: 2018-08-01; 2011-08-03: 2018-08-02; 2011-09-20: 2018-08-14 | 2255 | 6240 | Up-front Payment
SCG-012107 | Single Family Residential - Disadvantaged Community | Domestic Hot Water | Gas | Southern California Gas Company | Incentive:Paid | 2994 | 29.85 |  | 1 | 118 |  | 100 |  | 2018-08-02 09:26 | 2018-08-14 | INTELLIGENT GREEN SOLUTIONS CA | Retrofit | Orange Cove | Fresno | 93646 | Owner/Tenant | 4 |  | 30004236 | SunMaxx Solar LLC | ThermoPower | VTS30-HP-G | Indirect Thermosyphon (IT) | 47.9 |  | VTS-HP30 | Automatic Drainback |  | Solar Storage and Auxiliary Tanks are separate | 79 | 1 | 0.85 | 55 | Z13 | [18 empty] | City of Orange Cove | FALSE | 52.88 |  | 2011-06-01: 2018-08-01; 2011-08-03: 2018-08-02; 2011-09-20: 2018-08-14 | 2255 | 6240 | Up-front Payment
SCG-012108 | Single Family Residential - Disadvantaged Community | Domestic Hot Water | Gas | Southern California Gas Company | Incentive:Paid | 3346 | 29.85 |  | 1 | 118 |  | 112 |  | 2018-08-02 09:33 | 2018-08-14 | INTELLIGENT GREEN SOLUTIONS CA | Retrofit | Orange Cove | Fresno | 93646 | Owner/Tenant | 4 |  | 30004236 | SunMaxx Solar LLC | ThermoPower | VTS30-HP-G | Indirect Thermosyphon (IT) | 47.9 |  | VTS-HP30 | Automatic Drainback |  | Solar Storage and Auxiliary Tanks are separate | 79 | 1 | 0.95 | 55 | Z13 | [18 empty] | City of Orange Cove | FALSE | 52.88 |  | 2011-06-01: 2018-08-01; 2011-08-03: 2018-08-02; 2011-09-20: 2018-08-14 | 2255 | 6240 | Up-front Payment
SCG-012109 | Single Family Residential - Disadvantaged Community | Domestic Hot Water | Gas | Southern California Gas Company | Incentive:Paid | 3821 | 29.85 |  | 1 | 128 |  | 128 |  | 2018-08-06 14:59 | 2018-10-18 | TITANIUM POWER INC | Retrofit | Reseda | Los Angeles | 91335 | Host Customer is System Owner | 4 |  | 30004079 | GREENoneTEC Solarindustrie GmbH | Solpal Plus | Solpal Plus L-GT | Direct Integral Collector Storage (DI) | 25.66 |  | Solpal Plus L |  |  | Solar Storage with Tankless Auxiliary Water Heater | 51 | 1 | 1 | 55 | Z09 | [18 empty] | LOS ANGELES | FALSE | 30.34 |  | 2011-06-01: 2018-08-01; 2011-08-03: 2018-08-06; 2011-09-20: 2018-10-18 | 2179 | 3884 | Up-front Payment
SCG-012110 | Low Income Multifamily Residential | Domestic Hot Water | Gas | Southern California Gas Company | Incentive:Paid | 81490 | 24.89 |  | 1 | 3274 |  | 3274 |  | 2018-08-06 08:48 | 2018-08-16 | CALIFORNIA SOLAR INTEGRATORS INC | New Construction | Sun Valley | Los Angeles | 91352 | Host Customer is System Owner | [7 empty] | 859.95 | 40.95 |  | Glycol | Steam Back | Solar Storage and Auxiliary Tanks are separate |  | 1 | 1 | 3648 | Z09 | 96 | Units | Apartments/Condos | TRB-40 | 21 | 1 | 1300 | 3 | 534 | 1 | 1400000 | TRUE | 120 | 140 |  | SunEarth - SETRA503 TTR U + Series 200 |  | SunEarth - SETRA503 TTR U + Series 200 | City of Los Angeles | FALSE | 49.4 |  | 2018-08-01 |  | 2018-08-06 | 2018-08-16 | 2020-04-06 | 2020-04-14 | 1650 | 161749 | Up-front Payment
SCG-012111 | Low Income Multifamily Residential | Domestic Hot Water | Gas | Southern California Gas Company | Reservation:Canceled | 81490 | 24.89 |  | 1 | 3274 |  | 3274 |  |  |  | CALIFORNIA SOLAR INTEGRATORS INC | New Construction | Sun Valley | Los Angeles | 91352 | Host Customer is System Owner | [7 empty] | 859.95 | 40.95 |  | Glycol | Steam Back | Solar Storage and Auxiliary Tanks are separate |  | 1 | 1 | 3648 | Z09 | 96 | Units | Apartments/Condos | TRB-40 | 21 | 1 | 1300 | 3 | 534 | 1 | 1400000 | TRUE | 120 | 140 | [5 empty] | FALSE | 49.4 |  | 2011-06-01: 2018-08-01 | 2278 | 161749 | Up-front Payment
SCG-012113 | Low Income Multifamily Residential | Domestic Hot Water | Gas | Southern California Gas Company | Reservation:Canceled | 81490 | 24.89 |  | 1 | 3274 |  | 3274 |  |  |  | CALIFORNIA SOLAR INTEGRATORS INC | New Construction | Sun Valley | Los Angeles | 91352 | Host Customer is System Owner | [7 empty] | 859.95 | 40.95 |  | Glycol | Steam Back | Solar Storage and Auxiliary Tanks are separate |  | 1 | 1 | 3648 | Z09 | 96 | Units | Apartments/Condos | TRB-40 | 21 | 1 | 1300 | 3 | 534 | 1 | 1400000 | TRUE | 120 | 140 | [5 empty] | FALSE | 49.4 |  | 2011-06-01: 2018-08-01 | 2278 | 161749 | Up-front Payment
SCG-012114 | Low Income Multifamily Residential | Domestic Hot Water | Gas | Southern California Gas Company | Reservation:Canceled | 81490 | 24.89 |  | 1 | 3274 |  | 3274 |  |  |  | CALIFORNIA SOLAR INTEGRATORS INC | New Construction | Sun Valley | Los Angeles | 91352 | Host Customer is System Owner | [7 empty] | 859.95 | 40.95 |  | Glycol | Steam Back | Solar Storage and Auxiliary Tanks are separate |  | 1 | 1 | 3648 | Z09 | 96 | Units | Apartments/Condos | TRB-40 | 21 | 1 | 1300 | 3 | 534 | 1 | 1400000 | TRUE | 120 | 140 | [5 empty] | FALSE | 49.4 |  | 2011-06-01: 2018-08-01 | 2278 | 161749 | Up-front Payment
SCG-012115 | Low Income Multifamily Residential | Domestic Hot Water | Gas | Southern California Gas Company | Reservation:Canceled | 81490 | 24.89 |  | 1 | 3274 |  | 3274 |  |  |  | CALIFORNIA SOLAR INTEGRATORS INC | New Construction | Sun Valley | Los Angeles | 91352 | Host Customer is System Owner | [7 empty] | 859.95 | 40.95 |  | Glycol | Steam Back | Solar Storage and Auxiliary Tanks are separate |  | 1 | 1 | 3648 | Z09 | 96 | Units | Apartments/Condos | TRB-40 | 21 | 1 | 1300 | 3 | 534 | 1 | 1400000 | TRUE | 120 | 140 | [5 empty] | FALSE | 49.4 |  | 2011-06-01: 2018-08-01 | 2278 | 161749 | Up-front Payment
SCG-012116 | Low Income Multifamily Residential | Domestic Hot Water | Gas | Southern California Gas Company | Reservation:Canceled | 81490 | 24.89 |  | 1 | 3274 |  | 3274 |  |  |  | CALIFORNIA SOLAR INTEGRATORS INC | New Construction | Sun Valley | Los Angeles | 91352 | Host Customer is System Owner | [7 empty] | 859.95 | 40.95 |  | Glycol | Steam Back | Solar Storage and Auxiliary Tanks are separate |  | 1 | 1 | 3648 | Z09 | 96 | Units | Apartments/Condos | TRB-40 | 21 | 1 | 1300 | 3 | 534 | 1 | 1400000 | TRUE | 120 | 140 | [5 empty] | FALSE | 49.4 |  | 2011-06-01: 2018-08-01 | 2278 | 161749 | Up-front Payment
SCG-012117 | Single Family Residential | Domestic Hot Water | Gas | Southern California Gas Company | Incentive:Paid | 3731 | 29.85 |  | 1 | 125 |  | 125 |  | 2018-10-08 14:24 | 2018-10-15 | TITANIUM POWER INC | Retrofit | Arleta | Los Angeles | 91331 | Host Customer is System Owner | 5 |  | 30004257 | Butler Sun Solutions, Inc. | SOLAR BUTLER | B-BT1-40-I | Indirect Forced Circulation (IF) | 43.72 |  | BT1 | Glycol | Advanced Controller with a Vacation or Holiday Mode | Solar Storage and Auxiliary Tanks are separate | 40 | 1 | 1 | 65 | Z09 | [18 empty] | Los Angeles | FALSE | 30.07 |  | 2011-06-01: 2018-08-02; 2011-08-03: 2018-10-08; 2011-09-20: 2018-10-15 | 2202 | 3759 | Up-front Payment
SCG-012118 | Single Family Residential | Domestic Hot Water | Gas | Southern California Gas Company | Incentive:Paid | 4366 | 29.85 |  | 1 | 148 |  | 148 |  | 2019-06-13 15:49 | 2019-07-01 | TITANIUM POWER INC | Retrofit | Panorama City | Los Angeles | 91402 | Host Customer is System Owner | 7 |  | 30004272 | Butler Sun Solutions, Inc. | SOLAR BUTLER | BT1-40-I-T | Indirect Forced Circulation (IF) | 43.72 |  | BT1 | Glycol | Advanced Controller with a Vacation or Holiday Mode | Solar Storage with Tankless Auxiliary Water Heater | 40 | 1 | 1 | 85 | Z09 | [18 empty] | Los Angeles | FALSE | 30.13 |  | 2011-06-01: 2018-08-02; 2011-08-03: 2019-06-13; 2011-09-20: 2019-07-01 | 1927 | 4459 | Up-front Payment
SCG-012119 | Single Family Residential | Domestic Hot Water | Gas | Southern California Gas Company | Incentive:Paid | 3710 | 25.37 |  | 2 | 148 |  | 148 |  | 2019-07-01 13:31 | 2019-09-05 | TITANIUM POWER INC | Retrofit | Pacoima | Los Angeles | 91331 | Host Customer is System Owner | 4 |  | 30004272 | Butler Sun Solutions, Inc. | SOLAR BUTLER | BT1-40-I-T | Indirect Forced Circulation (IF) | 43.72 |  | BT1 | Glycol | Advanced Controller with a Vacation or Holiday Mode | Solar Storage with Tankless Auxiliary Water Heater | 40 | 1 | 1 | 55 | Z09 | [18 empty] | Los Angeles | FALSE | 25.4 |  | 2011-06-01: 2018-08-02; 2011-08-03: 2019-07-01; 2011-09-20: 2019-09-05 | 1874 | 3759 | Up-front Payment
SCG-012120 | Single Family Residential - Disadvantaged Community | Domestic Hot Water | Gas | Southern California Gas Company | Incentive:Paid | 3731 | 29.85 |  | 1 | 125 |  | 125 |  | 2018-10-05 15:29 | 2018-10-15 | TITANIUM POWER INC | Retrofit | Pacoima | Los Angeles | 91331 | Host Customer is System Owner | 5 |  | 30004257 | Butler Sun Solutions, Inc. | SOLAR BUTLER | B-BT1-40-I | Indirect Forced Circulation (IF) | 43.72 |  | BT1 | Glycol | Advanced Controller with a Vacation or Holiday Mode | Solar Storage and Auxiliary Tanks are separate | 40 | 1 | 1 | 65 | Z09 | [18 empty] | Los Angeles | FALSE | 30.07 |  | 2011-06-01: 2018-08-02; 2011-08-03: 2018-10-05; 2011-09-20: 2018-10-15 | 2179 | 3759 | Up-front Payment
SCG-012121 | Single Family Residential - Disadvantaged Community | Domestic Hot Water | Gas | Southern California Gas Company | Incentive:Paid | 3821 | 29.85 |  | 1 | 128 |  | 128 |  | 2018-08-06 14:59 | 2018-08-14 | TITANIUM POWER INC | Retrofit | Pacoima | Los Angeles | 91331 | Host Customer is System Owner | 5 |  | 30004079 | GREENoneTEC Solarindustrie GmbH | Solpal Plus | Solpal Plus L-GT | Direct Integral Collector Storage (DI) | 25.66 |  | Solpal Plus L |  |  | Solar Storage with Tankless Auxiliary Water Heater | 51 | 1 | 1 | 65 | Z09 | [18 empty] | LOS ANGELES | FALSE | 30.34 |  | 2011-06-01: 2018-08-02; 2011-08-03: 2018-08-06; 2011-09-20: 2018-08-14 | 2250 | 3884 | Up-front Payment
SCG-012122 | Single Family Residential - Disadvantaged Community | Domestic Hot Water | Gas | Southern California Gas Company | Incentive:Paid | 3821 | 29.85 |  | 1 | 128 |  | 128 |  | 2018-08-06 14:58 | 2018-08-14 | TITANIUM POWER INC | Retrofit | Pacoima | Los Angeles | 91331 | Host Customer is System Owner | 5 |  | 30004079 | GREENoneTEC Solarindustrie GmbH | Solpal Plus | Solpal Plus L-GT | Direct Integral Collector Storage (DI) | 25.66 |  | Solpal Plus L |  |  | Solar Storage with Tankless Auxiliary Water Heater | 51 | 1 | 1 | 65 | Z09 | [18 empty] | LOS ANGELES | FALSE | 30.34 |  | 2011-06-01: 2018-08-02; 2011-08-03: 2018-08-06; 2011-09-20: 2018-08-14 | 2250 | 3884 | Up-front Payment
SCG-012123 | Single Family Residential - Disadvantaged Community | Domestic Hot Water | Gas | Southern California Gas Company | Incentive:Paid | 3821 | 29.85 |  | 1 | 128 |  | 128 |  | 2018-08-06 14:57 | 2018-08-14 | TITANIUM POWER INC | Retrofit | Pacoima | Los Angeles | 91331 | Host Customer is System Owner | 5 |  | 30004079 | GREENoneTEC Solarindustrie GmbH | Solpal Plus | Solpal Plus L-GT | Direct Integral Collector Storage (DI) | 25.66 |  | Solpal Plus L |  |  | Solar Storage with Tankless Auxiliary Water Heater | 51 | 1 | 1 | 65 | Z09 | [18 empty] | LOS ANGELES | FALSE | 30.34 |  | 2011-06-01: 2018-08-02; 2011-08-03: 2018-08-06; 2011-09-20: 2018-08-14 | 2250 | 3884 | Up-front Payment
SCG-012124 | Single Family Residential - Disadvantaged Community | Domestic Hot Water | Gas | Southern California Gas Company | Incentive:Paid | 3821 | 29.85 |  | 1 | 128 |  | 128 |  | 2018-08-06 14:55 | 2018-08-14 | TITANIUM POWER INC | Retrofit | Arleta | Los Angeles | 91331 | Host Customer is System Owner | 7 |  | 30004079 | GREENoneTEC Solarindustrie GmbH | Solpal Plus | Solpal Plus L-GT | Direct Integral Collector Storage (DI) | 25.66 |  | Solpal Plus L |  |  | Solar Storage with Tankless Auxiliary Water Heater | 51 | 1 | 1 | 85 | Z09 | [18 empty] | LOS ANGELES | FALSE | 30.34 |  | 2011-06-01: 2018-08-02; 2011-08-03: 2018-08-06; 2011-09-20: 2018-08-14 | 2250 | 3884 | Up-front Payment
SCG-012125 | Single Family Residential | Domestic Hot Water | Gas | Southern California Gas Company | Incentive:Paid | 4366 | 29.85 |  | 1 | 149 |  | 149 |  | 2018-08-06 14:56 | 2018-08-27 | ALTADENA ENERGY & SOLAR INC | Retrofit | Los Angeles | Los Angeles | 90041 | Host Customer is System Owner | 5 |  | 2011079B | Apricus Inc. | APSS_CLOSED_AP60_FTB-3_STD-G | APSS_CLOSED_AP60_FTB-3_STD-G | Indirect Forced Circulation (IF) | 94.66 |  | ETC-30 / ETC-30C | Glycol | Advanced Controller with a Thermal Cycling Function | Solar Storage and Auxiliary Tanks are separate | 120 | 1 | 1 | 65 | Z09 | [18 empty] | City of Los Angeles | FALSE | 83.89 |  | 2011-06-01: 2018-08-02; 2011-08-03: 2018-08-06; 2011-09-20: 2018-08-27 | 2243 | 12500 | Up-front Payment
SCG-012126 | Single Family Residential - Disadvantaged Community | Domestic Hot Water | Gas | Southern California Gas Company | Incentive:Paid | 3821 | 29.85 |  | 1 | 128 |  | 128 |  | 2018-08-06 14:52 | 2018-08-14 | TITANIUM POWER INC | Retrofit | Pcoima | Los Angeles | 91331 | Host Customer is System Owner | 4 |  | 30004079 | GREENoneTEC Solarindustrie GmbH | Solpal Plus | Solpal Plus L-GT | Direct Integral Collector Storage (DI) | 25.66 |  | Solpal Plus L |  |  | Solar Storage with Tankless Auxiliary Water Heater | 51 | 1 | 1 | 55 | Z09 | [18 empty] | LOS ANGELES | FALSE | 30.34 |  | 2011-06-01: 2018-08-03; 2011-08-03: 2018-08-06; 2011-09-20: 2018-08-14 | 2250 | 3884 | Up-front Payment
SCG-012127 | Single Family Residential - Disadvantaged Community | Domestic Hot Water | Gas | Southern California Gas Company | Incentive:Paid | 3821 | 29.85 |  | 1 | 128 |  | 128 |  | 2018-08-06 14:53 | 2018-08-14 | TITANIUM POWER INC | Retrofit | Arleta | Los Angeles | 91331 | Host Customer is System Owner | 5 |  | 30004079 | GREENoneTEC Solarindustrie GmbH | Solpal Plus | Solpal Plus L-GT | Direct Integral Collector Storage (DI) | 25.66 |  | Solpal Plus L |  |  | Solar Storage with Tankless Auxiliary Water Heater | 51 | 1 | 1 | 65 | Z09 | [18 empty] | LOS ANGELES | FALSE | 30.34 |  | 2011-06-01: 2018-08-03; 2011-08-03: 2018-08-06; 2011-09-20: 2018-08-14 | 2249 | 3884 | Up-front Payment
SCG-012128 | Single Family Residential - Disadvantaged Community | Domestic Hot Water | Gas | Southern California Gas Company | Incentive:Paid | 3821 | 29.85 |  | 1 | 128 |  | 128 |  | 2018-08-06 14:53 | 2018-08-14 | TITANIUM POWER INC | Retrofit | Sun Valley | Los Angeles | 91352 | Owner/Tenant | 6 |  | 30004079 | GREENoneTEC Solarindustrie GmbH | Solpal Plus | Solpal Plus L-GT | Direct Integral Collector Storage (DI) | 25.66 |  | Solpal Plus L |  |  | Solar Storage with Tankless Auxiliary Water Heater | 51 | 1 | 1 | 75 | Z09 | [18 empty] | LOS ANGELES | FALSE | 30.34 |  | 2011-06-01: 2018-08-03; 2011-08-03: 2018-08-06; 2011-09-20: 2018-08-14 | 2249 | 3884 | Up-front Payment
SCG-012129 | Single Family Residential | Domestic Hot Water | Gas | Southern California Gas Company | Incentive:Paid | 3710 | 25.37 |  | 2 | 148 |  | 148 |  | 2019-07-10 15:57 | 2020-06-23 | TITANIUM POWER INC | Retrofit | Los Angeles | Los Angeles | 90063 | Host Customer is System Owner | 6 |  | 30004272 | Butler Sun Solutions, Inc. | SOLAR BUTLER | BT1-40-I-T | Indirect Forced Circulation (IF) | 43.72 |  | BT1 | Glycol | Advanced Controller with a Vacation or Holiday Mode | Solar Storage with Tankless Auxiliary Water Heater | 40 | 1 | 1 | 75 | Z09 | [18 empty] | Los Angeles | FALSE | 25.4 |  | 2011-06-01: 2018-08-06; 2011-08-03: 2019-07-10; 2011-09-20: 2020-06-23 | 1579 | 3759 | Up-front Payment
SCG-012131 | Single Family Residential | Domestic Hot Water | Gas | Southern California Gas Company | Incentive:Canceled | 3710 | 25.37 |  | 2 | 148 |  | 148 |  | 2019-06-27 15:22 |  | TITANIUM POWER INC | Retrofit | Canoga Park | Los Angeles | 91303 | Host Customer is System Owner | 6 |  | 30004272 | Butler Sun Solutions, Inc. | SOLAR BUTLER | BT1-40-I-T | Indirect Forced Circulation (IF) | 43.72 |  | BT1 | Glycol | Advanced Controller with a Vacation or Holiday Mode | Solar Storage with Tankless Auxiliary Water Heater | 40 | 1 | 1 | 75 | Z09 | [18 empty] | Los Angeles | FALSE | 25.4 |  | 2011-06-01: 2018-08-06; 2011-08-03: 2019-06-27 | 1872 | 3759 | Up-front Payment
SCG-012132 | Low Income Single Family Residential | Domestic Hot Water | Gas | Southern California Gas Company | Incentive:Paid | 4613 | 36.9 |  | 1 | 125 |  | 125 |  | 2018-09-27 14:10 | 2018-10-01 | TITANIUM POWER INC | Retrofit | Arleta | Los Angeles | 91331 | Host Customer is System Owner | 5 |  | 30004257 | Butler Sun Solutions, Inc. | SOLAR BUTLER | B-BT1-40-I | Indirect Forced Circulation (IF) | 43.72 |  | BT1 | Glycol | Advanced Controller with a Vacation or Holiday Mode | Solar Storage and Auxiliary Tanks are separate | 40 | 1 | 1 | 65 | Z09 | [18 empty] | Los Angeles | FALSE | 37.27 |  | 2011-06-01: 2018-08-06; 2011-08-03: 2018-09-27; 2011-09-20: 2018-10-01 | 2215 | 4659 | Up-front Payment
SCG-012133 | Commercial/Multifamily Residential | Domestic Hot Water | Gas | Southern California Gas Company | Incentive:Paid | 73290 | 20.19 |  | 1 | 3630 |  | 3630 |  | 2018-08-10 08:16 | 2018-08-16 | ALL VALLEY SOLAR INC | Retrofit | Los Angeles | Los Angeles | 90025 | Host Customer is System Owner | [7 empty] | 982.8 | 40.95 |  | Drainback | Drainback (Water) | Solar Storage and Auxiliary Tanks are separate |  | 1 | 1 | 1920 | Z06 | 48 | Units | Apartments/Condos | TRB-40 | 24 | 3 | 1800 | 1 | 119 | 1 | 800000 | TRUE | 135 | 140 |  | SunEarth - SETR A503 TTR U + VFS 10-200 |  | SunEarth - SETR A503 TTR U + VFS 10-200 | LADBS | FALSE | 33.53 |  | 2018-08-08 |  | 2018-08-10 | 2018-08-16 | 2019-01-15 | 2019-01-16 | 2083 | 121707 | Up-front Payment
SCG-012135 | Single Family Residential - Disadvantaged Community | Domestic Hot Water | Gas | Southern California Gas Company | Incentive:Paid | 3821 | 29.85 |  | 1 | 128 |  | 128 |  | 2018-08-08 11:55 | 2018-08-23 | TITANIUM POWER INC | Retrofit | Pacoima | Los Angeles | 91331 | Host Customer is System Owner | 4 |  | 30004079 | GREENoneTEC Solarindustrie GmbH | Solpal Plus | Solpal Plus L-GT | Direct Integral Collector Storage (DI) | 25.66 |  | Solpal Plus L |  |  | Solar Storage with Tankless Auxiliary Water Heater | 51 | 1 | 1 | 55 | Z09 | [18 empty] | LOS ANGELES | FALSE | 30.34 |  | 2011-06-01: 2018-08-06; 2011-08-03: 2018-08-08; 2011-09-20: 2018-08-23 | 2252 | 3884 | Up-front Payment
SCG-012136 | Single Family Residential - Disadvantaged Community | Domestic Hot Water | Gas | Southern California Gas Company | Incentive:Paid | 3821 | 29.85 |  | 1 | 128 |  | 128 |  | 2018-08-08 11:55 | 2018-08-16 | TITANIUM POWER INC | Retrofit | Pacoima | Los Angeles | 91331 | Host Customer is System Owner | 4 |  | 30004079 | GREENoneTEC Solarindustrie GmbH | Solpal Plus | Solpal Plus L-GT | Direct Integral Collector Storage (DI) | 25.66 |  | Solpal Plus L |  |  | Solar Storage with Tankless Auxiliary Water Heater | 51 | 1 | 1 | 55 | Z09 | [18 empty] | LOS ANGELES | FALSE | 30.34 |  | 2011-06-01: 2018-08-06; 2011-08-03: 2018-08-08; 2011-09-20: 2018-08-16 | 2258 | 3884 | Up-front Payment
SCG-012137 | Single Family Residential | Domestic Hot Water | Gas | Southern California Gas Company | Incentive:Paid | 4366 | 29.85 |  | 1 | 156 |  | 156 |  | 2018-08-08 16:56 | 2018-08-15 | SUNLIGHT ENERGY SYSTEMS INC | Retrofit | ORANGE | Orange | 92869 | Host Customer is System Owner | 4 |  | 2001028G | SunEarth, Inc. | CASCADE | EPRD-64-80-2G | Indirect Forced Circulation (IF) | 65.67 |  | EP-32 / EP-32-0.75 | Automatic Drainback |  | Solar Storage and Auxiliary Tanks are separate | 80 | 1 | 1 | 55 | Z08 | [18 empty] | ORANGE | FALSE | 57.47 |  | 2011-06-01: 2018-08-06; 2011-08-03: 2018-08-08; 2011-09-20: 2018-08-15 | 2256 | 8966 | Up-front Payment
SCG-012142 | Single Family Residential | Domestic Hot Water | Gas | Southern California Gas Company | Incentive:Paid | 3710 | 25.37 |  | 2 | 148 |  | 148 |  | 2019-07-09 14:16 | 2020-06-22 | TITANIUM POWER INC | Retrofit | Los Angeles | Los Angeles | 90063 | Host Customer is System Owner | 4 |  | 30004272 | Butler Sun Solutions, Inc. | SOLAR BUTLER | BT1-40-I-T | Indirect Forced Circulation (IF) | 43.72 |  | BT1 | Glycol | Advanced Controller with a Vacation or Holiday Mode | Solar Storage with Tankless Auxiliary Water Heater | 40 | 1 | 1 | 55 | Z09 | [18 empty] | Los Angeles | FALSE | 25.4 |  | 2011-06-01: 2018-08-07; 2011-08-03: 2019-07-09; 2011-09-20: 2020-06-22 | 1579 | 3759 | Up-front Payment
SCG-012143 | Single Family Residential | Domestic Hot Water | Gas | Southern California Gas Company | Incentive:Paid | 3710 | 25.37 |  | 2 | 148 |  | 148 |  | 2019-07-09 14:18 | 2020-06-22 | TITANIUM POWER INC | Retrofit | Los Angeles | Los Angeles | 90023 | Host Customer is System Owner | 4 |  | 30004272 | Butler Sun Solutions, Inc. | SOLAR BUTLER | BT1-40-I-T | Indirect Forced Circulation (IF) | 43.72 |  | BT1 | Glycol | Advanced Controller with a Vacation or Holiday Mode | Solar Storage with Tankless Auxiliary Water Heater | 40 | 1 | 1 | 55 | Z09 | [18 empty] | Los Angeles | FALSE | 25.4 |  | 2011-06-01: 2018-08-07; 2011-08-03: 2019-07-09; 2011-09-20: 2020-06-22 | 1579 | 3759 | Up-front Payment
SCG-012144 | Single Family Residential | Domestic Hot Water | Gas | Southern California Gas Company | Incentive:Paid | 4366 | 29.85 |  | 1 | 148 |  | 148 |  | 2019-06-21 15:43 | 2019-07-23 | TITANIUM POWER INC | Retrofit | Los Angeles | Los Angeles | 90063 | Host Customer is System Owner | 6 |  | 30004272 | Butler Sun Solutions, Inc. | SOLAR BUTLER | BT1-40-I-T | Indirect Forced Circulation (IF) | 43.72 |  | BT1 | Glycol | Advanced Controller with a Vacation or Holiday Mode | Solar Storage with Tankless Auxiliary Water Heater | 40 | 1 | 1 | 75 | Z09 | [18 empty] | Los Angeles | FALSE | 30.13 |  | 2011-06-01: 2018-08-07; 2011-08-03: 2019-06-21; 2011-09-20: 2019-07-23 | 1919 | 4459 | Up-front Payment
SCG-012145 | Low Income Single Family Residential | Domestic Hot Water | Gas | Southern California Gas Company | Incentive:Paid | 5351 | 36.9 |  | 1 | 145 |  | 145 |  | 2018-08-21 16:11 | 2018-12-18 | DOCTOR PIPER INC | Retrofit | Van Nuys | Los Angeles | 91406 | Host Customer is System Owner | 4 |  | 2011141B | Heliodyne, Inc. | HELIOPAK | HPAK 016 1 410 G 80 ACD Z | Indirect Forced Circulation (IF) | 40.17 |  | 410 001 | Glycol | Steam Back | Solar Storage and Auxiliary Tanks are separate | 80 | 1 | 1 | 55 | Z09 | [18 empty] | City of Los Angeles | FALSE | 39.31 |  | 2018-08-07 | 2018-09-10 |  |  | 2018-08-21 | 2018-12-18 | 2137 | 5700 | Up-front Payment
SCG-012146 | Single Family Residential | Domestic Hot Water | Gas | Southern California Gas Company | Incentive:Paid | 3710 | 25.37 |  | 2 | 148 |  | 148 |  | 2019-06-24 12:34 | 2019-08-29 | TITANIUM POWER INC | Retrofit | Los Angeles | Los Angeles | 90063 | Host Customer is System Owner | 4 |  | 30004272 | Butler Sun Solutions, Inc. | SOLAR BUTLER | BT1-40-I-T | Indirect Forced Circulation (IF) | 43.72 |  | BT1 | Glycol | Advanced Controller with a Vacation or Holiday Mode | Solar Storage with Tankless Auxiliary Water Heater | 40 | 1 | 1 | 55 | Z09 | [18 empty] | Los Angeles | FALSE | 30.13 |  | 2011-06-01: 2018-08-08; 2011-08-03: 2019-06-24; 2011-09-20: 2019-08-29 | 1877 | 4459 | Up-front Payment
SCG-012147 | Low Income Single Family Residential | Domestic Hot Water | Gas | Southern California Gas Company | Incentive:Paid | 5351 | 36.9 |  | 1 | 145 |  | 145 |  | 2018-10-17 11:08 | 2018-10-23 | DOCTOR PIPER INC | Retrofit | Van Nuys | Los Angeles | 91405 | Host Customer is System Owner | 3 |  | 2011141B | Heliodyne, Inc. | HELIOPAK | HPAK 016 1 410 G 80 ACD Z | Indirect Forced Circulation (IF) | 40.17 |  | 410 001 | Glycol | Steam Back | Solar Storage and Auxiliary Tanks are separate | 80 | 1 | 1 | 45 | Z09 | [18 empty] | City of Los Angeles | FALSE | 55.17 |  | 2011-06-01: 2018-08-08; 2011-08-03: 2018-10-17; 2011-09-20: 2018-10-23 | 2180 | 8000 | Up-front Payment
SCG-012148 | Low Income Single Family Residential | Domestic Hot Water | Gas | Southern California Gas Company | Incentive:Paid | 5351 | 36.9 |  | 1 | 145 |  | 145 |  | 2018-08-31 11:09 | 2018-10-11 | DOCTOR PIPER INC | Retrofit | Van Nuys | Los Angeles | 91406 | Host Customer is System Owner | 5 |  | 2011141B | Heliodyne, Inc. | HELIOPAK | HPAK 016 1 410 G 80 ACD Z | Indirect Forced Circulation (IF) | 40.17 |  | 410 001 | Glycol | Steam Back | Solar Storage and Auxiliary Tanks are separate | 80 | 1 | 1 | 65 | Z09 | [18 empty] | City of Los Angeles | FALSE | 55.17 |  | 2018-08-08 | 2018-09-10 |  |  | 2018-08-31 | 2018-10-11 | 2202 | 8000 | Up-front Payment
SCG-012149 | Low Income Single Family Residential | Domestic Hot Water | Gas | Southern California Gas Company | Incentive:Paid | 5351 | 36.9 |  | 1 | 145 |  | 145 |  | 2018-08-21 14:27 | 2018-09-20 | DOCTOR PIPER INC | Retrofit | Van Nuys | Los Angeles | 91406 | Host Customer is System Owner | 5 |  | 2011141B | Heliodyne, Inc. | HELIOPAK | HPAK 016 1 410 G 80 ACD Z | Indirect Forced Circulation (IF) | 40.17 |  | 410 001 | Glycol | Steam Back | Solar Storage and Auxiliary Tanks are separate | 80 | 1 | 1 | 65 | Z09 | [18 empty] | City of Los Angeles | FALSE | 55.17 |  | 2011-06-01: 2018-08-08; 2011-08-03: 2018-08-21; 2011-09-20: 2018-09-20 | 2221 | 8000 | Up-front Payment
SCG-012150 | Single Family Residential | Domestic Hot Water | Gas | Southern California Gas Company | Incentive:Paid | 4366 | 29.85 |  | 1 | 177 |  | 177 |  | 2018-08-10 10:12 | 2018-08-14 | SUNTREK INDUSTRIES INC | Retrofit | Palos Verdes Estates | Los Angeles | 90274 | Host Customer is System Owner | 4 |  | 30004021 | SunEarth, Inc. | Cascade 2 | C2-32-80-TLG | Indirect Forced Circulation (IF) | 32.84 |  | EC-32 / EC-32-0.75 | Automatic Drainback |  | Solar Storage with Tankless Auxiliary Water Heater | 80 | 1 | 1 | 55 | Z06 | [18 empty] | Palos Verdes | FALSE | 73.33 |  | 2011-06-01: 2018-08-08; 2011-08-03: 2018-08-10; 2011-09-20: 2018-08-14 | 2256 | 12980 | Up-front Payment
SCG-012151 | Low Income Single Family Residential | Domestic Hot Water | Gas | Southern California Gas Company | Incentive:Paid | 5351 | 36.9 |  | 1 | 145 |  | 145 |  | 2018-08-28 12:00 | 2018-11-16 | DOCTOR PIPER INC | Retrofit | Van Nuys | Los Angeles | 91406 | Host Customer is System Owner | 2 |  | 2011141B | Heliodyne, Inc. | HELIOPAK | HPAK 016 1 410 G 80 ACD Z | Indirect Forced Circulation (IF) | 40.17 |  | 410 001 | Glycol | Steam Back | Solar Storage and Auxiliary Tanks are separate | 80 | 1 | 1 | 35 | Z09 | [18 empty] | City of Los Angeles | FALSE | 55.17 |  | 2018-08-09 | 2018-09-10 |  |  | 2018-08-28 | 2018-11-16 | 2161 | 8000 | Up-front Payment
PGE-012152 | Commercial/Multifamily Residential | Domestic Hot Water | Gas | Pacific Gas and Electric | Incentive:Paid | 67859 | 20.19 |  | 1 | 3361 |  | 3361 |  | 2019-03-07 13:18 | 2019-03-20 | EVOLUTION ENERGY SOLUTIONS L L C | Retrofit | Auburn | Auburn | 95603 | Host Customer is System Owner | [7 empty] | 1310.4 | 40.95 |  | Drainback | Drainback (Water) | Solar Storage and Auxiliary Tanks are separate |  | 1 | 1 | 2166 | Z11 | 57 | Units | Apartments/Condos | TRB-40 | 32 | 1 | 2800 | 1 | 238 | 1 | 1260000 | TRUE | 140 | 140 |  | SunEarth - SETR A503 TTR U + VFS 10-200 |  | SunEarth - SETR A503 TTR U + VFS 10-200 | City of Auburn | FALSE | 24.11 |  | 2019-03-01 | 2019-03-14 | 2019-03-07 | 2019-03-20 | 2020-02-20 | 2020-11-13 | 1432 | 81022 | Up-front Payment
PGE-012153 | Commercial/Multifamily Residential | Domestic Hot Water | Gas | Pacific Gas and Electric | Incentive:Paid | 82274 | 20.19 |  | 1 | 4887 |  | 4887 |  | 2019-03-07 13:35 | 2019-03-18 | EVOLUTION ENERGY SOLUTIONS L L C | Retrofit | auburn | Placer | 95603 | Host Customer is System Owner | [7 empty] | 1474.2 | 40.95 |  | Drainback | Drainback (Water) | Solar Storage and Auxiliary Tanks are separate |  | 1 | 1 | 2660 | Z11 | 70 | Units | Apartments/Condos | TRB-40 | 36 | 1 | 3500 | 1 | 119 | 1 | 500000 | TRUE | 140 | 140 |  | SunEarth - SETR A503 TTR U + VFS 10-200 |  | SunEarth - SETR A503 TTR U + VFS 10-200 | City of Auburn | FALSE | 16.84 |  | 2019-03-01 | 2019-03-14 | 2019-03-07 | 2019-03-18 | 2020-02-20 | 2020-11-13 | 1432 | 82274 | Up-front Payment
PGE-012154 | Low Income Multifamily Residential | Domestic Hot Water | Gas | Pacific Gas and Electric | Incentive:Paid | 26931 | 24.89 |  | 1 | 1082 |  | 1082 |  | 2018-08-22 15:23 | 2018-09-18 | CALIFORNIA SOLAR INTEGRATORS INC | Retrofit | San Jose | San Jose | 95133 | Host Customer is System Owner | [7 empty] | 327.6 | 40.95 |  | Glycol | Steam Back | Solar Storage and Auxiliary Tanks are separate |  | 1 | 1 | 672 | Z04 | 16 | Units | Apartments/Condos | TRB-40 | 8 | 1 | 480 | 4 | 200 | 2 | 150000 | TRUE | 120 | 140 |  |  |  |  | City of San Jose | FALSE | 57.18 |  | 2018-08-11 |  | 2018-08-22 | 2018-09-18 | 2019-07-09 | 2019-07-29 | 1892 | 61867.86 | Up-front Payment
PGE-012155 | Low Income Multifamily Residential | Domestic Hot Water | Gas | Pacific Gas and Electric | Incentive:Paid | 26682 | 24.89 |  | 1 | 1072 |  | 1072 |  | 2018-08-22 15:24 | 2018-09-18 | CALIFORNIA SOLAR INTEGRATORS INC | Retrofit | San Jose | San Jose | 95133 | Host Customer is System Owner | [7 empty] | 327.6 | 40.95 |  | Glycol | Steam Back | Solar Storage and Auxiliary Tanks are separate |  | 1 | 1 | 672 | Z04 | 16 | Units | Apartments/Condos | TRB-40 | 8 | 1 | 480 | 4 | 200 | 2 | 150000 | TRUE | 120 | 140 |  |  |  |  | City of San Jose | FALSE | 57.71 |  | 2018-08-11 |  | 2018-08-22 | 2018-09-18 | 2019-07-09 | 2019-07-29 | 1892 | 61867.86 | Up-front Payment
PGE-012156 | Low Income Multifamily Residential | Domestic Hot Water | Gas | Pacific Gas and Electric | Incentive:Paid | 26931 | 24.89 |  | 1 | 1082 |  | 1082 |  | 2018-08-22 15:25 | 2018-09-18 | CALIFORNIA SOLAR INTEGRATORS INC | Retrofit | San Jose | San Jose | 95133 | Host Customer is System Owner | [7 empty] | 327.6 | 40.95 |  | Glycol | Steam Back | Solar Storage and Auxiliary Tanks are separate |  | 1 | 1 | 672 | Z04 | 16 | Units | Apartments/Condos | TRB-40 | 8 | 1 | 480 | 4 | 200 | 2 | 150000 | TRUE | 120 | 140 |  |  |  |  | City of San Jose | FALSE | 57.18 |  | 2018-08-11 | 2019-07-30 | 2018-08-22 | 2018-09-18 | 2019-07-18 | 2019-08-14 | 1871 | 61867.86 | Up-front Payment
PGE-012157 | Low Income Multifamily Residential | Domestic Hot Water | Gas | Pacific Gas and Electric | Incentive:Paid | 26682 | 24.89 |  | 1 | 1072 |  | 1072 |  | 2018-08-22 15:26 | 2018-09-25 | CALIFORNIA SOLAR INTEGRATORS INC | Retrofit | San Jose | San Jose | 95133 | Host Customer is System Owner | [7 empty] | 327.6 | 40.95 |  | Glycol | Steam Back | Solar Storage and Auxiliary Tanks are separate |  | 1 | 1 | 672 | Z04 | 16 | Units | Apartments/Condos | TRB-40 | 8 | 1 | 480 | 4 | 200 | 2 | 150000 | TRUE | 120 | 140 |  |  |  |  | City of San Jose | FALSE | 57.71 |  | 2018-08-11 |  | 2018-08-22 | 2018-09-25 | 2019-07-09 | 2019-07-29 | 1892 | 61867.86 | Up-front Payment
PGE-012158 | Low Income Multifamily Residential | Domestic Hot Water | Gas | Pacific Gas and Electric | Incentive:Paid | 26682 | 24.89 |  | 1 | 1072 |  | 1072 |  | 2018-08-22 15:29 | 2018-09-25 | CALIFORNIA SOLAR INTEGRATORS INC | Retrofit | San Jose | San Jose | 95133 | Host Customer is System Owner | [7 empty] | 327.6 | 40.95 |  | Glycol | Steam Back | Solar Storage and Auxiliary Tanks are separate |  | 1 | 1 | 672 | Z04 | 16 | Units | Apartments/Condos | TRB-40 | 8 | 1 | 480 | 4 | 200 | 2 | 150000 | TRUE | 120 | 140 |  |  |  |  | City of San Jose | FALSE | 57.71 |  | 2018-08-11 |  | 2018-08-22 | 2018-09-25 | 2019-07-09 | 2019-07-29 | 1892 | 61867.86 | Up-front Payment
PGE-012159 | Low Income Multifamily Residential | Domestic Hot Water | Gas | Pacific Gas and Electric | Incentive:Paid | 26931 | 24.89 |  | 1 | 1082 |  | 1082 |  | 2018-08-22 15:30 | 2018-09-25 | CALIFORNIA SOLAR INTEGRATORS INC | Retrofit | San Jose | San Jose | 95133 | Host Customer is System Owner | [7 empty] | 327.6 | 40.95 |  | Glycol | Steam Back | Solar Storage and Auxiliary Tanks are separate |  | 1 | 1 | 672 | Z04 | 16 | Units | Apartments/Condos | TRB-40 | 8 | 1 | 480 | 4 | 200 | 2 | 150000 | TRUE | 120 | 140 |  |  |  |  | City of San Jose | FALSE | 57.18 |  | 2018-08-11 | 2019-07-30 | 2018-08-22 | 2018-09-25 | 2019-07-18 | 2019-08-14 | 1871 | 61867.86 | Up-front Payment
PGE-012160 | Low Income Multifamily Residential | Domestic Hot Water | Gas | Pacific Gas and Electric | Incentive:Paid | 26931 | 24.89 |  | 1 | 1082 |  | 1082 |  | 2018-08-22 15:32 | 2018-09-25 | CALIFORNIA SOLAR INTEGRATORS INC | Retrofit | San Jose | San Jose | 95133 | Host Customer is System Owner | [7 empty] | 327.6 | 40.95 |  | Glycol | Steam Back | Solar Storage and Auxiliary Tanks are separate |  | 1 | 1 | 672 | Z04 | 16 | Units | Apartments/Condos | TRB-40 | 8 | 1 | 480 | 4 | 200 | 2 | 150000 | TRUE | 120 | 140 |  |  |  |  | City of San Jose | FALSE | 57.18 |  | 2018-08-11 |  | 2018-08-22 | 2018-09-25 | 2019-07-18 | 2019-07-30 | 1892 | 61867.86 | Up-front Payment
PGE-012161 | Low Income Multifamily Residential | Domestic Hot Water | Gas | Pacific Gas and Electric | Incentive:Paid | 26682 | 24.89 |  | 1 | 1072 |  | 1072 |  | 2018-08-22 15:34 | 2018-09-25 | CALIFORNIA SOLAR INTEGRATORS INC | Retrofit | San Jose | San Jose | 95133 | Host Customer is System Owner | [7 empty] | 327.6 | 40.95 |  | Glycol | Steam Back | Solar Storage and Auxiliary Tanks are separate |  | 1 | 1 | 672 | Z04 | 16 | Units | Apartments/Condos | TRB-40 | 8 | 1 | 480 | 4 | 200 | 2 | 150000 | TRUE | 120 | 140 |  |  |  |  | City of San Jose | FALSE | 57.71 |  | 2018-08-11 |  | 2018-08-22 | 2018-09-25 | 2019-07-09 | 2019-07-29 | 1892 | 61867.86 | Up-front Payment
PGE-012162 | Low Income Multifamily Residential | Domestic Hot Water | Gas | Pacific Gas and Electric | Incentive:Paid | 26682 | 24.89 |  | 1 | 1072 |  | 1072 |  | 2018-08-22 15:36 | 2018-09-25 | CALIFORNIA SOLAR INTEGRATORS INC | Retrofit | San Jose | San Jose | 95133 | Host Customer is System Owner | [7 empty] | 327.6 | 40.95 |  | Glycol | Steam Back | Solar Storage and Auxiliary Tanks are separate |  | 1 | 1 | 672 | Z04 | 16 | Units | Apartments/Condos | TRB-40 | 8 | 1 | 480 | 4 | 200 | 2 | 150000 | TRUE | 120 | 140 |  |  |  |  | City of San Jose | FALSE | 57.71 |  | 2018-08-11 |  | 2018-08-22 | 2018-09-25 | 2019-07-09 | 2019-07-29 | 1892 | 61867.86 | Up-front Payment
PGE-012163 | Low Income Multifamily Residential | Domestic Hot Water | Gas | Pacific Gas and Electric | Incentive:Paid | 25189 | 24.89 |  | 1 | 1012 |  | 1012 |  | 2018-08-22 15:37 | 2018-09-25 | CALIFORNIA SOLAR INTEGRATORS INC | Retrofit | San Jose | San Jose | 95133 | Host Customer is System Owner | [7 empty] | 327.6 | 40.95 |  | Glycol | Steam Back | Solar Storage and Auxiliary Tanks are separate |  | 1 | 1 | 672 | Z04 | 16 | Units | Apartments/Condos | TRB-40 | 8 | 1 | 480 | 4 | 200 | 2 | 150000 | TRUE | 120 | 120 |  |  |  |  | City of San Jose | FALSE | 61.13 |  | 2018-08-11 |  | 2018-08-22 | 2018-09-25 | 2019-07-18 | 2019-09-09 | 1864 | 61867.86 | Up-front Payment
PGE-012164 | Low Income Multifamily Residential | Domestic Hot Water | Gas | Pacific Gas and Electric | Incentive:Paid | 26682 | 24.89 |  | 1 | 1072 |  | 1072 |  | 2018-08-22 15:38 | 2018-09-25 | CALIFORNIA SOLAR INTEGRATORS INC | Retrofit | San Jose | San Jose | 95133 | Host Customer is System Owner | [7 empty] | 327.6 | 40.95 |  | Glycol | Steam Back | Solar Storage and Auxiliary Tanks are separate |  | 1 | 1 | 672 | Z04 | 16 | Units | Apartments/Condos | TRB-40 | 8 | 1 | 480 | 4 | 200 | 2 | 150000 | TRUE | 120 | 140 |  |  |  |  | City of San Jose | FALSE | 57.71 |  | 2018-08-11 |  | 2018-08-22 | 2018-09-25 | 2019-07-09 | 2019-07-29 | 1892 | 61867.86 | Up-front Payment
PGE-012165 | Low Income Multifamily Residential | Domestic Hot Water | Gas | Pacific Gas and Electric | Incentive:Paid | 26931 | 24.89 |  | 1 | 1082 |  | 1082 |  | 2018-08-22 15:38 | 2018-09-25 | CALIFORNIA SOLAR INTEGRATORS INC | Retrofit | San Jose | San Jose | 95133 | Host Customer is System Owner | [7 empty] | 327.6 | 40.95 |  | Glycol | Steam Back | Solar Storage and Auxiliary Tanks are separate |  | 1 | 1 | 672 | Z04 | 16 | Units | Apartments/Condos | TRB-40 | 8 | 1 | 480 | 4 | 200 | 2 | 150000 | TRUE | 120 | 140 |  |  |  |  | City of San Jose | FALSE | 57.18 |  | 2018-08-11 |  | 2018-08-22 | 2018-09-25 | 2019-07-18 | 2019-07-30 | 1892 | 61867.86 | Up-front Payment
PGE-012166 | Low Income Multifamily Residential | Domestic Hot Water | Gas | Pacific Gas and Electric | Incentive:Paid | 26682 | 24.89 |  | 1 | 1072 |  | 1072 |  | 2018-08-22 15:39 | 2018-09-25 | CALIFORNIA SOLAR INTEGRATORS INC | Retrofit | San Jose | San Jose | 95133 | Host Customer is System Owner | [7 empty] | 327.6 | 40.95 |  | Glycol | Steam Back | Solar Storage and Auxiliary Tanks are separate |  | 1 | 1 | 672 | Z04 | 16 | Units | Apartments/Condos | TRB-40 | 8 | 1 | 480 | 4 | 200 | 2 | 150000 | TRUE | 120 | 140 |  |  |  |  | City of San Jose | FALSE | 57.71 |  | 2018-08-11 |  | 2018-08-22 | 2018-09-25 | 2019-07-09 | 2019-07-29 | 1892 | 61867.86 | Up-front Payment
PGE-012167 | Low Income Multifamily Residential | Domestic Hot Water | Gas | Pacific Gas and Electric | Incentive:Paid | 26931 | 24.89 |  | 1 | 1082 |  | 1082 |  | 2018-08-22 15:40 | 2018-09-25 | CALIFORNIA SOLAR INTEGRATORS INC | Retrofit | San Jose | San Jose | 95133 | Host Customer is System Owner | [7 empty] | 327.6 | 40.95 |  | Glycol | Steam Back | Solar Storage and Auxiliary Tanks are separate |  | 1 | 1 | 672 | Z04 | 16 | Units | Apartments/Condos | TRB-40 | 8 | 1 | 480 | 4 | 200 | 2 | 150000 | TRUE | 120 | 140 |  |  |  |  | City of San Jose | FALSE | 57.18 |  | 2018-08-11 |  | 2018-08-22 | 2018-09-25 | 2019-07-18 | 2019-07-30 | 1892 | 61867.86 | Up-front Payment
PGE-012168 | Low Income Multifamily Residential | Domestic Hot Water | Gas | Pacific Gas and Electric | Incentive:Paid | 26931 | 24.89 |  | 1 | 1082 |  | 1082 |  | 2018-08-22 15:41 | 2018-09-25 | CALIFORNIA SOLAR INTEGRATORS INC | Retrofit | San Jose | San Jose | 95133 | Host Customer is System Owner | [7 empty] | 327.6 | 40.95 |  | Glycol | Steam Back | Solar Storage and Auxiliary Tanks are separate |  | 1 | 1 | 672 | Z04 | 16 | Units | Apartments/Condos | TRB-40 | 8 | 1 | 480 | 4 | 200 | 2 | 150000 | TRUE | 120 | 140 |  |  |  |  | City of San Jose | FALSE | 57.18 |  | 2018-08-11 |  | 2018-08-22 | 2018-09-25 | 2019-07-18 | 2019-07-30 | 1892 | 61867.86 | Up-front Payment
SCG-012169 | Multifamily Residential - Disadvantaged Community | Domestic Hot Water | Gas | Southern California Gas Company | Incentive:Paid | 2025 | 20.19 |  | 1 | 118 |  | 100 |  | 2018-08-31 11:37 | 2018-09-04 | INTELLIGENT GREEN SOLUTIONS CA | Retrofit | Visalia | Tulare | 93292 | Host Customer is System Owner |  |  | 30004236 | SunMaxx Solar LLC | ThermoPower | VTS30-HP-G | Indirect Thermosyphon (IT) | 47.9 |  | VTS-HP30 | Automatic Drainback |  | Solar Storage and Auxiliary Tanks are separate | 79 | 1 | 0.85 | 0 | Z13 | [18 empty] | City of Visalia | FALSE | 52.88 |  | 2018-08-13 |  | 2018-08-31 | 2018-09-04 | 2018-09-04 | 2018-09-18 | 2217 | 6240 | Up-front Payment
SCG-012170 | Multifamily Residential - Disadvantaged Community | Domestic Hot Water | Gas | Southern California Gas Company | Incentive:Paid | 2025 | 20.19 |  | 1 | 118 |  | 100 |  | 2018-08-31 11:39 | 2018-09-04 | INTELLIGENT GREEN SOLUTIONS CA | Retrofit | Visalia | Tulare | 93292 | Host Customer is System Owner |  |  | 30004236 | SunMaxx Solar LLC | ThermoPower | VTS30-HP-G | Indirect Thermosyphon (IT) | 47.9 |  | VTS-HP30 | Automatic Drainback |  | Solar Storage and Auxiliary Tanks are separate | 79 | 1 | 0.85 | 0 | Z13 | [18 empty] | City of Visalia | FALSE | 52.88 |  | 2018-08-13 |  | 2018-08-31 | 2018-09-04 | 2018-09-04 | 2018-09-18 | 2217 | 6240 | Up-front Payment
SCG-012171 | Multifamily Residential - Disadvantaged Community | Domestic Hot Water | Gas | Southern California Gas Company | Incentive:Paid | 2025 | 20.19 |  | 1 | 118 |  | 100 |  | 2018-08-31 11:40 | 2018-09-04 | INTELLIGENT GREEN SOLUTIONS CA | Retrofit | Visalia | Tulare | 93292 | Host Customer is System Owner |  |  | 30004236 | SunMaxx Solar LLC | ThermoPower | VTS30-HP-G | Indirect Thermosyphon (IT) | 47.9 |  | VTS-HP30 | Automatic Drainback |  | Solar Storage and Auxiliary Tanks are separate | 79 | 1 | 0.85 | 0 | Z13 | [18 empty] | City of Visalia | FALSE | 52.88 |  | 2018-08-13 |  | 2018-08-31 | 2018-09-04 | 2018-09-04 | 2018-09-18 | 2217 | 6240 | Up-front Payment
SCG-012172 | Multifamily Residential - Disadvantaged Community | Domestic Hot Water | Gas | Southern California Gas Company | Incentive:Paid | 2025 | 20.19 |  | 1 | 118 |  | 100 |  | 2018-08-31 11:41 | 2018-09-04 | INTELLIGENT GREEN SOLUTIONS CA | Retrofit | Visalia | Tulare | 93292 | Host Customer is System Owner |  |  | 30004236 | SunMaxx Solar LLC | ThermoPower | VTS30-HP-G | Indirect Thermosyphon (IT) | 47.9 |  | VTS-HP30 | Automatic Drainback |  | Solar Storage and Auxiliary Tanks are separate | 79 | 1 | 0.85 | 0 | Z13 | [18 empty] | City of Visalia | FALSE | 52.88 |  | 2018-08-13 |  | 2018-08-31 | 2018-09-04 | 2018-09-04 | 2018-09-18 | 2217 | 6240 | Up-front Payment
SCG-012173 | Multifamily Residential - Disadvantaged Community | Domestic Hot Water | Gas | Southern California Gas Company | Incentive:Paid | 2025 | 20.19 |  | 1 | 118 |  | 100 |  | 2018-08-31 11:43 | 2018-09-04 | INTELLIGENT GREEN SOLUTIONS CA | Retrofit | Visalia | Tulare | 93292 | Host Customer is System Owner |  |  | 30004236 | SunMaxx Solar LLC | ThermoPower | VTS30-HP-G | Indirect Thermosyphon (IT) | 47.9 |  | VTS-HP30 | Automatic Drainback |  | Solar Storage and Auxiliary Tanks are separate | 79 | 1 | 0.85 | 0 | Z13 | [18 empty] | City of Visalia | FALSE | 52.88 |  | 2018-08-13 |  | 2018-08-31 | 2018-09-04 | 2018-09-04 | 2018-09-18 | 2217 | 6240 | Up-front Payment
SCG-012174 | Multifamily Residential - Disadvantaged Community | Domestic Hot Water | Gas | Southern California Gas Company | Incentive:Paid | 2025 | 20.19 |  | 1 | 118 |  | 100 |  | 2018-08-31 11:44 | 2018-09-04 | INTELLIGENT GREEN SOLUTIONS CA | Retrofit | Visalia | Tulare | 93292 | Host Customer is System Owner |  |  | 30004236 | SunMaxx Solar LLC | ThermoPower | VTS30-HP-G | Indirect Thermosyphon (IT) | 47.9 |  | VTS-HP30 | Automatic Drainback |  | Solar Storage and Auxiliary Tanks are separate | 79 | 1 | 0.85 | 0 | Z13 | [18 empty] | City of Visalia | FALSE | 52.88 |  | 2018-08-13 |  | 2018-08-31 | 2018-09-04 | 2018-09-04 | 2018-09-18 | 2217 | 6240 | Up-front Payment
SCG-012175 | Multifamily Residential - Disadvantaged Community | Domestic Hot Water | Gas | Southern California Gas Company | Incentive:Paid | 2025 | 20.19 |  | 1 | 118 |  | 100 |  | 2018-08-31 13:27 | 2018-09-04 | INTELLIGENT GREEN SOLUTIONS CA | Retrofit | Visalia | Tulare | 93292 | Host Customer is System Owner |  |  | 30004236 | SunMaxx Solar LLC | ThermoPower | VTS30-HP-G | Indirect Thermosyphon (IT) | 47.9 |  | VTS-HP30 | Automatic Drainback |  | Solar Storage and Auxiliary Tanks are separate | 79 | 1 | 0.85 | 0 | Z13 | [18 empty] | City of Visalia | FALSE | 52.88 |  | 2018-08-13 |  | 2018-08-31 | 2018-09-04 | 2018-09-04 | 2018-09-18 | 2217 | 6240 | Up-front Payment
SCG-012176 | Multifamily Residential - Disadvantaged Community | Domestic Hot Water | Gas | Southern California Gas Company | Incentive:Paid | 2025 | 20.19 |  | 1 | 118 |  | 100 |  | 2018-08-31 13:29 | 2018-09-04 | INTELLIGENT GREEN SOLUTIONS CA | Retrofit | Visalia | Tulare | 93292 | Host Customer is System Owner |  |  | 30004236 | SunMaxx Solar LLC | ThermoPower | VTS30-HP-G | Indirect Thermosyphon (IT) | 47.9 |  | VTS-HP30 | Automatic Drainback |  | Solar Storage and Auxiliary Tanks are separate | 79 | 1 | 0.85 | 0 | Z13 | [18 empty] | City of Visalia | FALSE | 52.88 |  | 2018-08-13 |  | 2018-08-31 | 2018-09-04 | 2018-09-04 | 2018-09-18 | 2217 | 6240 | Up-front Payment
SCG-012177 | Multifamily Residential - Disadvantaged Community | Domestic Hot Water | Gas | Southern California Gas Company | Incentive:Paid | 2025 | 20.19 |  | 1 | 118 |  | 100 |  | 2018-08-31 13:31 | 2018-09-04 | INTELLIGENT GREEN SOLUTIONS CA | Retrofit | Visalia | Tulare | 93292 | Host Customer is System Owner |  |  | 30004236 | SunMaxx Solar LLC | ThermoPower | VTS30-HP-G | Indirect Thermosyphon (IT) | 47.9 |  | VTS-HP30 | Automatic Drainback |  | Solar Storage and Auxiliary Tanks are separate | 79 | 1 | 0.85 | 0 | Z13 | [18 empty] | City of Visalia | FALSE | 52.88 |  | 2018-08-13 |  | 2018-08-31 | 2018-09-04 | 2018-09-04 | 2018-09-18 | 2217 | 6240 | Up-front Payment
SCG-012178 | Multifamily Residential - Disadvantaged Community | Domestic Hot Water | Gas | Southern California Gas Company | Incentive:Paid | 2025 | 20.19 |  | 1 | 118 |  | 100 |  | 2018-08-31 13:32 | 2018-09-04 | INTELLIGENT GREEN SOLUTIONS CA | Retrofit | Visalia | Tulare | 93292 | Host Customer is System Owner |  |  | 30004236 | SunMaxx Solar LLC | ThermoPower | VTS30-HP-G | Indirect Thermosyphon (IT) | 47.9 |  | VTS-HP30 | Automatic Drainback |  | Solar Storage and Auxiliary Tanks are separate | 79 | 1 | 0.85 | 0 | Z13 | [18 empty] | City of Visalia | FALSE | 52.88 |  | 2018-08-13 |  | 2018-08-31 | 2018-09-04 | 2018-09-04 | 2018-09-18 | 2217 | 6240 | Up-front Payment
SCG-012179 | Multifamily Residential - Disadvantaged Community | Domestic Hot Water | Gas | Southern California Gas Company | Incentive:Paid | 2025 | 20.19 |  | 1 | 118 |  | 100 |  | 2018-08-31 13:33 | 2018-09-04 | INTELLIGENT GREEN SOLUTIONS CA | Retrofit | Visalia | Tulare | 93292 | Host Customer is System Owner |  |  | 30004236 | SunMaxx Solar LLC | ThermoPower | VTS30-HP-G | Indirect Thermosyphon (IT) | 47.9 |  | VTS-HP30 | Automatic Drainback |  | Solar Storage and Auxiliary Tanks are separate | 79 | 1 | 0.85 | 0 | Z13 | [18 empty] | City of Visalia | FALSE | 52.88 |  | 2018-08-13 |  | 2018-08-31 | 2018-09-04 | 2018-09-04 | 2018-09-18 | 2217 | 6240 | Up-front Payment
SCG-012180 | Multifamily Residential - Disadvantaged Community | Domestic Hot Water | Gas | Southern California Gas Company | Incentive:Paid | 2025 | 20.19 |  | 1 | 118 |  | 100 |  | 2018-08-31 13:35 | 2018-09-04 | INTELLIGENT GREEN SOLUTIONS CA | Retrofit | Visalia | Tulare | 93292 | Host Customer is System Owner |  |  | 30004236 | SunMaxx Solar LLC | ThermoPower | VTS30-HP-G | Indirect Thermosyphon (IT) | 47.9 |  | VTS-HP30 | Automatic Drainback |  | Solar Storage and Auxiliary Tanks are separate | 79 | 1 | 0.85 | 0 | Z13 | [18 empty] | City of Visalia | FALSE | 52.88 |  | 2018-08-13 |  | 2018-08-31 | 2018-09-04 | 2018-09-04 | 2018-09-18 | 2217 | 6240 | Up-front Payment
SCG-012181 | Multifamily Residential - Disadvantaged Community | Domestic Hot Water | Gas | Southern California Gas Company | Incentive:Paid | 2025 | 20.19 |  | 1 | 118 |  | 100 |  | 2018-08-31 13:36 | 2018-09-06 | INTELLIGENT GREEN SOLUTIONS CA | Retrofit | Visalia | Tulare | 93292 | Host Customer is System Owner |  |  | 30004236 | SunMaxx Solar LLC | ThermoPower | VTS30-HP-G | Indirect Thermosyphon (IT) | 47.9 |  | VTS-HP30 | Automatic Drainback |  | Solar Storage and Auxiliary Tanks are separate | 79 | 1 | 0.85 | 0 | Z13 | [18 empty] | City of Visalia | FALSE | 52.88 |  | 2018-08-13 | 2018-09-06 | 2018-08-31 | 2018-09-06 | 2018-09-06 | 2018-09-06 | 2217 | 6240 | Up-front Payment
SCG-012182 | Multifamily Residential - Disadvantaged Community | Domestic Hot Water | Gas | Southern California Gas Company | Incentive:Paid | 2025 | 20.19 |  | 1 | 118 |  | 100 |  | 2018-08-31 13:37 | 2018-09-04 | INTELLIGENT GREEN SOLUTIONS CA | Retrofit | Visalia | Tulare | 93292 | Host Customer is System Owner |  |  | 30004236 | SunMaxx Solar LLC | ThermoPower | VTS30-HP-G | Indirect Thermosyphon (IT) | 47.9 |  | VTS-HP30 | Automatic Drainback |  | Solar Storage and Auxiliary Tanks are separate | 79 | 1 | 0.85 | 0 | Z13 | [18 empty] | City of Visalia | FALSE | 52.88 |  | 2018-08-13 |  | 2018-08-31 | 2018-09-04 | 2018-09-04 | 2018-09-18 | 2217 | 6240 | Up-front Payment
SCG-012183 | Low Income Single Family Residential | Domestic Hot Water | Gas | Southern California Gas Company | Incentive:Paid | 4059 | 36.9 |  | 1 | 110 |  | 110 |  | 2018-12-08 21:09 | 2019-01-09 | JUDSON BUILDERS INC | New Construction | Ventura | Ventura | 93001 | Host Customer is System Owner |  | 3 | 30004239 | Jiangsu Sunrain Solar Energy Co. Ltd. | Sunrain | TZ58/1800-15C-TG | Indirect Thermosyphon (IT) | 24.46 |  | TZ58/1800-15C | Glycol | Heat Dump Radiator | Solar Storage with Tankless Auxiliary Water Heater | 40 | 1 | 1 | 45 | Z06 | [18 empty] | Ventura | FALSE | 45.86 |  | 2011-06-01: 2018-08-13; 2011-08-03: 2018-12-08; 2011-09-20: 2019-01-09 | 2092 | 5044.94 | Up-front Payment
SCG-012184 | Low Income Single Family Residential | Domestic Hot Water | Gas | Southern California Gas Company | Incentive:Paid | 4059 | 36.9 |  | 1 | 110 |  | 110 |  | 2018-12-08 21:03 | 2019-01-08 | JUDSON BUILDERS INC | New Construction | Ventura | Ventura | 93001 | Host Customer is System Owner |  | 2 | 30004239 | Jiangsu Sunrain Solar Energy Co. Ltd. | Sunrain | TZ58/1800-15C-TG | Indirect Thermosyphon (IT) | 24.46 |  | TZ58/1800-15C | Glycol | Heat Dump Radiator | Solar Storage with Tankless Auxiliary Water Heater | 40 | 1 | 1 | 35 | Z06 | [18 empty] | Ventura | FALSE | 45.86 |  | 2011-06-01: 2018-08-13; 2011-08-03: 2018-12-08; 2011-09-20: 2019-01-08 | 2092 | 5044.94 | Up-front Payment
SCG-012185 | Low Income Single Family Residential | Domestic Hot Water | Gas | Southern California Gas Company | Incentive:Paid | 2415 | 36.9 |  | 1 | 77 |  | 65 |  | 2018-11-30 07:57 | 2018-12-17 | INTELLIGENT GREEN SOLUTIONS CA | Retrofit | Hanford | Kings | 93230 | Host Customer is System Owner | 5 |  | 30004234 | SunMaxx Solar LLC | ThermoPower | VTS15-HP-G | Indirect Thermosyphon (IT) | 24.46 |  | ThermoPower-VTS-HP15 | Automatic Drainback |  | Solar Storage and Auxiliary Tanks are separate | 39.6 | 1 | 0.85 | 65 | Z13 | [18 empty] | City of Hanford | FALSE | 81.04 |  | 2011-06-01: 2018-08-14; 2011-08-03: 2018-11-30; 2011-09-20: 2018-12-17 | 2136 | 6240 | Up-front Payment
SCG-012186 | Commercial/Multifamily Residential | Domestic Hot Water | Gas | Southern California Gas Company | Incentive:Paid | 39855 | 20.19 |  | 1 | 1974 |  | 1974 |  | 2018-08-20 09:03 | 2018-08-29 | ALL VALLEY SOLAR INC | Retrofit | Arleta | San Fernando | 91331 | Host Customer is System Owner | [7 empty] | 532.35 | 40.95 |  | Drainback |  | Solar Storage and Auxiliary Tanks are separate |  | 1 | 1 | 1000 | Z09 | 25 | Units | Apartments/Condos | TRB-40 | 13 | 3 | 841 | 1 | 100 | 1 | 399960 | TRUE | 135 | 140 |  | SunEarth - SETR A503 TTR U + VFS 10-200 |  | SunEarth - SETR A503 TTR U + VFS 10-200 | LADBS | FALSE | 31.08 |  | 2018-08-14 |  | 2018-08-20 | 2018-08-29 | 2019-01-02 | 2019-01-03 | 2091 | 61346 | Up-front Payment
SCG-012187 | Low Income Single Family Residential | Domestic Hot Water | Gas | Southern California Gas Company | Incentive:Paid | 4059 | 36.9 |  | 1 | 110 |  | 110 |  | 2018-12-08 17:33 | 2019-01-09 | JUDSON BUILDERS INC | New Construction | Ventura | Ventura | 93001 | Host Customer is System Owner |  | 2 | 30004239 | Jiangsu Sunrain Solar Energy Co. Ltd. | Sunrain | TZ58/1800-15C-TG | Indirect Thermosyphon (IT) | 24.46 |  | TZ58/1800-15C | Glycol | Heat Dump Radiator | Solar Storage with Tankless Auxiliary Water Heater | 40 | 1 | 1 | 35 | Z06 | [18 empty] | Ventura | FALSE | 45.86 |  | 2011-06-01: 2018-08-14; 2011-08-03: 2018-12-08; 2011-09-20: 2019-01-09 | 2092 | 5044.94 | Up-front Payment
PGE-012188 | Low Income Multifamily Residential | Domestic Hot Water | Gas | Pacific Gas and Electric | Incentive:Paid | 20260 | 24.89 |  | 1 | 814 |  | 814 |  | 2018-08-22 15:48 | 2018-09-26 | CALIFORNIA SOLAR INTEGRATORS INC | Retrofit | San Jose | San Jose | 95133 | Host Customer is System Owner | [7 empty] | 245.7 | 40.95 |  | Glycol | Steam Back | Solar Storage and Auxiliary Tanks are separate |  | 1 | 1 | 504 | Z04 | 12 | Units | Apartments/Condos | TRB-40 | 6 | 1 | 360 | 3 | 100 | 1 | 75000 | TRUE | 120 | 140 |  |  |  |  | City of San Jose | FALSE | 57 |  | 2018-08-14 |  | 2018-08-22 | 2018-09-26 | 2019-08-01 | 2019-08-12 | 1892 | 46400.9 | Up-front Payment
PGE-012189 | Low Income Multifamily Residential | Domestic Hot Water | Gas | Pacific Gas and Electric | Incentive:Paid | 20534 | 24.89 |  | 1 | 825 |  | 825 |  | 2018-08-22 15:49 | 2018-09-26 | CALIFORNIA SOLAR INTEGRATORS INC | Retrofit | San Jose | San Jose | 95133 | Host Customer is System Owner | [7 empty] | 245.7 | 40.95 |  | Glycol | Steam Back | Solar Storage and Auxiliary Tanks are separate |  | 1 | 1 | 504 | Z04 | 12 | Units | Apartments/Condos | TRB-40 | 6 | 1 | 360 | 3 | 100 | 1 | 75000 | TRUE | 120 | 140 |  |  |  |  | City of San Jose | FALSE | 56.24 |  | 2018-08-14 |  | 2018-08-22 | 2018-09-26 | 2019-08-01 | 2019-08-12 | 1892 | 46400.9 | Up-front Payment
PGE-012190 | Low Income Multifamily Residential | Domestic Hot Water | Gas | Pacific Gas and Electric | Incentive:Paid | 21032 | 24.89 |  | 1 | 845 |  | 845 |  | 2018-08-22 15:50 | 2018-09-26 | CALIFORNIA SOLAR INTEGRATORS INC | Retrofit | San Jose | San Jose | 95133 | Host Customer is System Owner | [7 empty] | 245.7 | 40.95 |  | Glycol | Steam Back | Solar Storage and Auxiliary Tanks are separate |  | 1 | 1 | 504 | Z04 | 12 | Units | Apartments/Condos | TRB-40 | 6 | 1 | 360 | 3 | 100 | 1 | 75000 | TRUE | 120 | 140 |  |  |  |  | City of San Jose | FALSE | 54.91 |  | 2018-08-14 |  | 2018-08-22 | 2018-09-26 | 2019-08-01 | 2019-08-12 | 1892 | 46400.9 | Up-front Payment
PGE-012191 | Low Income Multifamily Residential | Domestic Hot Water | Gas | Pacific Gas and Electric | Incentive:Paid | 20460 | 24.89 |  | 1 | 822 |  | 822 |  | 2018-08-22 15:50 | 2018-09-26 | CALIFORNIA SOLAR INTEGRATORS INC | Retrofit | San Jose | San Jose | 95133 | Host Customer is System Owner | [7 empty] | 245.7 | 40.95 |  | Glycol | Steam Back | Solar Storage and Auxiliary Tanks are separate |  | 1 | 1 | 504 | Z04 | 12 | Units | Apartments/Condos | TRB-40 | 6 | 1 | 360 | 3 | 100 | 1 | 75000 | TRUE | 120 | 140 |  |  |  |  | City of San Jose | FALSE | 56.45 |  | 2018-08-14 |  | 2018-08-22 | 2018-09-26 | 2019-08-01 | 2019-08-12 | 1892 | 46400.9 | Up-front Payment
PGE-012192 | Low Income Multifamily Residential | Domestic Hot Water | Gas | Pacific Gas and Electric | Incentive:Paid | 20460 | 24.89 |  | 1 | 822 |  | 822 |  | 2018-08-22 15:51 | 2018-09-26 | CALIFORNIA SOLAR INTEGRATORS INC | Retrofit | San Jose | San Jose | 95133 | Host Customer is System Owner | [7 empty] | 245.7 | 40.95 |  | Glycol | Steam Back | Solar Storage and Auxiliary Tanks are separate |  | 1 | 1 | 504 | Z04 | 12 | Units | Apartments/Condos | TRB-40 | 6 | 1 | 360 | 3 | 100 | 1 | 75000 | TRUE | 120 | 140 |  |  |  |  | City of San Jose | FALSE | 56.45 |  | 2018-08-14 |  | 2018-08-22 | 2018-09-26 | 2019-08-01 | 2019-08-12 | 1892 | 46400.9 | Up-front Payment
PGE-012193 | Low Income Multifamily Residential | Domestic Hot Water | Gas | Pacific Gas and Electric | Incentive:Paid | 20460 | 24.89 |  | 1 | 822 |  | 822 |  | 2018-08-22 15:52 | 2018-09-26 | CALIFORNIA SOLAR INTEGRATORS INC | Retrofit | San Jose | San Jose | 95133 | Host Customer is System Owner | [7 empty] | 245.7 | 40.95 |  | Glycol | Steam Back | Solar Storage and Auxiliary Tanks are separate |  | 1 | 1 | 504 | Z04 | 12 | Units | Apartments/Condos | TRB-40 | 6 | 1 | 360 | 3 | 100 | 1 | 75000 | TRUE | 120 | 140 |  |  |  |  | City of San Jose | FALSE | 56.45 |  | 2018-08-14 |  | 2018-08-22 | 2018-09-26 | 2019-07-19 | 2019-07-30 | 1892 | 46400.9 | Up-front Payment
SCG-012194 | Low Income Single Family Residential | Domestic Hot Water | Gas | Southern California Gas Company | Incentive:Paid | 4059 | 36.9 |  | 1 | 110 |  | 110 |  | 2018-12-08 17:25 | 2019-01-09 | JUDSON BUILDERS INC | New Construction | Ventura | Ventura | 93001 | Host Customer is System Owner |  | 3 | 30004239 | Jiangsu Sunrain Solar Energy Co. Ltd. | Sunrain | TZ58/1800-15C-TG | Indirect Thermosyphon (IT) | 24.46 |  | TZ58/1800-15C | Glycol | Heat Dump Radiator | Solar Storage with Tankless Auxiliary Water Heater | 40 | 1 | 1 | 45 | Z06 | [18 empty] | Ventura | FALSE | 45.86 |  | 2011-06-01: 2018-08-14; 2011-08-03: 2018-12-08; 2011-09-20: 2019-01-09 | 2092 | 5044.94 | Up-front Payment
PGE-012195 | Low Income Multifamily Residential | Domestic Hot Water | Gas | Pacific Gas and Electric | Incentive:Paid | 20460 | 24.89 |  | 1 | 822 |  | 822 |  | 2018-08-22 15:53 | 2018-09-26 | CALIFORNIA SOLAR INTEGRATORS INC | Retrofit | San Jose | San Jose | 95133 | Host Customer is System Owner | [7 empty] | 245.7 | 40.95 |  | Glycol | Steam Back | Solar Storage and Auxiliary Tanks are separate |  | 1 | 1 | 504 | Z04 | 12 | Units | Apartments/Condos | TRB-40 | 6 | 1 | 360 | 3 | 100 | 1 | 75000 | TRUE | 120 | 140 |  |  |  |  | City of San Jose | FALSE | 56.45 |  | 2018-08-14 |  | 2018-08-22 | 2018-09-26 | 2019-07-19 | 2019-07-30 | 1892 | 46400.9 | Up-front Payment
PGE-012196 | Low Income Multifamily Residential | Domestic Hot Water | Gas | Pacific Gas and Electric | Incentive:Paid | 20460 | 24.89 |  | 1 | 822 |  | 822 |  | 2018-08-22 15:53 | 2018-09-26 | CALIFORNIA SOLAR INTEGRATORS INC | Retrofit | San Jose | San Jose | 95133 | Host Customer is System Owner | [7 empty] | 245.7 | 40.95 |  | Glycol | Steam Back | Solar Storage and Auxiliary Tanks are separate |  | 1 | 1 | 504 | Z04 | 12 | Units | Apartments/Condos | TRB-40 | 6 | 1 | 360 | 3 | 100 | 1 | 75000 | TRUE | 120 | 140 |  |  |  |  | City of San Jose | FALSE | 56.45 |  | 2018-08-14 | 2019-07-30 | 2018-08-22 | 2018-09-26 | 2019-07-19 | 2019-08-14 | 1871 | 46400.9 | Up-front Payment
PGE-012197 | Low Income Multifamily Residential | Domestic Hot Water | Gas | Pacific Gas and Electric | Incentive:Paid | 19713 | 24.89 |  | 1 | 792 |  | 792 |  | 2018-08-22 15:54 | 2018-09-26 | CALIFORNIA SOLAR INTEGRATORS INC | Retrofit | San Jose | San Jose | 95133 | Host Customer is System Owner | [7 empty] | 245.7 | 40.95 |  | Glycol | Steam Back | Solar Storage and Auxiliary Tanks are separate |  | 1 | 1 | 504 | Z04 | 12 | Units | Apartments/Condos | TRB-40 | 6 | 1 | 360 | 3 | 100 | 1 | 75000 | TRUE | 120 | 120 |  |  |  |  | City of San Jose | FALSE | 58.59 |  | 2018-08-14 |  | 2018-08-22 | 2018-09-26 | 2019-07-19 | 2019-09-06 | 1864 | 46400.9 | Up-front Payment
PGE-012198 | Low Income Multifamily Residential | Domestic Hot Water | Gas | Pacific Gas and Electric | Incentive:Paid | 20260 | 24.89 |  | 1 | 814 |  | 814 |  | 2018-08-22 15:55 | 2018-10-01 | CALIFORNIA SOLAR INTEGRATORS INC | Retrofit | San Jose | San Jose | 95133 | Host Customer is System Owner | [7 empty] | 245.7 | 40.95 |  | Glycol | Steam Back | Solar Storage and Auxiliary Tanks are separate |  | 1 | 1 | 504 | Z04 | 12 | Units | Apartments/Condos | TRB-40 | 6 | 1 | 360 | 3 | 100 | 1 | 75000 | TRUE | 120 | 140 |  |  |  |  | City of San Jose | FALSE | 57 |  | 2018-08-14 |  | 2018-08-22 | 2018-10-01 | 2019-07-19 | 2019-07-31 | 1892 | 46400.9 | Up-front Payment
PGE-012199 | Low Income Single Family Residential | Domestic Hot Water | Gas | Pacific Gas and Electric | Incentive:Paid | 4300 | 36.9 |  | 1 | 149 |  | 123 |  | 2018-08-14 13:37 | 2018-09-04 | HIGHLANDS DIVERSIFIED INC | Retrofit | Clovis | Fresno | 93612 | Host Customer is System Owner | 2 |  | 2010017C | Alternate Energy Technologies | EAGLESUN | DBS-G2-80-64 | Indirect Forced Circulation (IF) | 65.34 |  | MSC-32 | Automatic Drainback | Drainback (Water) | Solar Storage and Auxiliary Tanks are separate | 80 | 0.97 | 0.85 | 35 | Z13 | [18 empty] | City of Clovis | FALSE | 53.69 |  | 2011-06-01: 2018-08-14; 2011-08-03: 2018-08-14; 2011-09-20: 2018-09-04 | 2234 | 8000 | Up-front Payment
PGE-012200 | Low Income Multifamily Residential | Domestic Hot Water | Gas | Pacific Gas and Electric | Incentive:Paid | 20260 | 24.89 |  | 1 | 814 |  | 814 |  | 2018-08-22 16:03 | 2018-10-01 | CALIFORNIA SOLAR INTEGRATORS INC | Retrofit | San Jose | San Jose | 95133 | Host Customer is System Owner | [7 empty] | 245.7 | 40.95 |  | Glycol | Steam Back | Solar Storage and Auxiliary Tanks are separate |  | 1 | 1 | 504 | Z04 | 12 | Units | Apartments/Condos | TRB-40 | 6 | 1 | 360 | 3 | 100 | 1 | 75000 | TRUE | 120 | 140 |  |  |  |  | City of San Jose | FALSE | 57 |  | 2018-08-14 |  | 2018-08-22 | 2018-10-01 | 2019-07-19 | 2019-07-31 | 1892 | 46400.9 | Up-front Payment
PGE-012201 | Low Income Multifamily Residential | Domestic Hot Water | Gas | Pacific Gas and Electric | Incentive:Paid | 16801 | 24.89 |  | 1 | 675 |  | 675 |  | 2018-08-22 16:04 | 2018-10-01 | CALIFORNIA SOLAR INTEGRATORS INC | Retrofit | San Jose | San Jose | 95133 | Host Customer is System Owner | [7 empty] | 204.75 | 40.95 |  | Glycol | Steam Back | Solar Storage and Auxiliary Tanks are separate |  | 1 | 1 | 420 | Z04 | 10 | Units | Apartments/Condos | TRB-40 | 5 | 1 | 360 | 3 | 100 | 1 | 75000 | TRUE | 120 | 140 |  |  |  |  | City of San Jose | FALSE | 57.29 |  | 2018-08-14 | 2019-07-31 | 2018-08-22 | 2018-10-01 | 2019-07-19 | 2019-08-01 | 1892 | 38667.4 | Up-front Payment
PGE-012202 | Low Income Multifamily Residential | Domestic Hot Water | Gas | Pacific Gas and Electric | Incentive:Paid | 16801 | 24.89 |  | 1 | 675 |  | 675 |  | 2018-08-22 16:05 | 2018-10-01 | CALIFORNIA SOLAR INTEGRATORS INC | Retrofit | San Jose | San Jose | 95133 | Host Customer is System Owner | [7 empty] | 204.75 | 40.95 |  | Glycol | Steam Back | Solar Storage and Auxiliary Tanks are separate |  | 1 | 1 | 420 | Z04 | 10 | Units | Apartments/Condos | TRB-40 | 5 | 1 | 360 | 3 | 100 | 1 | 75000 | TRUE | 120 | 140 |  |  |  |  | City of San Jose | FALSE | 57.29 |  | 2018-08-14 | 2019-07-31 | 2018-08-22 | 2018-10-01 | 2019-07-19 | 2019-08-14 | 1871 | 38667.4 | Up-front Payment
PGE-012203 | Low Income Multifamily Residential | Domestic Hot Water | Gas | Pacific Gas and Electric | Incentive:Paid | 16801 | 24.89 |  | 1 | 675 |  | 675 |  | 2018-08-22 16:06 | 2018-10-01 | CALIFORNIA SOLAR INTEGRATORS INC | Retrofit | San Jose | San Jose | 95133 | Host Customer is System Owner | [7 empty] | 204.75 | 40.95 |  | Glycol | Steam Back | Solar Storage and Auxiliary Tanks are separate |  | 1 | 1 | 420 | Z04 | 10 | Units | Apartments/Condos | TRB-40 | 5 | 1 | 360 | 3 | 100 | 1 | 75000 | TRUE | 120 | 140 |  |  |  |  | City of San Jose | FALSE | 57.29 |  | 2018-08-14 | 2019-07-31 | 2018-08-22 | 2018-10-01 | 2019-07-19 | 2019-08-01 | 1892 | 38667.4 | Up-front Payment
SCG-012204 | Low Income Single Family Residential | Domestic Hot Water | Gas | Southern California Gas Company | Incentive:Paid | 4059 | 36.9 |  | 1 | 110 |  | 110 |  | 2018-12-08 17:17 | 2019-01-09 | JUDSON BUILDERS INC | New Construction | Ventura | Ventura | 93001 | Host Customer is System Owner |  | 2 | 30004239 | Jiangsu Sunrain Solar Energy Co. Ltd. | Sunrain | TZ58/1800-15C-TG | Indirect Thermosyphon (IT) | 24.46 |  | TZ58/1800-15C | Glycol | Heat Dump Radiator | Solar Storage with Tankless Auxiliary Water Heater | 40 | 1 | 1 | 35 | Z06 | [18 empty] | Ventura | FALSE | 45.86 |  | 2011-06-01: 2018-08-14; 2011-08-03: 2018-12-08; 2011-09-20: 2019-01-09 | 2092 | 5044.94 | Up-front Payment
PGE-012205 | Low Income Multifamily Residential | Domestic Hot Water | Gas | Pacific Gas and Electric | Incentive:Paid | 16801 | 24.89 |  | 1 | 675 |  | 675 |  | 2018-08-22 16:07 | 2018-10-01 | CALIFORNIA SOLAR INTEGRATORS INC | Retrofit | San Jose | San Jose | 95133 | Host Customer is System Owner | [7 empty] | 204.75 | 40.95 |  | Glycol | Steam Back | Solar Storage and Auxiliary Tanks are separate |  | 1 | 1 | 420 | Z04 | 10 | Units | Apartments/Condos | TRB-40 | 5 | 1 | 360 | 3 | 100 | 1 | 75000 | TRUE | 120 | 140 |  |  |  |  | City of San Jose | FALSE | 57.29 |  | 2018-08-14 | 2019-07-31 | 2018-08-22 | 2018-10-01 | 2019-07-19 | 2019-08-14 | 1871 | 38667.4 | Up-front Payment
PGE-012206 | Low Income Multifamily Residential | Domestic Hot Water | Gas | Pacific Gas and Electric | Incentive:Paid | 16104 | 24.89 |  | 1 | 647 |  | 647 |  | 2018-08-22 16:08 | 2018-09-27 | CALIFORNIA SOLAR INTEGRATORS INC | Retrofit | San Jose | San Jose | 95133 | Host Customer is System Owner | [7 empty] | 204.75 | 40.95 |  | Glycol | Steam Back | Solar Storage and Auxiliary Tanks are separate |  | 1 | 1 | 420 | Z04 | 10 | Units | Apartments/Condos | TRB-40 | 5 | 1 | 360 | 3 | 100 | 1 | 75000 | TRUE | 120 | 120 |  |  |  |  | City of San Jose | FALSE | 59.76 |  | 2018-08-14 |  | 2018-08-22 | 2018-09-27 | 2019-08-01 | 2019-09-06 | 1864 | 38667.4 | Up-front Payment
PGE-012207 | Low Income Multifamily Residential | Domestic Hot Water | Gas | Pacific Gas and Electric | Incentive:Paid | 16801 | 24.89 |  | 1 | 675 |  | 675 |  | 2018-08-22 16:08 | 2018-09-27 | CALIFORNIA SOLAR INTEGRATORS INC | Retrofit | San Jose | San Jose | 95133 | Host Customer is System Owner | [7 empty] | 204.75 | 40.95 |  | Glycol | Steam Back | Solar Storage and Auxiliary Tanks are separate |  | 1 | 1 | 420 | Z04 | 10 | Units | Apartments/Condos | TRB-40 | 5 | 1 | 360 | 3 | 100 | 1 | 75000 | TRUE | 120 | 140 |  |  |  |  | City of San Jose | FALSE | 57.29 |  | 2018-08-14 |  | 2018-08-22 | 2018-09-27 | 2019-08-01 | 2019-08-12 | 1892 | 38667.4 | Up-front Payment
PGE-012208 | Low Income Multifamily Residential | Domestic Hot Water | Gas | Pacific Gas and Electric | Incentive:Paid | 17075 | 24.89 |  | 1 | 686 |  | 686 |  | 2018-08-22 16:10 | 2018-09-27 | CALIFORNIA SOLAR INTEGRATORS INC | New Construction | San Jose | San Jose | 95133 | Host Customer is System Owner | [7 empty] | 204.75 | 40.95 |  | Glycol | Steam Back | Solar Storage and Auxiliary Tanks are separate |  | 1 | 1 | 420 | Z04 | 10 | Units | Apartments/Condos | TRB-40 | 5 | 1 | 360 | 3 | 100 | 1 | 75000 | TRUE | 120 | 140 |  |  |  |  | City of San Jose | FALSE | 56.37 |  | 2018-08-14 |  | 2018-08-22 | 2018-09-27 | 2019-08-01 | 2019-08-12 | 1892 | 38667.4 | Up-front Payment
PGE-012209 | Low Income Multifamily Residential | Domestic Hot Water | Gas | Pacific Gas and Electric | Incentive:Paid | 16154 | 24.89 |  | 1 | 649 |  | 649 |  | 2018-08-22 16:11 | 2018-09-27 | CALIFORNIA SOLAR INTEGRATORS INC | Retrofit | San Jose | San Jose | 95133 | Host Customer is System Owner | [7 empty] | 204.75 | 40.95 |  | Glycol | Steam Back | Solar Storage and Auxiliary Tanks are separate |  | 1 | 1 | 420 | Z04 | 10 | Units | Apartments/Condos | TRB-40 | 5 | 1 | 360 | 3 | 100 | 1 | 75000 | TRUE | 120 | 120 |  |  |  |  | City of San Jose | FALSE | 59.58 |  | 2018-08-14 |  | 2018-08-22 | 2018-09-27 | 2019-08-01 | 2019-09-06 | 1864 | 38667.4 | Up-front Payment
SCG-012210 | Low Income Single Family Residential | Domestic Hot Water | Gas | Southern California Gas Company | Incentive:Paid | 4059 | 36.9 |  | 1 | 110 |  | 110 |  | 2018-12-17 14:30 | 2019-01-09 | JUDSON BUILDERS INC | New Construction | Ventura | Ventura | 93001 | Host Customer is System Owner |  | 3 | 30004239 | Jiangsu Sunrain Solar Energy Co. Ltd. | Sunrain | TZ58/1800-15C-TG | Indirect Thermosyphon (IT) | 24.46 |  | TZ58/1800-15C | Glycol | Heat Dump Radiator | Solar Storage with Tankless Auxiliary Water Heater | 40 | 1 | 1 | 45 | Z06 | [18 empty] | Ventura | FALSE | 45.86 |  | 2011-06-01: 2018-08-14; 2011-08-03: 2018-12-17; 2011-09-20: 2019-01-09 | 2092 | 5044.94 | Up-front Payment
PGE-012211 | Low Income Multifamily Residential | Domestic Hot Water | Gas | Pacific Gas and Electric | Incentive:Paid | 17075 | 24.89 |  | 1 | 686 |  | 686 |  | 2018-08-22 16:23 | 2018-09-27 | CALIFORNIA SOLAR INTEGRATORS INC | Retrofit | San Jose | San Jose | 95133 | Host Customer is System Owner | [7 empty] | 204.75 | 40.95 |  | Glycol | Steam Back | Solar Storage and Auxiliary Tanks are separate |  | 1 | 1 | 420 | Z04 | 10 | Units | Apartments/Condos | TRB-40 | 5 | 1 | 360 | 3 | 100 | 1 | 75000 | TRUE | 120 | 140 |  |  |  |  | City of San Jose | FALSE | 56.37 |  | 2018-08-14 |  | 2018-08-22 | 2018-09-27 | 2019-07-18 | 2019-07-30 | 1892 | 38667.4 | Up-front Payment
PGE-012212 | Low Income Multifamily Residential | Domestic Hot Water | Gas | Pacific Gas and Electric | Incentive:Paid | 12868 | 24.89 |  | 1 | 517 |  | 517 |  | 2018-08-22 16:24 | 2018-09-27 | CALIFORNIA SOLAR INTEGRATORS INC | Retrofit | San Jose | San Jose | 95133 | Host Customer is System Owner | [7 empty] | 204.75 | 40.95 |  | Glycol | Steam Back | Solar Storage and Auxiliary Tanks are separate |  | 1 | 1 | 420 | Z04 | 10 | Units | Apartments/Condos | TRB-40 | 5 | 1 | 360 | 3 | 100 | 1 | 75000 | TRUE | 120 | 140 |  |  |  |  | City of San Jose | FALSE | 74.79 |  | 2018-08-14 |  | 2018-08-22 | 2018-09-27 | 2019-07-09 | 2019-07-29 | 1892 | 38667.4 | Up-front Payment
PGE-012213 | Low Income Multifamily Residential | Domestic Hot Water | Gas | Pacific Gas and Electric | Incentive:Paid | 16154 | 24.89 |  | 1 | 649 |  | 649 |  | 2018-08-22 16:25 | 2018-09-27 | CALIFORNIA SOLAR INTEGRATORS INC | Retrofit | San Jose | San Jose | 95133 | Host Customer is System Owner | [7 empty] | 204.75 | 40.95 |  | Glycol | Steam Back | Solar Storage and Auxiliary Tanks are separate |  | 1 | 1 | 420 | Z04 | 10 | Units | Apartments/Condos | TRB-40 | 5 | 1 | 360 | 3 | 100 | 1 | 75000 | TRUE | 120 | 120 |  |  |  |  | City of San Jose | FALSE | 59.58 |  | 2018-08-14 |  | 2018-08-22 | 2018-09-27 | 2019-08-01 | 2019-09-06 | 1864 | 38667.4 | Up-front Payment
PGE-012214 | Low Income Multifamily Residential | Domestic Hot Water | Gas | Pacific Gas and Electric | Incentive:Paid | 17075 | 24.89 |  | 1 | 686 |  | 686 |  | 2018-08-22 16:25 | 2018-09-27 | CALIFORNIA SOLAR INTEGRATORS INC | Retrofit | San Jose | San Jose | 95133 | Host Customer is System Owner | [7 empty] | 204.75 | 40.95 |  | Glycol | Steam Back | Solar Storage and Auxiliary Tanks are separate |  | 1 | 1 | 420 | Z04 | 10 | Units | Apartments/Condos | TRB-40 | 5 | 1 | 360 | 3 | 100 | 1 | 75000 | TRUE | 120 | 140 |  |  |  |  | City of San Jose | FALSE | 56.37 |  | 2018-08-14 |  | 2018-08-22 | 2018-09-27 | 2019-08-01 | 2019-08-13 | 1892 | 38667.4 | Up-front Payment
PGE-012215 | Low Income Multifamily Residential | Domestic Hot Water | Gas | Pacific Gas and Electric | Incentive:Paid | 17075 | 24.89 |  | 1 | 686 |  | 686 |  | 2018-08-22 16:26 | 2018-09-27 | CALIFORNIA SOLAR INTEGRATORS INC | Retrofit | San Jose | San Jose | 95133 | Host Customer is System Owner | [7 empty] | 204.75 | 40.95 |  | Glycol | Steam Back | Solar Storage and Auxiliary Tanks are separate |  | 1 | 1 | 420 | Z04 | 10 | Units | Apartments/Condos | TRB-40 | 5 | 1 | 360 | 3 | 100 | 1 | 75000 | TRUE | 120 | 140 |  |  |  |  | City of San Jose | FALSE | 56.37 |  | 2018-08-14 |  | 2018-08-22 | 2018-09-27 | 2019-08-01 | 2019-08-13 | 1892 | 38667.4 | Up-front Payment
PGE-012216 | Low Income Multifamily Residential | Domestic Hot Water | Gas | Pacific Gas and Electric | Incentive:Paid | 17075 | 24.89 |  | 1 | 686 |  | 686 |  | 2018-08-22 16:27 | 2018-09-27 | CALIFORNIA SOLAR INTEGRATORS INC | Retrofit | San Jose | San Jose | 95133 | Host Customer is System Owner | [7 empty] | 204.75 | 40.95 |  | Glycol | Steam Back | Solar Storage and Auxiliary Tanks are separate |  | 1 | 1 | 420 | Z04 | 10 | Units | Apartments/Condos | TRB-40 | 5 | 1 | 360 | 3 | 100 | 1 | 75000 | TRUE | 120 | 140 |  |  |  |  | City of San Jose | FALSE | 56.37 |  | 2018-08-14 |  | 2018-08-22 | 2018-09-27 | 2019-08-01 | 2019-08-13 | 1892 | 38667.41 | Up-front Payment
PGE-012217 | Low Income Multifamily Residential | Domestic Hot Water | Gas | Pacific Gas and Electric | Incentive:Paid | 12868 | 24.89 |  | 1 | 517 |  | 517 |  | 2018-08-22 16:28 | 2018-09-27 | CALIFORNIA SOLAR INTEGRATORS INC | Retrofit | San Jose | San Jose | 95133 | Host Customer is System Owner | [7 empty] | 204.75 | 40.95 |  | Glycol | Steam Back | Solar Storage and Auxiliary Tanks are separate |  | 1 | 1 | 420 | Z04 | 10 | Units | Apartments/Condos | TRB-40 | 5 | 1 | 360 | 3 | 100 | 1 | 75000 | TRUE | 120 | 140 |  |  |  |  | City of San Jose | FALSE | 74.79 |  | 2018-08-14 |  | 2018-08-22 | 2018-09-27 | 2019-07-19 | 2019-08-02 | 1892 | 38667.4 | Up-front Payment
PGE-012218 | Low Income Multifamily Residential | Domestic Hot Water | Gas | Pacific Gas and Electric | Incentive:Paid | 12868 | 24.89 |  | 1 | 517 |  | 517 |  | 2018-08-22 16:28 | 2018-09-27 | CALIFORNIA SOLAR INTEGRATORS INC | Retrofit | San Jose | San Jose | 95133 | Host Customer is System Owner | [7 empty] | 204.75 | 40.95 |  | Glycol | Steam Back | Solar Storage and Auxiliary Tanks are separate |  | 1 | 1 | 420 | Z04 | 10 | Units | Apartments/Condos | TRB-40 | 5 | 1 | 360 | 3 | 100 | 1 | 75000 | TRUE | 120 | 140 |  |  |  |  | City of San Jose | FALSE | 74.79 |  | 2018-08-14 |  | 2018-08-22 | 2018-09-27 | 2019-07-19 | 2019-08-02 | 1892 | 38667.41 | Up-front Payment
PGE-012219 | Low Income Multifamily Residential | Domestic Hot Water | Gas | Pacific Gas and Electric | Incentive:Paid | 27329 | 24.89 |  | 1 | 1098 |  | 1098 |  | 2018-08-22 16:32 | 2018-09-27 | CALIFORNIA SOLAR INTEGRATORS INC | Retrofit | San Jose | San Jose | 95133 | Host Customer is System Owner | [7 empty] | 327.6 | 40.95 |  | Glycol | Steam Back | Solar Storage and Auxiliary Tanks are separate |  | 1 | 1 | 672 | Z04 | 16 | Units | Apartments/Condos | TRB-40 | 8 | 1 | 480 | 4 | 100 | 1 | 75000 | TRUE | 120 | 140 |  |  |  |  | City of San Jose | FALSE | 56.35 |  | 2018-08-14 |  | 2018-08-22 | 2018-09-27 | 2019-07-19 | 2019-08-02 | 1892 | 61867.88 | Up-front Payment
PGE-012221 | Low Income Multifamily Residential | Domestic Hot Water | Gas | Pacific Gas and Electric | Incentive:Paid | 25313 | 24.89 |  | 1 | 1017 |  | 1017 |  | 2018-08-22 16:42 | 2018-09-27 | CALIFORNIA SOLAR INTEGRATORS INC | Retrofit | San Jose | San Jose | 95133 | Host Customer is System Owner | [7 empty] | 327.6 | 40.95 |  | Glycol | Steam Back | Solar Storage and Auxiliary Tanks are separate |  | 1 | 1 | 672 | Z04 | 16 | Units | Apartments/Condos | TRB-40 | 8 | 1 | 480 | 4 | 100 | 1 | 75000 | TRUE | 120 | 120 |  |  |  |  | City of San Jose | FALSE | 60.83 |  | 2018-08-14 |  | 2018-08-22 | 2018-09-27 | 2019-07-19 | 2019-09-06 | 1864 | 61867.88 | Up-front Payment
PGE-012223 | Low Income Multifamily Residential | Domestic Hot Water | Gas | Pacific Gas and Electric | Incentive:Paid | 13465 | 24.89 |  | 1 | 541 |  | 541 |  | 2018-08-22 16:44 | 2018-10-02 | CALIFORNIA SOLAR INTEGRATORS INC | Retrofit | San Jose | San Jose | 95133 | Host Customer is System Owner | [7 empty] | 163.8 | 40.95 |  | Glycol | Steam Back | Solar Storage and Auxiliary Tanks are separate |  | 1 | 1 | 336 | Z04 | 8 | Units | Apartments/Condos | TRB-40 | 4 | 1 | 240 | 2 | 100 | 1 | 75000 | TRUE | 120 | 140 |  |  |  |  | City of San Jose | FALSE | 57.18 |  | 2018-08-14 |  | 2018-08-22 | 2018-10-02 | 2019-07-19 | 2019-08-05 | 1892 | 30933.94 | Up-front Payment
PGE-012224 | Low Income Multifamily Residential | Domestic Hot Water | Gas | Pacific Gas and Electric | Incentive:Paid | 13291 | 24.89 |  | 1 | 534 |  | 534 |  | 2018-08-22 16:45 | 2018-10-02 | CALIFORNIA SOLAR INTEGRATORS INC | Retrofit | SAN JOSE | San Jose | 95133 | Host Customer is System Owner | [7 empty] | 163.8 | 40.95 |  | Glycol | Steam Back | Solar Storage and Auxiliary Tanks are separate |  | 1 | 1 | 336 | Z04 | 8 | Units | Apartments/Condos | TRB-40 | 4 | 1 | 240 | 2 | 100 | 1 | 75000 | TRUE | 120 | 140 |  |  |  |  | City of San Jose | FALSE | 57.93 |  | 2018-08-14 |  | 2018-08-22 | 2018-10-02 | 2019-07-09 | 2019-07-30 | 1892 | 30933.94 | Up-front Payment
PGE-012225 | Low Income Multifamily Residential | Domestic Hot Water | Gas | Pacific Gas and Electric | Incentive:Paid | 13615 | 24.89 |  | 1 | 547 |  | 547 |  | 2018-08-22 16:46 | 2018-10-02 | CALIFORNIA SOLAR INTEGRATORS INC | Retrofit | San Jose | San Jose | 95133 | Host Customer is System Owner | [7 empty] | 163.8 | 40.95 |  | Glycol | Steam Back | Solar Storage and Auxiliary Tanks are separate |  | 1 | 1 | 336 | Z04 | 8 | Units | Apartments/Condos | TRB-40 | 4 | 1 | 240 | 2 | 100 | 1 | 75000 | TRUE | 120 | 140 |  |  |  |  | City of San Jose | FALSE | 56.55 |  | 2018-08-14 |  | 2018-08-22 | 2018-10-02 | 2019-08-01 | 2019-08-13 | 1892 | 30933.94 | Up-front Payment
PGE-012226 | Low Income Multifamily Residential | Domestic Hot Water | Gas | Pacific Gas and Electric | Incentive:Paid | 13416 | 24.89 |  | 1 | 539 |  | 539 |  | 2018-08-22 16:46 | 2018-10-02 | CALIFORNIA SOLAR INTEGRATORS INC | Retrofit | San Jose | San Jose | 95133 | Host Customer is System Owner | [7 empty] | 163.8 | 40.95 |  | Glycol | Steam Back | Solar Storage and Auxiliary Tanks are separate |  | 1 | 1 | 336 | Z04 | 8 | Units | Apartments/Condos | TRB-40 | 4 | 1 | 240 | 2 | 100 | 1 | 75000 | TRUE | 120 | 140 |  |  |  |  | City of San Jose | FALSE | 57.39 |  | 2018-08-14 |  | 2018-08-22 | 2018-10-02 | 2019-07-09 | 2019-07-30 | 1892 | 30933.94 | Up-front Payment
PGE-012227 | Low Income Multifamily Residential | Domestic Hot Water | Gas | Pacific Gas and Electric | Incentive:Paid | 13416 | 24.89 |  | 1 | 539 |  | 539 |  | 2018-08-22 16:47 | 2018-10-02 | CALIFORNIA SOLAR INTEGRATORS INC | Retrofit | San Jose | San Jose | 95133 | Host Customer is System Owner | [7 empty] | 163.8 | 40.95 |  | Glycol | Steam Back | Solar Storage and Auxiliary Tanks are separate |  | 1 | 1 | 336 | Z04 | 8 | Units | Apartments/Condos | TRB-40 | 4 | 1 | 240 | 2 | 100 | 1 | 75000 | TRUE | 120 | 140 |  |  |  |  | City of San Jose | FALSE | 57.39 |  | 2018-08-14 |  | 2018-08-22 | 2018-10-02 | 2019-07-09 | 2019-07-30 | 1892 | 30933.94 | Up-front Payment
PGE-012228 | Low Income Multifamily Residential | Domestic Hot Water | Gas | Pacific Gas and Electric | Incentive:Paid | 26931 | 24.89 |  | 1 | 1082 |  | 1082 |  | 2018-08-22 16:47 | 2018-10-02 | CALIFORNIA SOLAR INTEGRATORS INC | Retrofit | San Jose | San Jose | 95133 | Host Customer is System Owner | [7 empty] | 327.6 | 40.95 |  | Glycol | Steam Back | Solar Storage and Auxiliary Tanks are separate |  | 1 | 1 | 672 | Z04 | 16 | Units | Apartments/Condos | TRB-40 | 8 | 1 | 480 | 4 | 100 | 1 | 75000 | TRUE | 120 | 140 |  |  |  |  | City of San Jose | FALSE | 57.18 |  | 2018-08-14 |  | 2018-08-22 | 2018-10-02 | 2019-08-01 | 2019-08-14 | 1892 | 61867.88 | Up-front Payment
PGE-012230 | Low Income Multifamily Residential | Domestic Hot Water | Gas | Pacific Gas and Electric | Incentive:Paid | 13615 | 24.89 |  | 1 | 547 |  | 547 |  | 2018-08-22 16:48 | 2018-10-05 | CALIFORNIA SOLAR INTEGRATORS INC | Retrofit | San Jose | San Jose | 95133 | Host Customer is System Owner | [7 empty] | 163.8 | 40.95 |  | Glycol | Steam Back | Solar Storage and Auxiliary Tanks are separate |  | 1 | 1 | 336 | Z04 | 8 | Units | Apartments/Condos | TRB-40 | 4 | 1 | 240 | 2 | 100 | 1 | 75000 | TRUE | 120 | 140 |  |  |  |  | City of San Jose | FALSE | 56.55 |  | 2018-08-14 |  | 2018-08-22 | 2018-10-05 | 2019-08-01 | 2019-08-14 | 1843 | 30933.94 | Up-front Payment
PGE-012231 | Low Income Multifamily Residential | Domestic Hot Water | Gas | Pacific Gas and Electric | Incentive:Paid | 13615 | 24.89 |  | 1 | 547 |  | 547 |  | 2018-08-22 16:49 | 2018-10-05 | CALIFORNIA SOLAR INTEGRATORS INC | Retrofit | San Jose | San Jose | 95133 | Host Customer is System Owner | [7 empty] | 163.8 | 40.95 |  | Glycol | Steam Back | Solar Storage and Auxiliary Tanks are separate |  | 1 | 1 | 336 | Z04 | 8 | Units | Apartments/Condos | TRB-40 | 4 | 1 | 240 | 2 | 100 | 1 | 75000 | TRUE | 120 | 140 |  |  |  |  | City of San Jose | FALSE | 56.55 |  | 2018-08-14 |  | 2018-08-22 | 2018-10-05 | 2019-08-01 | 2019-08-14 | 1892 | 30933.94 | Up-front Payment
PGE-012232 | Low Income Multifamily Residential | Domestic Hot Water | Gas | Pacific Gas and Electric | Incentive:Paid | 12943 | 24.89 |  | 1 | 520 |  | 520 |  | 2018-08-22 16:50 | 2018-10-05 | CALIFORNIA SOLAR INTEGRATORS INC | Retrofit | San Jose | San Jose | 95133 | Host Customer is System Owner | [7 empty] | 163.8 | 40.95 |  | Glycol | Steam Back | Solar Storage and Auxiliary Tanks are separate |  | 1 | 1 | 336 | Z04 | 8 | Units | Apartments/Condos | TRB-40 | 4 | 1 | 240 | 2 | 100 | 1 | 75000 | TRUE | 120 | 120 |  |  |  |  | City of San Jose | FALSE | 59.49 |  | 2018-08-14 |  | 2018-08-22 | 2018-10-05 | 2019-08-01 | 2019-09-06 | 1864 | 30933.94 | Up-front Payment
PGE-012233 | Low Income Multifamily Residential | Domestic Hot Water | Gas | Pacific Gas and Electric | Incentive:Paid | 13465 | 24.89 |  | 1 | 541 |  | 541 |  | 2018-08-22 16:51 | 2018-10-05 | CALIFORNIA SOLAR INTEGRATORS INC | Retrofit | San Jose | San Jose | 95133 | Host Customer is System Owner | [7 empty] | 163.8 | 40.95 |  | Glycol | Steam Back | Solar Storage and Auxiliary Tanks are separate |  | 1 | 1 | 336 | Z04 | 8 | Units | Apartments/Condos | TRB-40 | 4 | 1 | 240 | 2 | 100 | 1 | 75000 | TRUE | 120 | 140 |  |  |  |  | City of San Jose | FALSE | 57.18 |  | 2018-08-14 | 2019-08-14 | 2018-08-22 | 2018-10-05 | 2019-08-01 | 2019-08-15 | 1871 | 30933.94 | Up-front Payment
PGE-012234 | Low Income Multifamily Residential | Domestic Hot Water | Gas | Pacific Gas and Electric | Incentive:Paid | 12744 | 24.89 |  | 1 | 512 |  | 512 |  | 2018-08-22 16:51 | 2018-10-05 | CALIFORNIA SOLAR INTEGRATORS INC | Retrofit | San Jose | San Jose | 95133 | Host Customer is System Owner | [7 empty] | 163.8 | 40.95 |  | Glycol | Steam Back | Solar Storage and Auxiliary Tanks are separate |  | 1 | 1 | 336 | Z04 | 8 | Units | Apartments/Condos | TRB-40 | 4 | 1 | 240 | 2 | 100 | 1 | 75000 | TRUE | 120 | 120 |  |  |  |  | City of San Jose | FALSE | 60.42 |  | 2018-08-14 | 2019-07-30 | 2018-08-22 | 2018-10-05 | 2019-07-09 | 2019-09-06 | 1864 | 30933.94 | Up-front Payment
PGE-012235 | Low Income Multifamily Residential | Domestic Hot Water | Gas | Pacific Gas and Electric | Incentive:Paid | 13615 | 24.89 |  | 1 | 547 |  | 547 |  | 2018-08-22 16:52 | 2018-10-05 | CALIFORNIA SOLAR INTEGRATORS INC | Retrofit | San Jose | San Jose | 95133 | Host Customer is System Owner | [7 empty] | 163.8 | 40.95 |  | Glycol | Steam Back | Solar Storage and Auxiliary Tanks are separate |  | 1 | 1 | 336 | Z04 | 8 | Units | Apartments/Condos | TRB-40 | 4 | 1 | 240 | 2 | 100 | 1 | 75000 | TRUE | 120 | 140 |  |  |  |  | City of San Jose | FALSE | 56.55 |  | 2018-08-14 |  | 2018-08-22 | 2018-10-05 | 2019-08-01 | 2019-08-15 | 1871 | 30933.94 | Up-front Payment
PGE-012236 | Low Income Multifamily Residential | Domestic Hot Water | Gas | Pacific Gas and Electric | Incentive:Paid | 13615 | 24.89 |  | 1 | 547 |  | 547 |  | 2018-08-22 16:52 | 2018-10-05 | CALIFORNIA SOLAR INTEGRATORS INC | Retrofit | San Jose | San Jose | 95133 | Host Customer is System Owner | [7 empty] | 163.8 | 40.95 |  | Glycol | Steam Back | Solar Storage and Auxiliary Tanks are separate |  | 1 | 1 | 336 | Z04 | 8 | Units | Apartments/Condos | TRB-40 | 4 | 1 | 240 | 2 | 100 | 1 | 75000 | TRUE | 120 | 140 |  |  |  |  | City of San Jose | FALSE | 56.55 |  | 2018-08-14 |  | 2018-08-22 | 2018-10-05 | 2019-08-01 | 2019-08-15 | 1871 | 30933.94 | Up-front Payment
PGE-012237 | Low Income Multifamily Residential | Domestic Hot Water | Gas | Pacific Gas and Electric | Incentive:Paid | 13465 | 24.89 |  | 1 | 541 |  | 541 |  | 2018-08-22 16:53 | 2018-10-05 | CALIFORNIA SOLAR INTEGRATORS INC | Retrofit | San Jose | San Jose | 95133 | Host Customer is System Owner | [7 empty] | 163.8 | 40.95 |  | Glycol | Steam Back | Solar Storage and Auxiliary Tanks are separate |  | 1 | 1 | 336 | Z04 | 8 | Units | Apartments/Condos | TRB-40 | 4 | 1 | 240 | 2 | 100 | 1 | 75000 | TRUE | 120 | 140 |  |  |  |  | City of San Jose | FALSE | 57.18 |  | 2018-08-14 |  | 2018-08-22 | 2018-10-05 | 2019-08-01 | 2019-08-15 | 1871 | 30933.94 | Up-front Payment
PGE-012238 | Low Income Multifamily Residential | Domestic Hot Water | Gas | Pacific Gas and Electric | Incentive:Paid | 13615 | 24.89 |  | 1 | 547 |  | 547 |  | 2018-08-22 16:53 | 2018-09-27 | CALIFORNIA SOLAR INTEGRATORS INC | Retrofit | San Jose | San Jose | 95133 | Host Customer is System Owner | [7 empty] | 163.8 | 40.95 |  | Glycol | Steam Back | Solar Storage and Auxiliary Tanks are separate |  | 1 | 1 | 336 | Z04 | 8 | Units | Apartments/Condos | TRB-40 | 4 | 1 | 240 | 2 | 100 | 1 | 75000 | TRUE | 120 | 140 |  |  |  |  | City of San Jose | FALSE | 56.55 |  | 2018-08-14 |  | 2018-08-22 | 2018-09-27 | 2019-07-19 | 2019-08-05 | 1892 | 30933.94 | Up-front Payment
PGE-012239 | Low Income Multifamily Residential | Domestic Hot Water | Gas | Pacific Gas and Electric | Incentive:Paid | 13291 | 24.89 |  | 1 | 534 |  | 534 |  | 2018-08-22 16:54 | 2018-09-06 | CALIFORNIA SOLAR INTEGRATORS INC | Retrofit | San Jose | San Jose | 95133 | Host Customer is System Owner | [7 empty] | 163.8 | 40.95 |  | Glycol | Steam Back | Solar Storage and Auxiliary Tanks are separate |  | 1 | 1 | 336 | Z04 | 8 | Units | Apartments/Condos | TRB-40 | 4 | 1 | 240 | 2 | 100 | 1 | 75000 | TRUE | 120 | 140 |  |  |  |  | City of San Jose | FALSE | 57.93 |  | 2018-08-14 | 2019-07-30 | 2018-08-22 | 2018-09-06 | 2019-07-09 | 2019-08-14 | 1871 | 30933.94 | Up-front Payment
PGE-012240 | Low Income Single Family Residential | Domestic Hot Water | Gas | Pacific Gas and Electric | Incentive:Paid | 3500 | 36.9 |  | 1 | 121 |  | 97 |  | 2018-08-17 15:16 | 2018-09-06 | HIGHLANDS DIVERSIFIED INC | Retrofit | Merced | Merced | 95340 | Host Customer is System Owner | 4 |  | 30004214 | Alternate Energy Technologies | EAGLESUN | DBS-G2-60-40 | Indirect Forced Circulation (IF) | 41.35 |  | MSC-20 | Automatic Drainback |  | Solar Storage and Auxiliary Tanks are separate | 60 | 0.94 | 0.85 | 55 | Z12 | [18 empty] | City of Merced | FALSE | 61.98 |  | 2011-06-01: 2018-08-15; 2011-08-03: 2018-08-17; 2011-09-20: 2018-09-06 | 2220 | 7500 | Up-front Payment
SCG-012243 | Low Income Single Family Residential | Domestic Hot Water | Gas | Southern California Gas Company | Incentive:Paid | 4300 | 36.9 |  | 1 | 149 |  | 120 |  | 2018-09-11 14:30 | 2018-10-02 | SUNDOWNER INSULATION COMPANY INC | Retrofit | Hanford | Kings | 93230 | Host Customer is System Owner | 4 |  | 2010017C | Alternate Energy Technologies | EAGLESUN | DBS-G2-80-64 | Indirect Forced Circulation (IF) | 65.34 |  | MSC-32 | Automatic Drainback |  | Solar Storage and Auxiliary Tanks are separate | 80 | 0.95 | 0.85 | 55 | Z13 | [18 empty] | City of Hanford | FALSE | 53.69 |  | 2011-06-01: 2018-08-16; 2011-08-03: 2018-09-11; 2011-09-20: 2018-10-02 | 2214 | 8000 | Up-front Payment
PGE-012257 | Low Income Single Family Residential | Domestic Hot Water | Gas | Pacific Gas and Electric | Incentive:Paid | 3500 | 36.9 |  | 1 | 127 |  | 100 |  | 2018-09-04 13:28 | 2018-10-18 | HIGHLANDS DIVERSIFIED INC | Retrofit | Sanger | Fresno | 93657 | Host Customer is System Owner | 2 |  | 30004214 | Alternate Energy Technologies | EAGLESUN | DBS-G2-60-40 | Indirect Forced Circulation (IF) | 41.35 |  | MSC-20 | Automatic Drainback |  | Solar Storage and Auxiliary Tanks are separate | 60 | 0.98 | 0.8 | 35 | Z13 | [18 empty] | City of Sanger | FALSE | 59.06 |  | 2011-06-01: 2018-08-17; 2011-08-03: 2018-09-04; 2011-09-20: 2018-10-18 | 2192 | 7500 | Up-front Payment
SCG-012258 | Low Income Single Family Residential | Domestic Hot Water | Gas | Southern California Gas Company | Incentive:Paid | 3674 | 36.9 |  | 1 | 127 |  | 100 |  | 2018-09-04 13:27 | 2018-10-16 | HIGHLANDS DIVERSIFIED INC | Retrofit | Corcoran | Kings | 93212 | Host Customer is System Owner | 2 |  | 30004214 | Alternate Energy Technologies | EAGLESUN | DBS-G2-60-40 | Indirect Forced Circulation (IF) | 41.35 |  | MSC-20 | Automatic Drainback | Drainback (Water) | Solar Storage and Auxiliary Tanks are separate | 60 | 0.98 | 0.8 | 35 | Z13 | [18 empty] | City of Corcoran | FALSE | 62.99 |  | 2011-06-01: 2018-08-17; 2011-08-03: 2018-09-04; 2011-09-20: 2018-10-16 | 2199 | 8000 | Up-front Payment
SCG-012259 | Commercial/Multifamily Residential | Domestic Hot Water | Gas | Southern California Gas Company | Incentive:Paid | 37445 | 20.19 |  | 1 | 1912 |  | 1855 |  | 2018-09-06 09:50 | 2018-10-02 | EVOLUTION ENERGY SOLUTIONS L L C | Retrofit | Stanton | Orange | 90680 | Host Customer is System Owner | [7 empty] | 532.35 | 40.95 |  | Drainback | Drainback (Water) | Solar Storage and Auxiliary Tanks are separate |  | 0.97 | 1 | 960 | Z08 | 24 | Units | Apartments/Condos | TRB-40 | 13 | 1 | 1000 | 1 | 115 | 1 | 650000 | TRUE | 140 | 140 |  | SunEarth - SETR A503 TTR U + VFS 10-200 |  | Enovative Group, Inc. - AutoHot DS-100AR | Stanton | FALSE | 19.58 |  | 2018-08-20 |  | 2018-09-06 | 2018-10-02 | 2020-03-11 | 2020-03-17 | 1679 | 37445 | Up-front Payment
PGE-012260 | Single Family Residential | Domestic Hot Water | Propane | Pacific Gas and Electric | Incentive:Paid | 3642 | 29.85 |  | 1 | 122 |  | 122 |  | 2018-08-22 12:54 | 2019-01-02 | ACR SOLAR INTERNATIONAL CORP | Retrofit | Acampo | San Joaquin | 95220 | Host Customer is System Owner | 5 |  | 2001019B | ACR Solar International | SKYLINE SYSTEM 5 | 200153C80EX2TG | Indirect Forced Circulation (IF) | 60.97 |  | 20-01 | Glycol | Other | Solar Storage and Auxiliary Tanks are separate | 80 | 1 | 1 | 65 | Z12 | [18 empty] | san joaquin | FALSE | 69.18 |  | 2018-08-20 | 2018-11-05 |  |  | 2018-08-22 | 2019-01-02 | 2098 | 8440 | Up-front Payment
PGE-012261 | Single Family Residential | Domestic Hot Water | Propane | Pacific Gas and Electric | Incentive:Paid | 3642 | 29.85 |  | 1 | 122 |  | 122 |  | 2018-08-22 12:54 | 2019-01-04 | ACR SOLAR INTERNATIONAL CORP | Retrofit | Acampo | San Joaquin | 95220 | Host Customer is System Owner | 5 |  | 2001019B | ACR Solar International | SKYLINE SYSTEM 5 | 200153C80EX2TG | Indirect Forced Circulation (IF) | 60.97 |  | 20-01 | Glycol | Other | Solar Storage and Auxiliary Tanks are separate | 80 | 1 | 1 | 65 | Z12 | [18 empty] | san joaquin | FALSE | 78.36 |  | 2018-08-20 | 2018-11-05 |  |  | 2018-08-22 | 2019-01-04 | 2098 | 9560 | Up-front Payment
SCG-012266 | Commercial Pools | Pool Heating | Gas | Southern California Gas Company | Incentive:Paid | 22455 | 5 |  | 1 | 5059 |  | 5059 |  | 2018-08-28 11:33 | 2018-08-29 | CORE ENERGY GROUP INC | Retrofit | Murrieta | Riverside | 92563 | Host Customer is System Owner | [7 empty] | 1807.34 | 39.29 |  | Drainback |  |  |  | 1 | 1 |  | Z10 |  |  |  | 10204-10 | 46 | 1 | [5 empty] | FALSE |  |  |  | RESOL - WMZ-G1 |  | RESOL - WMZ-G1 | County of Riverside | FALSE | 8.88 |  | 2018-08-21 |  | 2018-08-28 | 2018-08-29 | 2019-01-09 | 2019-01-22 | 2101 | 44910 | Up-front Payment
SCG-012267 | Low Income Single Family Residential | Domestic Hot Water | Gas | Southern California Gas Company | Incentive:Paid | 5397 | 36.9 |  | 1 | 162 |  | 162 |  | 2018-10-19 13:21 | 2018-11-08 | EVOLUTION ENERGY SOLUTIONS L L C | Retrofit | Los Angeles | Los Angeles | 90003 | Host Customer is System Owner | 4 |  | 2010017C | Alternate Energy Technologies | EAGLESUN | DBS-G2-80-64 | Indirect Forced Circulation (IF) | 65.34 |  | MSC-32 | Automatic Drainback |  | Solar Storage and Auxiliary Tanks are separate | 80 | 1 | 1 | 55 | Z08 | [18 empty] | Los Angeles | FALSE | 50.18 |  | 2011-06-01: 2018-08-22; 2011-08-03: 2018-10-19; 2011-09-20: 2018-11-08 | 2173 | 8128.87 | Up-front Payment
PGE-012268 | Low Income Multifamily Residential | Domestic Hot Water | Gas | Pacific Gas and Electric | Incentive:Paid | 18145 | 24.89 |  | 1 | 729 |  | 729 |  | 2018-09-11 09:42 | 2018-09-18 | SUN LIGHT & POWER | Retrofit | San Francisco | San Francisco | 94102 | Host Customer is System Owner | [7 empty] | 283.98 | 47.33 |  | Glycol | Pressure Stagnation Protection (PSP) | Solar Storage and Auxiliary Tanks are separate |  | 1 | 1 | 504 | Z03 | 12 | Units | Apartments/Condos | 10001909 | 6 | 6 | 357 | 3 | 145 | 2 | 150200 | TRUE | 125 | 120 |  |  |  |  | City and County of San Francisco | FALSE | 86.05 |  | 2018-08-24 |  | 2018-09-11 | 2018-09-18 | 2018-09-20 | 2018-10-12 | 2192 | 62728 | Up-front Payment
SCG-012269 | Low Income Single Family Residential | Domestic Hot Water | Gas | Southern California Gas Company | Incentive:Paid | 4059 | 36.9 |  | 1 | 110 |  | 110 |  | 2018-12-08 17:04 | 2019-01-09 | JUDSON BUILDERS INC | New Construction | Ventura | Ventura | 93001 | Host Customer is System Owner |  | 2 | 30004239 | Jiangsu Sunrain Solar Energy Co. Ltd. | Sunrain | TZ58/1800-15C-TG | Indirect Thermosyphon (IT) | 24.46 |  | TZ58/1800-15C | Glycol | Heat Dump Radiator | Solar Storage with Tankless Auxiliary Water Heater | 40 | 1 | 1 | 35 | Z06 | [18 empty] | Ventura | FALSE | 45.86 |  | 2011-06-01: 2018-08-23; 2011-08-03: 2018-12-08; 2011-09-20: 2019-01-09 | 2092 | 5044.94 | Up-front Payment
SCG-012270 | Low Income Single Family Residential | Domestic Hot Water | Gas | Southern California Gas Company | Incentive:Paid | 4059 | 36.9 |  | 1 | 110 |  | 110 |  | 2018-12-08 16:55 | 2019-01-09 | JUDSON BUILDERS INC | New Construction | Ventura | Ventura | 93001 | Host Customer is System Owner |  | 3 | 30004239 | Jiangsu Sunrain Solar Energy Co. Ltd. | Sunrain | TZ58/1800-15C-TG | Indirect Thermosyphon (IT) | 24.46 |  | TZ58/1800-15C | Glycol | Heat Dump Radiator | Solar Storage with Tankless Auxiliary Water Heater | 40 | 1 | 1 | 45 | Z06 | [18 empty] | Ventura | FALSE | 45.86 |  | 2011-06-01: 2018-08-23; 2011-08-03: 2018-12-08; 2011-09-20: 2019-01-09 | 2092 | 5044.94 | Up-front Payment
SCG-012271 | Low Income Single Family Residential | Domestic Hot Water | Gas | Southern California Gas Company | Incentive:Paid | 4059 | 36.9 |  | 1 | 110 |  | 110 |  | 2018-12-08 16:48 | 2019-01-09 | JUDSON BUILDERS INC | New Construction | Ventura | Ventura | 93001 | Host Customer is System Owner |  | 2 | 30004239 | Jiangsu Sunrain Solar Energy Co. Ltd. | Sunrain | TZ58/1800-15C-TG | Indirect Thermosyphon (IT) | 24.46 |  | TZ58/1800-15C | Glycol | Heat Dump Radiator | Solar Storage with Tankless Auxiliary Water Heater | 40 | 1 | 1 | 35 | Z06 | [18 empty] | Ventura | FALSE | 45.86 |  | 2011-06-01: 2018-08-23; 2011-08-03: 2018-12-08; 2011-09-20: 2019-01-09 | 2092 | 5044.94 | Up-front Payment
SCG-012272 | Low Income Single Family Residential | Domestic Hot Water | Gas | Southern California Gas Company | Incentive:Paid | 4059 | 36.9 |  | 1 | 110 |  | 110 |  | 2018-12-08 16:39 | 2019-01-08 | JUDSON BUILDERS INC | New Construction | Ventura | Ventura | 93001 | Host Customer is System Owner |  | 2 | 30004239 | Jiangsu Sunrain Solar Energy Co. Ltd. | Sunrain | TZ58/1800-15C-TG | Indirect Thermosyphon (IT) | 24.46 |  | TZ58/1800-15C | Glycol | Heat Dump Radiator | Solar Storage with Tankless Auxiliary Water Heater | 40 | 1 | 1 | 35 | Z06 | [18 empty] | Ventura | FALSE | 45.86 |  | 2011-06-01: 2018-08-23; 2011-08-03: 2018-12-08; 2011-09-20: 2019-01-08 | 2092 | 5044.94 | Up-front Payment
SCG-012273 | Low Income Single Family Residential | Domestic Hot Water | Gas | Southern California Gas Company | Incentive:Paid | 4059 | 36.9 |  | 1 | 110 |  | 110 |  | 2018-12-08 16:30 | 2019-01-08 | JUDSON BUILDERS INC | New Construction | Ventura | Ventura | 93001 | Host Customer is System Owner |  | 2 | 30004239 | Jiangsu Sunrain Solar Energy Co. Ltd. | Sunrain | TZ58/1800-15C-TG | Indirect Thermosyphon (IT) | 24.46 |  | TZ58/1800-15C | Glycol | Heat Dump Radiator | Solar Storage with Tankless Auxiliary Water Heater | 40 | 1 | 1 | 35 | Z06 | [18 empty] | Ventura | FALSE | 45.86 |  | 2011-06-01: 2018-08-23; 2011-08-03: 2018-12-08; 2011-09-20: 2019-01-08 | 2092 | 5044.94 | Up-front Payment
SCG-012274 | Single Family Residential - Disadvantaged Community | Domestic Hot Water | Gas | Southern California Gas Company | Incentive:Paid | 3821 | 29.85 |  | 1 | 128 |  | 128 |  | 2018-09-14 10:20 | 2018-09-17 | TITANIUM POWER INC | Retrofit | Arleta | Los Angeles | 91331 | Host Customer is System Owner | 4 |  | 30004079 | GREENoneTEC Solarindustrie GmbH | Solpal Plus | Solpal Plus L-GT | Direct Integral Collector Storage (DI) | 25.66 |  | Solpal Plus L |  |  | Solar Storage with Tankless Auxiliary Water Heater | 51 | 1 | 1 | 55 | Z09 | [18 empty] | LOS ANGELES | FALSE | 30.34 |  | 2011-06-01: 2018-08-23; 2011-08-03: 2018-09-14; 2011-09-20: 2018-09-17 | 2229 | 3884 | Up-front Payment
SCG-012275 | Low Income Single Family Residential | Domestic Hot Water | Gas | Southern California Gas Company | Incentive:Paid | 4059 | 36.9 |  | 1 | 110 |  | 110 |  | 2018-12-08 16:23 | 2019-01-08 | JUDSON BUILDERS INC | New Construction | Ventura | Ventura | 93001 | Host Customer is System Owner |  | 2 | 30004239 | Jiangsu Sunrain Solar Energy Co. Ltd. | Sunrain | TZ58/1800-15C-TG | Indirect Thermosyphon (IT) | 24.46 |  | TZ58/1800-15C | Glycol | Heat Dump Radiator | Solar Storage with Tankless Auxiliary Water Heater | 40 | 1 | 1 | 35 | Z06 | [18 empty] | Ventura | FALSE | 45.86 |  | 2011-06-01: 2018-08-23; 2011-08-03: 2018-12-08; 2011-09-20: 2019-01-08 | 2092 | 5044.94 | Up-front Payment
SCG-012276 | Low Income Single Family Residential | Domestic Hot Water | Gas | Southern California Gas Company | Incentive:Paid | 4059 | 36.9 |  | 1 | 110 |  | 110 |  | 2018-12-08 16:16 | 2019-01-08 | JUDSON BUILDERS INC | New Construction | Ventura | Ventura | 93001 | Host Customer is System Owner |  | 2 | 30004239 | Jiangsu Sunrain Solar Energy Co. Ltd. | Sunrain | TZ58/1800-15C-TG | Indirect Thermosyphon (IT) | 24.46 |  | TZ58/1800-15C | Glycol | Heat Dump Radiator | Solar Storage with Tankless Auxiliary Water Heater | 40 | 1 | 1 | 35 | Z06 | [18 empty] | Ventura | FALSE | 45.86 |  | 2011-06-01: 2018-08-23; 2011-08-03: 2018-12-08; 2011-09-20: 2019-01-08 | 2091 | 5044.94 | Up-front Payment
SCG-012277 | Low Income Single Family Residential | Domestic Hot Water | Gas | Southern California Gas Company | Incentive:Paid | 4059 | 36.9 |  | 1 | 110 |  | 110 |  | 2018-12-08 16:03 | 2019-01-08 | JUDSON BUILDERS INC | New Construction | Ventura | Ventura | 93001 | Host Customer is System Owner |  | 2 | 30004239 | Jiangsu Sunrain Solar Energy Co. Ltd. | Sunrain | TZ58/1800-15C-TG | Indirect Thermosyphon (IT) | 24.46 |  | TZ58/1800-15C | Glycol | Heat Dump Radiator | Solar Storage with Tankless Auxiliary Water Heater | 40 | 1 | 1 | 35 | Z06 | [18 empty] | Ventura | FALSE | 45.86 |  | 2011-06-01: 2018-08-23; 2011-08-03: 2018-12-08; 2011-09-20: 2019-01-08 | 2091 | 5044.94 | Up-front Payment
SCG-012278 | Low Income Single Family Residential | Domestic Hot Water | Gas | Southern California Gas Company | Incentive:Paid | 4059 | 36.9 |  | 1 | 110 |  | 110 |  | 2018-12-08 15:56 | 2019-01-08 | JUDSON BUILDERS INC | New Construction | Ventura | Ventura | 93001 | Host Customer is System Owner |  | 2 | 30004239 | Jiangsu Sunrain Solar Energy Co. Ltd. | Sunrain | TZ58/1800-15C-TG | Indirect Thermosyphon (IT) | 24.46 |  | TZ58/1800-15C | Glycol | Heat Dump Radiator | Solar Storage with Tankless Auxiliary Water Heater | 40 | 1 | 1 | 35 | Z06 | [18 empty] | Ventura | FALSE | 45.86 |  | 2011-06-01: 2018-08-23; 2011-08-03: 2018-12-08; 2011-09-20: 2019-01-08 | 2101 | 5044.94 | Up-front Payment
SCG-012279 | Low Income Single Family Residential | Domestic Hot Water | Gas | Southern California Gas Company | Incentive:Paid | 4059 | 36.9 |  | 1 | 110 |  | 110 |  | 2018-12-08 15:49 | 2019-01-08 | JUDSON BUILDERS INC | New Construction | Ventura | Ventura | 93001 | Host Customer is System Owner |  | 2 | 30004239 | Jiangsu Sunrain Solar Energy Co. Ltd. | Sunrain | TZ58/1800-15C-TG | Indirect Thermosyphon (IT) | 24.46 |  | TZ58/1800-15C | Glycol | Heat Dump Radiator | Solar Storage with Tankless Auxiliary Water Heater | 40 | 1 | 1 | 35 | Z06 | [18 empty] | Ventura | FALSE | 45.86 |  | 2011-06-01: 2018-08-23; 2011-08-03: 2018-12-08; 2011-09-20: 2019-01-08 | 2101 | 5044.94 | Up-front Payment
SCG-012280 | Low Income Single Family Residential | Domestic Hot Water | Gas | Southern California Gas Company | Incentive:Paid | 4059 | 36.9 |  | 1 | 110 |  | 110 |  | 2018-12-08 15:39 | 2019-01-07 | JUDSON BUILDERS INC | New Construction | Ventura | Ventura | 93001 | Host Customer is System Owner |  | 3 | 30004239 | Jiangsu Sunrain Solar Energy Co. Ltd. | Sunrain | TZ58/1800-15C-TG | Indirect Thermosyphon (IT) | 24.46 |  | TZ58/1800-15C | Glycol | Heat Dump Radiator | Solar Storage with Tankless Auxiliary Water Heater | 40 | 1 | 1 | 45 | Z06 | [18 empty] | Ventura | FALSE | 45.86 |  | 2011-06-01: 2018-08-23; 2011-08-03: 2018-12-08; 2011-09-20: 2019-01-07 | 2091 | 5044.94 | Up-front Payment
SCG-012281 | Low Income Single Family Residential | Domestic Hot Water | Gas | Southern California Gas Company | Incentive:Paid | 4059 | 36.9 |  | 1 | 110 |  | 110 |  | 2018-12-08 15:31 | 2019-01-08 | JUDSON BUILDERS INC | New Construction | Ventura | Ventura | 93001 | Host Customer is System Owner |  | 2 | 30004239 | Jiangsu Sunrain Solar Energy Co. Ltd. | Sunrain | TZ58/1800-15C-TG | Indirect Thermosyphon (IT) | 24.46 |  | TZ58/1800-15C | Glycol | Heat Dump Radiator | Solar Storage with Tankless Auxiliary Water Heater | 40 | 1 | 1 | 35 | Z06 | [18 empty] | Ventura | FALSE | 45.86 |  | 2011-06-01: 2018-08-23; 2011-08-03: 2018-12-08; 2011-09-20: 2019-01-08 | 2091 | 5044.94 | Up-front Payment
SCG-012283 | Single Family Residential | Domestic Hot Water | Gas | Southern California Gas Company | Incentive:Paid | 3710 | 25.37 |  | 2 | 149 |  | 149 |  | 2019-06-24 14:33 | 2019-08-30 | TITANIUM POWER INC | Retrofit | Los Angeles | Los Angeles | 90016 | Host Customer is System Owner | 4 |  | 30004272 | Butler Sun Solutions, Inc. | SOLAR BUTLER | BT1-40-I-T | Indirect Forced Circulation (IF) | 43.72 |  | BT1 | Glycol | Advanced Controller with a Vacation or Holiday Mode | Solar Storage with Tankless Auxiliary Water Heater | 40 | 1 | 1 | 55 | Z08 | [18 empty] | Los Angeles | FALSE | 29.93 |  | 2011-06-01: 2018-08-24; 2011-08-03: 2019-06-24; 2011-09-20: 2019-08-30 | 1877 | 4459 | Up-front Payment
SCG-012284 | Single Family Residential | Domestic Hot Water | Gas | Southern California Gas Company | Incentive:Paid | 3710 | 25.37 |  | 2 | 148 |  | 148 |  | 2019-07-11 13:26 | 2020-06-26 | TITANIUM POWER INC | Retrofit | Los Angeles | Los Angeles | 90023 | Host Customer is System Owner | 4 |  | 30004272 | Butler Sun Solutions, Inc. | SOLAR BUTLER | BT1-40-I-T | Indirect Forced Circulation (IF) | 43.72 |  | BT1 | Glycol | Advanced Controller with a Vacation or Holiday Mode | Solar Storage with Tankless Auxiliary Water Heater | 40 | 1 | 1 | 55 | Z09 | [18 empty] | Los Angeles | FALSE | 25.4 |  | 2011-06-01: 2018-08-24; 2011-08-03: 2019-07-11; 2011-09-20: 2020-06-26 | 1579 | 3759 | Up-front Payment
SCG-012286 | Single Family Residential | Domestic Hot Water | Gas | Southern California Gas Company | Incentive:Paid | 3710 | 25.37 |  | 2 | 149 |  | 149 |  | 2019-07-12 14:46 | 2020-07-01 | TITANIUM POWER INC | Retrofit | Los Angeles | Los Angeles | 90034 | Host Customer is System Owner | 4 |  | 30004272 | Butler Sun Solutions, Inc. | SOLAR BUTLER | BT1-40-I-T | Indirect Forced Circulation (IF) | 43.72 |  | BT1 | Glycol | Advanced Controller with a Vacation or Holiday Mode | Solar Storage with Tankless Auxiliary Water Heater | 40 | 1 | 1 | 55 | Z08 | [18 empty] | Los Angeles | FALSE | 25.23 |  | 2011-06-01: 2018-08-24; 2011-08-03: 2019-07-12; 2011-09-20: 2020-07-01 | 1573 | 3759 | Up-front Payment
SCG-012287 | Single Family Residential | Domestic Hot Water | Gas | Southern California Gas Company | Incentive:Paid | 3545 | 29.85 |  | 1 | 125 |  | 119 |  | 2018-09-20 15:05 | 2018-09-28 | TITANIUM POWER INC | Retrofit | North Hollywood | Los Angeles | 91606 | Host Customer is System Owner | 4 |  | 30004257 | Butler Sun Solutions, Inc. | SOLAR BUTLER | B-BT1-40-I | Indirect Forced Circulation (IF) | 43.72 |  | BT1 | Glycol | Advanced Controller with a Vacation or Holiday Mode | Solar Storage and Auxiliary Tanks are separate | 40 | 1 | 0.95 | 55 | Z09 | [18 empty] | Los Angeles | FALSE | 35.66 |  | 2011-06-01: 2018-08-24; 2011-08-03: 2018-09-20; 2011-09-20: 2018-09-28 | 2216 | 4458 | Up-front Payment
SCG-012289 | Single Family Residential | Domestic Hot Water | Gas | Southern California Gas Company | Incentive:Paid | 3710 | 25.37 |  | 2 | 148 |  | 148 |  | 2019-06-28 09:09 | 2019-09-04 | TITANIUM POWER INC | Retrofit | Los Angeles | Los Angeles | 90023 | Host Customer is System Owner | 6 |  | 30004272 | Butler Sun Solutions, Inc. | SOLAR BUTLER | BT1-40-I-T | Indirect Forced Circulation (IF) | 43.72 |  | BT1 | Glycol | Advanced Controller with a Vacation or Holiday Mode | Solar Storage with Tankless Auxiliary Water Heater | 40 | 1 | 1 | 75 | Z09 | [18 empty] | Los Angeles | FALSE | 25.4 |  | 2011-06-01: 2018-08-24; 2011-08-03: 2019-06-28; 2011-09-20: 2019-09-04 | 1874 | 3759 | Up-front Payment
SCG-012290 | Single Family Residential | Domestic Hot Water | Gas | Southern California Gas Company | Incentive:Paid | 3710 | 25.37 |  | 2 | 148 |  | 148 |  | 2019-06-28 09:14 | 2019-09-04 | TITANIUM POWER INC | Retrofit | Los Angeles | Los Angeles | 90023 | Host Customer is System Owner | 6 |  | 30004272 | Butler Sun Solutions, Inc. | SOLAR BUTLER | BT1-40-I-T | Indirect Forced Circulation (IF) | 43.72 |  | BT1 | Glycol | Advanced Controller with a Vacation or Holiday Mode | Solar Storage with Tankless Auxiliary Water Heater | 40 | 1 | 1 | 75 | Z09 | [18 empty] | Los Angeles | FALSE | 25.4 |  | 2011-06-01: 2018-08-24; 2011-08-03: 2019-06-28; 2011-09-20: 2019-09-04 | 1874 | 3759 | Up-front Payment
SCG-012292 | Low Income Single Family Residential | Domestic Hot Water | Gas | Southern California Gas Company | Incentive:Paid | 4059 | 36.9 |  | 1 | 110 |  | 110 |  | 2018-12-08 15:24 | 2019-01-07 | JUDSON BUILDERS INC | New Construction | Ventura | Ventura | 93001 | Host Customer is System Owner |  | 3 | 30004239 | Jiangsu Sunrain Solar Energy Co. Ltd. | Sunrain | TZ58/1800-15C-TG | Indirect Thermosyphon (IT) | 24.46 |  | TZ58/1800-15C | Glycol | Heat Dump Radiator | Solar Storage with Tankless Auxiliary Water Heater | 40 | 1 | 1 | 45 | Z06 | [18 empty] | Ventura | FALSE | 45.86 |  | 2011-06-01: 2018-08-27; 2011-08-03: 2018-12-08; 2011-09-20: 2019-01-07 | 2101 | 5044.94 | Up-front Payment
SCG-012293 | Low Income Single Family Residential | Domestic Hot Water | Gas | Southern California Gas Company | Incentive:Paid | 4059 | 36.9 |  | 1 | 110 |  | 110 |  | 2018-12-08 15:16 | 2019-01-09 | JUDSON BUILDERS INC | New Construction | Ventura | Ventura | 93001 | Host Customer is System Owner |  | 2 | 30004239 | Jiangsu Sunrain Solar Energy Co. Ltd. | Sunrain | TZ58/1800-15C-TG | Indirect Thermosyphon (IT) | 24.46 |  | TZ58/1800-15C | Glycol | Heat Dump Radiator | Solar Storage with Tankless Auxiliary Water Heater | 40 | 1 | 1 | 35 | Z06 | [18 empty] | Ventura | FALSE | 45.86 |  | 2011-06-01: 2018-08-27; 2011-08-03: 2018-12-08; 2011-09-20: 2019-01-09 | 2091 | 5044.94 | Up-front Payment
SCG-012294 | Single Family Residential | Domestic Hot Water | Gas | Southern California Gas Company | Incentive:Paid | 3710 | 25.37 |  | 2 | 148 |  | 148 |  | 2019-06-28 09:10 | 2019-09-04 | TITANIUM POWER INC | Retrofit | Los Angeles | Los Angeles | 90023 | Host Customer is System Owner | 6 |  | 30004272 | Butler Sun Solutions, Inc. | SOLAR BUTLER | BT1-40-I-T | Indirect Forced Circulation (IF) | 43.72 |  | BT1 | Glycol | Advanced Controller with a Vacation or Holiday Mode | Solar Storage with Tankless Auxiliary Water Heater | 40 | 1 | 1 | 75 | Z09 | [18 empty] | Los Angeles | FALSE | 25.4 |  | 2011-06-01: 2018-08-27; 2011-08-03: 2019-06-28; 2011-09-20: 2019-09-04 | 1878 | 3759 | Up-front Payment
SCG-012295 | Single Family Residential | Domestic Hot Water | Gas | Southern California Gas Company | Incentive:Paid | 3710 | 25.37 |  | 2 | 148 |  | 148 |  | 2019-06-24 17:16 | 2019-08-30 | TITANIUM POWER INC | Retrofit | Los Angeles | Los Angeles | 90063 | Host Customer is System Owner | 4 |  | 30004272 | Butler Sun Solutions, Inc. | SOLAR BUTLER | BT1-40-I-T | Indirect Forced Circulation (IF) | 43.72 |  | BT1 | Glycol | Advanced Controller with a Vacation or Holiday Mode | Solar Storage with Tankless Auxiliary Water Heater | 40 | 1 | 1 | 55 | Z09 | [18 empty] | Los Angeles | FALSE | 30.13 |  | 2011-06-01: 2018-08-27; 2011-08-03: 2019-06-24; 2011-09-20: 2019-08-30 | 1877 | 4459 | Up-front Payment
SCG-012296 | Single Family Residential | Domestic Hot Water | Gas | Southern California Gas Company | Incentive:Paid | 3710 | 25.37 |  | 2 | 148 |  | 148 |  | 2019-07-12 14:37 | 2020-07-01 | TITANIUM POWER INC | Retrofit | Los Angeles | Los Angeles | 90023 | Host Customer is System Owner | 4 |  | 30004272 | Butler Sun Solutions, Inc. | SOLAR BUTLER | BT1-40-I-T | Indirect Forced Circulation (IF) | 43.72 |  | BT1 | Glycol | Advanced Controller with a Vacation or Holiday Mode | Solar Storage with Tankless Auxiliary Water Heater | 40 | 1 | 1 | 55 | Z09 | [18 empty] | Los Angeles | FALSE | 25.4 |  | 2011-06-01: 2018-08-27; 2011-08-03: 2019-07-12; 2011-09-20: 2020-07-01 | 1573 | 3759 | Up-front Payment
SCG-012298 | Single Family Residential | Domestic Hot Water | Gas | Southern California Gas Company | Incentive:Paid | 3710 | 25.37 |  | 2 | 148 |  | 148 |  | 2019-07-12 14:44 | 2020-07-01 | TITANIUM POWER INC | Retrofit | Panorama City | Los Angeles | 91402 | Host Customer is System Owner | 5 |  | 30004272 | Butler Sun Solutions, Inc. | SOLAR BUTLER | BT1-40-I-T | Indirect Forced Circulation (IF) | 43.72 |  | BT1 | Glycol | Advanced Controller with a Vacation or Holiday Mode | Solar Storage with Tankless Auxiliary Water Heater | 40 | 1 | 1 | 65 | Z09 | [18 empty] | Los Angeles | FALSE | 25.4 |  | 2011-06-01: 2018-08-27; 2011-08-03: 2019-07-12; 2011-09-20: 2020-07-01 | 1573 | 3759 | Up-front Payment
SCG-012299 | Single Family Residential - Disadvantaged Community | Domestic Hot Water | Gas | Southern California Gas Company | Incentive:Paid | 3731 | 29.85 |  | 1 | 125 |  | 125 |  | 2018-10-18 11:56 | 2018-11-01 | TITANIUM POWER INC | Retrofit | Pacoima | Los Angeles | 91331 | Host Customer is System Owner | 5 |  | 30004257 | Butler Sun Solutions, Inc. | SOLAR BUTLER | B-BT1-40-I | Indirect Forced Circulation (IF) | 43.72 |  | BT1 | Glycol | Advanced Controller with a Vacation or Holiday Mode | Solar Storage and Auxiliary Tanks are separate | 40 | 1 | 1 | 65 | Z09 | [18 empty] | Los Angeles | FALSE | 30.07 |  | 2011-06-01: 2018-08-27; 2011-08-03: 2018-10-18; 2011-09-20: 2018-11-01 | 2182 | 3759 | Up-front Payment
SCG-012300 | Low Income Single Family Residential | Domestic Hot Water | Gas | Southern California Gas Company | Incentive:Paid | 4059 | 36.9 |  | 1 | 110 |  | 110 |  | 2018-12-08 15:06 | 2019-01-07 | JUDSON BUILDERS INC | New Construction | Ventura | Ventura | 93001 | Host Customer is System Owner |  | 3 | 30004239 | Jiangsu Sunrain Solar Energy Co. Ltd. | Sunrain | TZ58/1800-15C-TG | Indirect Thermosyphon (IT) | 24.46 |  | TZ58/1800-15C | Glycol | Heat Dump Radiator | Solar Storage with Tankless Auxiliary Water Heater | 40 | 1 | 1 | 45 | Z06 | [18 empty] | Ventura | FALSE | 45.86 |  | 2011-06-01: 2018-08-27; 2011-08-03: 2018-12-08; 2011-09-20: 2019-01-07 | 2101 | 5044.94 | Up-front Payment
SCG-012301 | Low Income Single Family Residential | Domestic Hot Water | Gas | Southern California Gas Company | Incentive:Paid | 4059 | 36.9 |  | 1 | 110 |  | 110 |  | 2018-12-08 14:58 | 2019-01-07 | JUDSON BUILDERS INC | New Construction | Ventura | Ventura | 93001 | Host Customer is System Owner |  | 2 | 30004239 | Jiangsu Sunrain Solar Energy Co. Ltd. | Sunrain | TZ58/1800-15C-TG | Indirect Thermosyphon (IT) | 24.46 |  | TZ58/1800-15C | Glycol | Heat Dump Radiator | Solar Storage with Tankless Auxiliary Water Heater | 40 | 1 | 1 | 35 | Z06 | [18 empty] | Ventura | FALSE | 45.86 |  | 2011-06-01: 2018-08-27; 2011-08-03: 2018-12-08; 2011-09-20: 2019-01-07 | 2101 | 5044.94 | Up-front Payment
SCG-012302 | Low Income Single Family Residential | Domestic Hot Water | Gas | Southern California Gas Company | Incentive:Paid | 4059 | 36.9 |  | 1 | 110 |  | 110 |  | 2018-12-06 11:00 | 2019-01-07 | JUDSON BUILDERS INC | New Construction | Ventura | Ventura | 93001 | Host Customer is System Owner |  | 3 | 30004239 | Jiangsu Sunrain Solar Energy Co. Ltd. | Sunrain | TZ58/1800-15C-TG | Indirect Thermosyphon (IT) | 24.46 |  | TZ58/1800-15C | Glycol | Heat Dump Radiator | Solar Storage with Tankless Auxiliary Water Heater | 40 | 1 | 1 | 45 | Z06 | [18 empty] | Ventura | FALSE | 45.86 |  | 2011-06-01: 2018-08-28; 2011-08-03: 2018-12-06; 2011-09-20: 2019-01-07 | 2101 | 5044.94 | Up-front Payment
SCG-012303 | Low Income Single Family Residential | Domestic Hot Water | Gas | Southern California Gas Company | Incentive:Paid | 4059 | 36.9 |  | 1 | 110 |  | 110 |  | 2018-12-06 10:46 | 2019-01-07 | JUDSON BUILDERS INC | New Construction | Ventura | Ventura | 93001 | Host Customer is System Owner |  | 2 | 30004239 | Jiangsu Sunrain Solar Energy Co. Ltd. | Sunrain | TZ58/1800-15C-TG | Indirect Thermosyphon (IT) | 24.46 |  | TZ58/1800-15C | Glycol | Heat Dump Radiator | Solar Storage with Tankless Auxiliary Water Heater | 40 | 1 | 1 | 35 | Z06 | [18 empty] | Ventura | FALSE | 45.86 |  | 2011-06-01: 2018-08-28; 2011-08-03: 2018-12-06; 2011-09-20: 2019-01-07 | 2101 | 5044.94 | Up-front Payment
SCG-012310 | Single Family Residential - Disadvantaged Community | Domestic Hot Water | Gas | Southern California Gas Company | Incentive:Paid | 3761 | 29.85 |  | 1 | 126 |  | 126 |  | 2018-10-23 13:22 | 2018-10-24 | TITANIUM POWER INC | Retrofit | Los Angeles | Los Angeles | 90003 | Host Customer is System Owner | 4 |  | 30004257 | Butler Sun Solutions, Inc. | SOLAR BUTLER | B-BT1-40-I | Indirect Forced Circulation (IF) | 43.72 |  | BT1 | Glycol | Advanced Controller with a Vacation or Holiday Mode | Solar Storage and Auxiliary Tanks are separate | 40 | 1 | 1 | 55 | Z08 | [18 empty] | Los Angeles | FALSE | 30.21 |  | 2011-06-01: 2018-08-28; 2011-08-03: 2018-10-23; 2011-09-20: 2018-10-24 | 2192 | 3807 | Up-front Payment
SCG-012311 | Single Family Residential | Domestic Hot Water | Gas | Southern California Gas Company | Incentive:Paid | 3731 | 29.85 |  | 1 | 125 |  | 125 |  | 2018-10-18 11:55 | 2018-10-22 | TITANIUM POWER INC | Retrofit | Pacoima | Los Angeles | 91331 | Host Customer is System Owner | 5 |  | 30004257 | Butler Sun Solutions, Inc. | SOLAR BUTLER | B-BT1-40-I | Indirect Forced Circulation (IF) | 43.72 |  | BT1 | Glycol | Advanced Controller with a Vacation or Holiday Mode | Solar Storage and Auxiliary Tanks are separate | 40 | 1 | 1 | 65 | Z09 | [18 empty] | Los Angeles | FALSE | 30.07 |  | 2011-06-01: 2018-08-28; 2011-08-03: 2018-10-18; 2011-09-20: 2018-10-22 | 2179 | 3759 | Up-front Payment
SCG-012313 | Single Family Residential - Disadvantaged Community | Domestic Hot Water | Gas | Southern California Gas Company | Incentive:Paid | 2298 | 29.85 |  | 1 | 77 |  | 77 |  | 2019-03-08 12:09 | 2019-03-26 | INTELLIGENT GREEN SOLUTIONS CA | Retrofit | Orange Cove | Fresno | 93646 | Host Customer is System Owner | 4 |  | 30004234 | SunMaxx Solar LLC | ThermoPower | VTS15-HP-G | Indirect Thermosyphon (IT) | 24.46 |  | ThermoPower-VTS-HP15 | Automatic Drainback |  | Solar Storage and Auxiliary Tanks are separate | 39.6 | 1 | 1 | 55 | Z13 | [18 empty] | City of Orange Cove | FALSE | 81.04 |  | 2011-06-01: 2018-08-29; 2011-08-03: 2019-03-08; 2011-09-20: 2019-03-26 | 2039 | 6240 | Up-front Payment
SCG-012315 | Single Family Residential - Disadvantaged Community | Domestic Hot Water | Gas | Southern California Gas Company | Incentive:Paid | 3761 | 29.85 |  | 1 | 126 |  | 126 |  | 2018-09-24 13:17 | 2018-09-28 | TITANIUM POWER INC | Retrofit | Los Angeles | Los Angeles | 90011 | Host Customer is System Owner | 6 |  | 30004257 | Butler Sun Solutions, Inc. | SOLAR BUTLER | B-BT1-40-I | Indirect Forced Circulation (IF) | 43.72 |  | BT1 | Glycol | Advanced Controller with a Vacation or Holiday Mode | Solar Storage and Auxiliary Tanks are separate | 40 | 1 | 1 | 75 | Z08 | [18 empty] | Los Angeles | FALSE | 30.21 |  | 2011-06-01: 2018-08-29; 2011-08-03: 2018-09-24; 2011-09-20: 2018-09-28 | 2216 | 3807 | Up-front Payment
SCG-012316 | Single Family Residential - Disadvantaged Community | Domestic Hot Water | Gas | Southern California Gas Company | Incentive:Paid | 3761 | 29.85 |  | 1 | 126 |  | 126 |  | 2018-09-24 13:01 | 2018-10-11 | TITANIUM POWER INC | Retrofit | Los Angeles | Los Angeles | 90011 | Host Customer is System Owner | 4 |  | 30004257 | Butler Sun Solutions, Inc. | SOLAR BUTLER | B-BT1-40-I | Indirect Forced Circulation (IF) | 43.72 |  | BT1 | Glycol | Advanced Controller with a Vacation or Holiday Mode | Solar Storage and Auxiliary Tanks are separate | 40 | 1 | 1 | 55 | Z08 | [18 empty] | Los Angeles | FALSE | 30.21 |  | 2011-06-01: 2018-08-29; 2011-08-03: 2018-09-24; 2011-09-20: 2018-10-11 | 2206 | 3807 | Up-front Payment
SCG-012317 | Low Income Single Family Residential | Domestic Hot Water | Gas | Southern California Gas Company | Incentive:Paid | 4184 | 36.9 |  | 1 | 126 |  | 113 |  | 2018-10-26 11:33 | 2018-10-29 | TITANIUM POWER INC | Retrofit | Los Angeles | Los Angeles | 90011 | Host Customer is System Owner | 4 |  | 30004257 | Butler Sun Solutions, Inc. | SOLAR BUTLER | B-BT1-40-I | Indirect Forced Circulation (IF) | 43.72 |  | BT1 | Glycol | Advanced Controller with a Vacation or Holiday Mode | Solar Storage and Auxiliary Tanks are separate | 40 | 1 | 0.9 | 55 | Z08 | [18 empty] | Los Angeles | FALSE | 33.57 |  | 2011-06-01: 2018-08-29; 2011-08-03: 2018-10-26; 2011-09-20: 2018-10-29 | 2173 | 4230 | Up-front Payment
SCG-012318 | Low Income Single Family Residential | Domestic Hot Water | Gas | Southern California Gas Company | Incentive:Paid | 4613 | 36.9 |  | 1 | 125 |  | 125 |  | 2018-10-26 12:17 | 2018-10-29 | TITANIUM POWER INC | Retrofit | Sun Valley | Los Angeles | 91352 | Host Customer is System Owner | 4 |  | 30004257 | Butler Sun Solutions, Inc. | SOLAR BUTLER | B-BT1-40-I | Indirect Forced Circulation (IF) | 43.72 |  | BT1 | Glycol | Advanced Controller with a Vacation or Holiday Mode | Solar Storage and Auxiliary Tanks are separate | 40 | 1 | 1 | 55 | Z09 | [18 empty] | Los Angeles | FALSE | 37.27 |  | 2011-06-01: 2018-08-31; 2011-08-03: 2018-10-26; 2011-09-20: 2018-10-29 | 2173 | 4659 | Up-front Payment
SCG-012319 | Low Income Single Family Residential | Domestic Hot Water | Gas | Southern California Gas Company | Incentive:Canceled | 5351 | 36.9 |  | 1 | 145 |  | 145 |  | 2018-11-20 13:00 |  | DOCTOR PIPER INC | Retrofit | Van Nuys | Los Angeles | 91401 | Host Customer is System Owner | 3 |  | 2011141B | Heliodyne, Inc. | HELIOPAK | HPAK 016 1 410 G 80 ACD Z | Indirect Forced Circulation (IF) | 40.17 |  | 410 001 | Glycol | Steam Back | Solar Storage and Auxiliary Tanks are separate | 80 | 1 | 1 | 45 | Z09 | [18 empty] | City of Los Angeles | FALSE | 39.31 |  | 2011-06-01: 2018-08-31; 2011-06-21: 2018-12-31; 2011-08-03: 2018-11-20 | 2126 | 5700 | Up-front Payment
SCG-012320 | Low Income Single Family Residential | Domestic Hot Water | Gas | Southern California Gas Company | Incentive:Paid | 5351 | 36.9 |  | 1 | 145 |  | 145 |  | 2019-02-26 09:34 | 2019-03-07 | DOCTOR PIPER INC | Retrofit | Mission Hills | Los Angeles | 91345 | Host Customer is System Owner | 3 |  | 2011141B | Heliodyne, Inc. | HELIOPAK | HPAK 016 1 410 G 80 ACD Z | Indirect Forced Circulation (IF) | 40.17 |  | 410 001 | Glycol | Steam Back | Solar Storage and Auxiliary Tanks are separate | 80 | 1 | 1 | 45 | Z09 | [18 empty] | City of Los Angeles | FALSE | 37.22 |  | 2011-06-01: 2018-08-31; 2011-08-03: 2019-02-26; 2011-09-20: 2019-03-07 | 2055 | 5397 | Up-front Payment
SCG-012328 | Single Family Residential | Domestic Hot Water | Gas | Southern California Gas Company | Incentive:Paid | 3710 | 25.37 |  | 2 | 148 |  | 148 |  | 2019-06-24 13:54 | 2019-09-03 | TITANIUM POWER INC | Retrofit | San Fernando | Los Angeles | 91340 | Host Customer is System Owner | 6 |  | 30004272 | Butler Sun Solutions, Inc. | SOLAR BUTLER | BT1-40-I-T | Indirect Forced Circulation (IF) | 43.72 |  | BT1 | Glycol | Advanced Controller with a Vacation or Holiday Mode | Solar Storage with Tankless Auxiliary Water Heater | 40 | 1 | 1 | 75 | Z09 | [18 empty] | Los Angeles | FALSE | 30.13 |  | 2011-06-01: 2018-09-04; 2011-08-03: 2019-06-24; 2011-09-20: 2019-09-03 | 1878 | 4459 | Up-front Payment
PGE-012329 | Single Family Residential | Domestic Hot Water | Gas | Pacific Gas and Electric | Incentive:Paid | 2910 | 29.85 |  | 1 | 130 |  | 98 |  | 2018-09-04 16:03 | 2018-10-18 | AZTEC SOLAR INC | Retrofit | Folsom | Sacramento | 95630 | Host Customer is System Owner | 2 |  | 2001001A | SunEarth, Inc. | SOLARAY | TE40P-80-2G | Indirect Forced Circulation (IF) | 40.9 |  | EP-40 / EP-40-0.75 | Glycol | Advanced Controller with a Vacation or Holiday Mode | Solar Storage and Auxiliary Tanks are separate | 80 | 1 | 0.75 | 35 | Z12 | [18 empty] | City of Folsom | FALSE | 76.12 |  | 2011-06-01: 2018-09-04; 2011-08-03: 2018-09-04; 2011-09-20: 2018-10-18 | 2192 | 9895 | Up-front Payment
PGE-012330 | Low Income Single Family Residential | Domestic Hot Water | Gas | Pacific Gas and Electric | Incentive:Paid | 4300 | 36.9 |  | 1 | 149 |  | 123 |  | 2018-09-19 09:09 | 2018-11-07 | SUNDOWNER INSULATION COMPANY INC | Retrofit | Fresno | Fresno | 93726 | Host Customer is System Owner | 1 |  | 2010017C | Alternate Energy Technologies | EAGLESUN | DBS-G2-80-64 | Indirect Forced Circulation (IF) | 65.34 |  | MSC-32 | Automatic Drainback | Drainback (Water) | Solar Storage and Auxiliary Tanks are separate | 80 | 0.97 | 0.85 | 20 | Z13 | [18 empty] | City of Fresno | FALSE | 53.69 |  | 2018-09-05 | 2018-10-19 |  |  | 2018-09-19 | 2018-11-07 | 2159 | 8000 | Up-front Payment
SCG-012331 | Low Income Single Family Residential | Domestic Hot Water | Gas | Southern California Gas Company | Incentive:Paid | 4649 | 36.9 |  | 1 | 126 |  | 126 |  | 2018-09-24 13:09 | 2018-10-10 | TITANIUM POWER INC | Retrofit | Los Angeles | Los Angeles | 90011 | Host Customer is System Owner | 7 |  | 30004257 | Butler Sun Solutions, Inc. | SOLAR BUTLER | B-BT1-40-I | Indirect Forced Circulation (IF) | 43.72 |  | BT1 | Glycol | Advanced Controller with a Vacation or Holiday Mode | Solar Storage and Auxiliary Tanks are separate | 40 | 1 | 1 | 85 | Z08 | [18 empty] | Los Angeles | FALSE | 37.26 |  | 2011-06-01: 2018-09-05; 2011-08-03: 2018-09-24; 2011-09-20: 2018-10-10 | 2206 | 4695 | Up-front Payment
SCG-012332 | Single Family Residential | Domestic Hot Water | Gas | Southern California Gas Company | Incentive:Paid | 3710 | 25.37 |  | 2 | 148 |  | 148 |  | 2019-07-10 15:59 | 2020-06-23 | TITANIUM POWER INC | Retrofit | LOS ANGELES | Los Angeles | 90023 | Host Customer is System Owner | 4 |  | 30004272 | Butler Sun Solutions, Inc. | SOLAR BUTLER | BT1-40-I-T | Indirect Forced Circulation (IF) | 43.72 |  | BT1 | Glycol | Advanced Controller with a Vacation or Holiday Mode | Solar Storage with Tankless Auxiliary Water Heater | 40 | 1 | 1 | 55 | Z09 | [18 empty] | Los Angeles | FALSE | 25.4 |  | 2011-06-01: 2018-09-05; 2011-08-03: 2019-07-10; 2011-09-20: 2020-06-23 | 1579 | 3759 | Up-front Payment
SCG-012333 | Single Family Residential | Domestic Hot Water | Gas | Southern California Gas Company | Incentive:Paid | 4366 | 29.85 |  | 1 | 148 |  | 148 |  | 2019-06-21 15:41 | 2019-07-23 | TITANIUM POWER INC | Retrofit | San Fernando | Los Angeles | 91340 | Host Customer is System Owner | 6 |  | 30004272 | Butler Sun Solutions, Inc. | SOLAR BUTLER | BT1-40-I-T | Indirect Forced Circulation (IF) | 43.72 |  | BT1 | Glycol | Advanced Controller with a Vacation or Holiday Mode | Solar Storage with Tankless Auxiliary Water Heater | 40 | 1 | 1 | 75 | Z09 | [18 empty] | Los Angeles | FALSE | 30.13 |  | 2011-06-01: 2018-09-05; 2011-08-03: 2019-06-21; 2011-09-20: 2019-07-23 | 1919 | 4459 | Up-front Payment
SCG-012334 | Single Family Residential | Domestic Hot Water | Gas | Southern California Gas Company | Incentive:Paid | 4366 | 29.85 |  | 1 | 148 |  | 148 |  | 2019-06-17 11:46 | 2019-07-05 | TITANIUM POWER INC | Retrofit | San Fernando | Los Angeles | 91340 | Host Customer is System Owner | 4 |  | 30004272 | Butler Sun Solutions, Inc. | SOLAR BUTLER | BT1-40-I-T | Indirect Forced Circulation (IF) | 43.72 |  | BT1 | Glycol | Advanced Controller with a Vacation or Holiday Mode | Solar Storage with Tankless Auxiliary Water Heater | 40 | 1 | 1 | 55 | Z09 | [18 empty] | Los Angeles | FALSE | 30.13 |  | 2011-06-01: 2018-09-05; 2011-08-03: 2019-06-17; 2011-09-20: 2019-07-05 | 1928 | 4459 | Up-front Payment
SCG-012335 | Low Income Single Family Residential | Domestic Hot Water | Gas | Southern California Gas Company | Incentive:Paid | 4613 | 36.9 |  | 1 | 125 |  | 125 |  | 2018-10-17 08:22 | 2018-10-18 | TITANIUM POWER INC | Retrofit | Pacoima | Los Angeles | 91331 | Host Customer is System Owner | 8 |  | 30004257 | Butler Sun Solutions, Inc. | SOLAR BUTLER | B-BT1-40-I | Indirect Forced Circulation (IF) | 43.72 |  | BT1 | Glycol | Advanced Controller with a Vacation or Holiday Mode | Solar Storage and Auxiliary Tanks are separate | 40 | 1 | 1 | 95 | Z09 | [18 empty] | Los Angeles | FALSE | 37.27 |  | 2011-06-01: 2018-09-05; 2011-08-03: 2018-10-17; 2011-09-20: 2018-10-18 | 2194 | 4659 | Up-front Payment
SCG-012336 | Single Family Residential | Domestic Hot Water | Gas | Southern California Gas Company | Incentive:Paid | 4366 | 29.85 |  | 1 | 148 |  | 148 |  | 2019-06-19 13:23 | 2019-07-05 | TITANIUM POWER INC | Retrofit | Los Angeles | Los Angeles | 90023 | Host Customer is System Owner | 5 |  | 30004272 | Butler Sun Solutions, Inc. | SOLAR BUTLER | BT1-40-I-T | Indirect Forced Circulation (IF) | 43.72 |  | BT1 | Glycol | Advanced Controller with a Vacation or Holiday Mode | Solar Storage with Tankless Auxiliary Water Heater | 40 | 1 | 1 | 65 | Z09 | [18 empty] | Los Angeles | FALSE | 30.13 |  | 2011-06-01: 2018-09-05; 2011-08-03: 2019-06-19; 2011-09-20: 2019-07-05 | 1928 | 4459 | Up-front Payment
SCG-012337 | Low Income Single Family Residential | Domestic Hot Water | Gas | Southern California Gas Company | Incentive:Paid | 4649 | 36.9 |  | 1 | 126 |  | 126 |  | 2018-10-08 14:31 | 2018-10-18 | TITANIUM POWER INC | Retrofit | Los Angeles | Los Angeles | 90016 | Host Customer is System Owner | 8 |  | 30004257 | Butler Sun Solutions, Inc. | SOLAR BUTLER | B-BT1-40-I | Indirect Forced Circulation (IF) | 43.72 |  | BT1 | Glycol | Advanced Controller with a Vacation or Holiday Mode | Solar Storage and Auxiliary Tanks are separate | 40 | 1 | 1 | 95 | Z08 | [18 empty] | Los Angeles | FALSE | 37.26 |  | 2011-06-01: 2018-09-05; 2011-08-03: 2018-10-08; 2011-09-20: 2018-10-18 | 2179 | 4695 | Up-front Payment
SCG-012338 | Low Income Single Family Residential | Domestic Hot Water | Gas | Southern California Gas Company | Incentive:Paid | 4723 | 36.9 |  | 1 | 128 |  | 128 |  | 2018-09-24 13:03 | 2018-09-26 | TITANIUM POWER INC | Retrofit | Los Angeles | Los Angeles | 90044 | Host Customer is System Owner | 8 |  | 30004260 | Butler Sun Solutions, Inc. | SOLAR BUTLER | B-BT1-50-I | Indirect Forced Circulation (IF) | 43.72 |  | BT1 | Glycol | Advanced Controller with a Vacation or Holiday Mode | Solar Storage and Auxiliary Tanks are separate | 50 | 1 | 1 | 95 | Z08 | [18 empty] | Los Angeles | FALSE | 37.18 |  | 2011-06-01: 2018-09-05; 2011-08-03: 2018-09-24; 2011-09-20: 2018-09-26 | 2216 | 4759 | Up-front Payment
PGE-012339 | Commercial/Multifamily Residential | Domestic Hot Water | Gas | Pacific Gas and Electric | Incentive:Paid | 9227 | 20.19 |  | 1 | 457 |  | 457 |  | 2018-09-26 16:11 | 2018-10-23 | OXYPOWER INC | Retrofit | San Francisco | San Francisco | 94117 | Host Customer is System Owner | [7 empty] | 160.68 | 40.17 |  | Glycol | Pressure Stagnation Protection (PSP) | Solar Storage and Auxiliary Tanks are separate |  | 1 | 1 | 252 | Z03 | 6 | Units | Apartments/Condos | 2010115A | 4 | 1 | 240 | 2 | 75 | 1 | 76000 | TRUE | 130 | 130 |  |  |  |  | City of San Francisco | FALSE | 46.47 |  | 2018-09-20 |  | 2018-09-26 | 2018-10-23 | 2019-06-11 | 2019-06-28 | 1933 | 21238 | Up-front Payment
SCG-012340 | Single Family Residential | Domestic Hot Water | Gas | Southern California Gas Company | Incentive:Paid | 3710 | 25.37 |  | 2 | 148 |  | 148 |  | 2019-06-27 15:21 | 2019-09-09 | TITANIUM POWER INC | Retrofit | Pacoima | Los Angeles | 91331 | Host Customer is System Owner | 8 |  | 30004272 | Butler Sun Solutions, Inc. | SOLAR BUTLER | BT1-40-I-T | Indirect Forced Circulation (IF) | 43.72 |  | BT1 | Glycol | Advanced Controller with a Vacation or Holiday Mode | Solar Storage with Tankless Auxiliary Water Heater | 40 | 1 | 1 | 95 | Z09 | [18 empty] | Los Angeles | FALSE | 25.4 |  | 2011-06-01: 2018-09-05; 2011-08-03: 2019-06-27; 2011-09-20: 2019-09-09 | 1872 | 3759 | Up-front Payment
PGE-012341 | Commercial/Multifamily Residential | Domestic Hot Water | Gas | Pacific Gas and Electric | Incentive:Paid | 80760 | 20.19 |  | 1 | 4000 |  | 4000 |  | 2018-09-06 07:37 | 2018-11-05 | EVOLUTION ENERGY SOLUTIONS L L C | Retrofit | Berkeley | Alameda | 94709 | Host Customer is System Owner | [7 empty] | 1010.88 | 42.12 |  | Drainback |  | Solar Storage and Auxiliary Tanks are separate |  | 1 | 1 | 3192 | Z03 | 84 | Units | Apartments/Condos | 10001912 | 24 | 1 | 2600 | 2 | 200 | 2 | 449000 | TRUE | 140 | 140 |  | SunEarth - SETR A503 TTR U + VFS 10-200 |  | SunEarth - SETR A503 TTR U + VFS 10-200 | Berkeley | FALSE | 20.19 |  | 2018-09-05 | 2018-10-18 | 2018-09-06 | 2018-11-05 | 2019-06-05 | 2019-06-28 | 1933 | 80760 | Up-front Payment
SCG-012342 | Single Family Residential | Domestic Hot Water | Gas | Southern California Gas Company | Incentive:Paid | 3710 | 25.37 |  | 2 | 148 |  | 148 |  | 2019-07-08 13:27 | 2020-06-12 | TITANIUM POWER INC | Retrofit | Los Angeles | Los Angeles | 90023 | Host Customer is System Owner | 5 |  | 30004272 | Butler Sun Solutions, Inc. | SOLAR BUTLER | BT1-40-I-T | Indirect Forced Circulation (IF) | 43.72 |  | BT1 | Glycol | Advanced Controller with a Vacation or Holiday Mode | Solar Storage with Tankless Auxiliary Water Heater | 40 | 1 | 1 | 65 | Z09 | [18 empty] | Los Angeles | FALSE | 25.4 |  | 2011-06-01: 2018-09-05; 2011-08-03: 2019-07-08; 2011-09-20: 2020-06-12 | 1591 | 3759 | Up-front Payment
SCG-012343 | Single Family Residential | Domestic Hot Water | Gas | Southern California Gas Company | Incentive:Paid | 3710 | 25.37 |  | 2 | 149 |  | 149 |  | 2019-07-22 12:35 | 2020-07-27 | TITANIUM POWER INC | Retrofit | Los Angeles | Los Angeles | 90016 | Host Customer is System Owner | 8 |  | 30004272 | Butler Sun Solutions, Inc. | SOLAR BUTLER | BT1-40-I-T | Indirect Forced Circulation (IF) | 43.72 |  | BT1 | Glycol | Advanced Controller with a Vacation or Holiday Mode | Solar Storage with Tankless Auxiliary Water Heater | 40 | 1 | 1 | 95 | Z08 | [18 empty] | Los Angeles | FALSE | 25.23 |  | 2011-06-01: 2018-09-05; 2011-08-03: 2019-07-22; 2011-09-20: 2020-07-27 | 1549 | 3759 | Up-front Payment
PGE-012346 | Commercial/Multifamily Residential | Domestic Hot Water | Gas | Pacific Gas and Electric | Incentive:Paid | 9873 | 20.19 |  | 1 | 489 |  | 489 |  | 2018-09-26 16:11 | 2018-10-23 | OXYPOWER INC | Retrofit | San Francisco | San Francisco | 94102 | Host Customer is System Owner | [7 empty] | 160.68 | 40.17 |  | Glycol | Pressure Stagnation Protection (PSP) | Solar Storage and Auxiliary Tanks are separate |  | 1 | 1 | 252 | Z03 | 6 | Units | Apartments/Condos | 2010115A | 4 | 1 | 240 | 2 | 100 | 1 | 199000 | TRUE | 130 | 130 |  |  |  |  | City of San Francisco | FALSE | 43.47 |  | 2018-09-20 |  | 2018-09-26 | 2018-10-23 | 2019-06-11 | 2019-06-28 | 1933 | 21258 | Up-front Payment
SCG-012350 | Low Income Single Family Residential | Domestic Hot Water | Gas | Southern California Gas Company | Incentive:Paid | 4649 | 36.9 |  | 1 | 126 |  | 126 |  | 2018-10-23 08:22 | 2018-10-29 | TITANIUM POWER INC | Retrofit | Los Angeles | Los Angeles | 90003 | Host Customer is System Owner | 4 |  | 30004257 | Butler Sun Solutions, Inc. | SOLAR BUTLER | B-BT1-40-I | Indirect Forced Circulation (IF) | 43.72 |  | BT1 | Glycol | Advanced Controller with a Vacation or Holiday Mode | Solar Storage and Auxiliary Tanks are separate | 40 | 1 | 1 | 55 | Z08 | [18 empty] | Los Angeles | FALSE | 37.26 |  | 2011-06-01: 2018-09-06; 2011-08-03: 2018-10-23; 2011-09-20: 2018-10-29 | 2171 | 4695 | Up-front Payment
SCG-012351 | Single Family Residential | Domestic Hot Water | Gas | Southern California Gas Company | Incentive:Paid | 3591 | 25.37 |  | 2 | 149 |  | 142 |  | 2019-07-09 14:19 | 2020-06-23 | TITANIUM POWER INC | Retrofit | Los Angeles | Los Angeles | 90061 | Host Customer is System Owner | 6 |  | 30004272 | Butler Sun Solutions, Inc. | SOLAR BUTLER | BT1-40-I-T | Indirect Forced Circulation (IF) | 43.72 |  | BT1 | Glycol | Advanced Controller with a Vacation or Holiday Mode | Solar Storage with Tankless Auxiliary Water Heater | 40 | 1 | 0.95 | 75 | Z08 | [18 empty] | Los Angeles | FALSE | 24.56 |  | 2011-06-01: 2018-09-06; 2011-08-03: 2019-07-09; 2011-09-20: 2020-06-23 | 1579 | 3659 | Up-front Payment
SCG-012355 | Low Income Single Family Residential | Domestic Hot Water | Gas | Southern California Gas Company | Incentive:Canceled |  | 36.9 |  | 1 | 0 |  | 0 |  |  |  | DOCTOR PIPER INC | Retrofit | Mission HIlls | Los Angeles | 91345 | Host Customer is System Owner | 4 | [15 empty] | 55 | [20 empty] | FALSE | 0 |  | 2011-06-01: 2018-09-06 | 2242 |  | Up-front Payment
SCG-012357 | Single Family Residential | Domestic Hot Water | Gas | Southern California Gas Company | Incentive:Paid | 3567 | 25.37 |  | 2 | 148 |  | 141 |  | 2019-07-01 13:44 | 2019-09-05 | TITANIUM POWER INC | Retrofit | Los Angeles | Los Angeles | 90063 | Host Customer is System Owner | 4 |  | 30004272 | Butler Sun Solutions, Inc. | SOLAR BUTLER | BT1-40-I-T | Indirect Forced Circulation (IF) | 43.72 |  | BT1 | Glycol | Advanced Controller with a Vacation or Holiday Mode | Solar Storage with Tankless Auxiliary Water Heater | 40 | 1 | 0.95 | 55 | Z09 | [18 empty] | Los Angeles | FALSE | 24.72 |  | 2011-06-01: 2018-09-07; 2011-08-03: 2019-07-01; 2011-09-20: 2019-09-05 | 1874 | 3659 | Up-front Payment
SCG-012358 | Single Family Residential - Disadvantaged Community | Domestic Hot Water | Gas | Southern California Gas Company | Incentive:Paid | 3573 | 29.85 |  | 1 | 126 |  | 120 |  | 2018-09-24 13:04 | 2018-09-28 | TITANIUM POWER INC | Retrofit | Los Angeles | Los Angeles | 90011 | Host Customer is System Owner | 4 |  | 30004257 | Butler Sun Solutions, Inc. | SOLAR BUTLER | B-BT1-40-I | Indirect Forced Circulation (IF) | 43.72 |  | BT1 | Glycol | Advanced Controller with a Vacation or Holiday Mode | Solar Storage and Auxiliary Tanks are separate | 40 | 1 | 0.95 | 55 | Z08 | [18 empty] | Los Angeles | FALSE | 29.04 |  | 2011-06-01: 2018-09-07; 2011-08-03: 2018-09-24; 2011-09-20: 2018-09-28 | 2206 | 3659 | Up-front Payment
SCG-012359 | Low Income Single Family Residential | Domestic Hot Water | Gas | Southern California Gas Company | Incentive:Paid | 4649 | 36.9 |  | 1 | 126 |  | 126 |  | 2018-10-22 15:19 | 2018-10-23 | TITANIUM POWER INC | Retrofit | Los Angeles | Los Angeles | 90011 | Host Customer is System Owner | 5 |  | 30004257 | Butler Sun Solutions, Inc. | SOLAR BUTLER | B-BT1-40-I | Indirect Forced Circulation (IF) | 43.72 |  | BT1 | Glycol | Advanced Controller with a Vacation or Holiday Mode | Solar Storage and Auxiliary Tanks are separate | 40 | 1 | 1 | 65 | Z08 | [18 empty] | Los Angeles | FALSE | 37.26 |  | 2011-06-01: 2018-09-07; 2011-08-03: 2018-10-22; 2011-09-20: 2018-10-23 | 2180 | 4695 | Up-front Payment
SCG-012360 | Low Income Single Family Residential | Domestic Hot Water | Gas | Southern California Gas Company | Incentive:Canceled | 4649 | 36.9 |  | 1 | 126 |  | 126 |  |  |  | TITANIUM POWER INC | Retrofit | Los Angeles | Los Angeles | 90011 | Host Customer is System Owner | 5 |  | 30004257 | Butler Sun Solutions, Inc. | SOLAR BUTLER | B-BT1-40-I | Indirect Forced Circulation (IF) | 43.72 |  | BT1 | Glycol | Advanced Controller with a Vacation or Holiday Mode | Solar Storage and Auxiliary Tanks are separate | 40 | 1 | 1 | 65 | Z08 | [18 empty] | Los Angeles | FALSE | 37.26 |  | 2011-06-01: 2018-09-07 | 2242 | 4695 | Up-front Payment
SCG-012361 | Low Income Single Family Residential | Domestic Hot Water | Gas | Southern California Gas Company | Incentive:Paid | 4649 | 36.9 |  | 1 | 126 |  | 126 |  | 2018-10-04 08:56 | 2018-10-05 | TITANIUM POWER INC | Retrofit | Los Angeles | Los Angeles | 90011 | Host Customer is System Owner | 5 |  | 30004257 | Butler Sun Solutions, Inc. | SOLAR BUTLER | B-BT1-40-I | Indirect Forced Circulation (IF) | 43.72 |  | BT1 | Glycol | Advanced Controller with a Vacation or Holiday Mode | Solar Storage and Auxiliary Tanks are separate | 40 | 1 | 1 | 65 | Z08 | [18 empty] | Los Angeles | FALSE | 37.26 |  | 2011-06-01: 2018-09-07; 2011-08-03: 2018-10-04; 2011-09-20: 2018-10-05 | 2207 | 4695 | Up-front Payment
SCG-012362 | Low Income Single Family Residential | Domestic Hot Water | Gas | Southern California Gas Company | Incentive:Paid | 4649 | 36.9 |  | 1 | 126 |  | 126 |  | 2018-09-24 13:24 | 2018-09-26 | TITANIUM POWER INC | Retrofit | Los Angeles | Los Angeles | 90011 | Host Customer is System Owner | 7 |  | 30004257 | Butler Sun Solutions, Inc. | SOLAR BUTLER | B-BT1-40-I | Indirect Forced Circulation (IF) | 43.72 |  | BT1 | Glycol | Advanced Controller with a Vacation or Holiday Mode | Solar Storage and Auxiliary Tanks are separate | 40 | 1 | 1 | 85 | Z08 | [18 empty] | Los Angeles | FALSE | 37.26 |  | 2011-06-01: 2018-09-07; 2011-08-03: 2018-09-24; 2011-09-20: 2018-09-26 | 2216 | 4695 | Up-front Payment
SCG-012363 | Single Family Residential | Domestic Hot Water | Gas | Southern California Gas Company | Incentive:Canceled | 3759 | 25.37 |  | 2 | 149 |  | 149 |  | 2019-07-12 14:48 |  | TITANIUM POWER INC | Retrofit | Los Angeles | Los Angeles | 90016 | Host Customer is System Owner | 4 |  | 30004272 | Butler Sun Solutions, Inc. | SOLAR BUTLER | BT1-40-I-T | Indirect Forced Circulation (IF) | 43.72 |  | BT1 | Glycol | Advanced Controller with a Vacation or Holiday Mode | Solar Storage with Tankless Auxiliary Water Heater | 40 | 1 | 1 | 55 | Z08 | [18 empty] | Los Angeles | FALSE | 25.23 |  | 2011-06-01: 2018-09-07; 2011-06-21: 2019-07-23; 2011-08-03: 2019-07-12 | 1900 | 3759 | Up-front Payment
SCG-012364 | Single Family Residential | Domestic Hot Water | Gas | Southern California Gas Company | Incentive:Paid | 3976 | 29.85 |  | 1 | 148 |  | 133 |  | 2019-06-20 12:46 | 2019-07-15 | TITANIUM POWER INC | Retrofit | Los Angeles | Los Angeles | 90063 | Host Customer is System Owner | 4 |  | 30004272 | Butler Sun Solutions, Inc. | SOLAR BUTLER | BT1-40-I-T | Indirect Forced Circulation (IF) | 43.72 |  | BT1 | Glycol | Advanced Controller with a Vacation or Holiday Mode | Solar Storage with Tankless Auxiliary Water Heater | 40 | 1 | 0.9 | 55 | Z09 | [18 empty] | Los Angeles | FALSE | 27.43 |  | 2011-06-01: 2018-09-07; 2011-08-03: 2019-06-20; 2011-09-20: 2019-07-15 | 1928 | 4059 | Up-front Payment
SCG-012365 | Low Income Single Family Residential | Domestic Hot Water | Gas | Southern California Gas Company | Incentive:Paid | 5351 | 36.9 |  | 1 | 145 |  | 145 |  | 2019-01-31 14:49 | 2019-02-21 | DOCTOR PIPER INC | Retrofit | Mission Hills | Los Angeles | 91345 | Host Customer is System Owner | 4 |  | 2011141B | Heliodyne, Inc. | HELIOPAK | HPAK 016 1 410 G 80 ACD Z | Indirect Forced Circulation (IF) | 40.17 |  | 410 001 | Glycol | Steam Back | Solar Storage and Auxiliary Tanks are separate | 80 | 1 | 1 | 55 | Z09 | [18 empty] | City of Los Angeles | FALSE | 55.17 |  | 2011-06-01: 2018-09-07; 2011-08-03: 2019-01-31; 2011-09-20: 2019-02-21 | 2069 | 8000 | Up-front Payment
SCG-012366 | Single Family Residential | Domestic Hot Water | Gas | Southern California Gas Company | Incentive:Paid | 4366 | 29.85 |  | 1 | 148 |  | 148 |  | 2019-06-21 15:42 | 2019-08-08 | TITANIUM POWER INC | Retrofit | Los Angeles | Los Angeles | 90063 | Host Customer is System Owner | 6 |  | 30004272 | Butler Sun Solutions, Inc. | SOLAR BUTLER | BT1-40-I-T | Indirect Forced Circulation (IF) | 43.72 |  | BT1 | Glycol | Advanced Controller with a Vacation or Holiday Mode | Solar Storage with Tankless Auxiliary Water Heater | 40 | 1 | 1 | 75 | Z09 | [18 empty] | Los Angeles | FALSE | 30.13 |  | 2011-06-01: 2018-09-07; 2011-08-03: 2019-06-21; 2011-09-20: 2019-08-08 | 1900 | 4459 | Up-front Payment
SCG-012367 | Low Income Single Family Residential | Domestic Hot Water | Gas | Southern California Gas Company | Incentive:Paid | 5351 | 36.9 |  | 1 | 145 |  | 145 |  | 2018-11-27 15:31 | 2018-11-29 | DOCTOR PIPER INC | Retrofit | Mission Hills | Los Angeles | 91345 | Host Customer is System Owner | 5 |  | 2011141B | Heliodyne, Inc. | HELIOPAK | HPAK 016 1 410 G 80 ACD Z | Indirect Forced Circulation (IF) | 40.17 |  | 410 001 | Glycol | Steam Back | Solar Storage and Auxiliary Tanks are separate | 80 | 1 | 1 | 65 | Z09 | [18 empty] | City of Los Angeles | FALSE | 54.96 |  | 2011-06-01: 2018-09-07; 2011-08-03: 2018-11-27; 2011-09-20: 2018-11-29 | 2154 | 7969 | Up-front Payment
SCG-012368 | Low Income Single Family Residential | Domestic Hot Water | Gas | Southern California Gas Company | Incentive:Paid | 5351 | 36.9 |  | 1 | 145 |  | 145 |  | 2018-11-21 14:03 | 2018-11-29 | DOCTOR PIPER INC | Retrofit | Mission Hills | Los Angeles | 91345 | Host Customer is System Owner | 4 |  | 2011141B | Heliodyne, Inc. | HELIOPAK | HPAK 016 1 410 G 80 ACD Z | Indirect Forced Circulation (IF) | 40.17 |  | 410 001 | Glycol | Steam Back | Solar Storage and Auxiliary Tanks are separate | 80 | 1 | 1 | 55 | Z09 | [18 empty] | City of Los Angeles | FALSE | 55.17 |  | 2011-06-01: 2018-09-07; 2011-08-03: 2018-11-21; 2011-09-20: 2018-11-29 | 2154 | 8000 | Up-front Payment
SCG-012369 | Low Income Single Family Residential | Domestic Hot Water | Gas | Southern California Gas Company | Incentive:Paid | 5351 | 36.9 |  | 1 | 145 |  | 145 |  | 2018-11-27 15:10 | 2019-03-12 | DOCTOR PIPER INC | Retrofit | Mission Hills | Los Angeles | 91345 | Host Customer is System Owner | 4 |  | 2011141B | Heliodyne, Inc. | HELIOPAK | HPAK 016 1 410 G 80 ACD Z | Indirect Forced Circulation (IF) | 40.17 |  | 410 001 | Glycol | Steam Back | Solar Storage and Auxiliary Tanks are separate | 80 | 1 | 1 | 55 | Z09 | [18 empty] | City of Los Angeles | FALSE | 37.22 |  | 2018-09-07 | 2018-12-05 |  |  | 2018-11-27 | 2019-03-12 | 2053 | 5397 | Up-front Payment
SCG-012370 | Single Family Residential | Domestic Hot Water | Gas | Southern California Gas Company | Incentive:Paid | 3710 | 25.37 |  | 2 | 148 |  | 148 |  | 2019-07-10 15:54 | 2020-06-24 | TITANIUM POWER INC | Retrofit | Los Angeles | Los Angeles | 90063 | Host Customer is System Owner | 4 |  | 30004272 | Butler Sun Solutions, Inc. | SOLAR BUTLER | BT1-40-I-T | Indirect Forced Circulation (IF) | 43.72 |  | BT1 | Glycol | Advanced Controller with a Vacation or Holiday Mode | Solar Storage with Tankless Auxiliary Water Heater | 40 | 1 | 1 | 55 | Z09 | [18 empty] | Los Angeles | FALSE | 25.4 |  | 2011-06-01: 2018-09-07; 2011-08-03: 2019-07-10; 2011-09-20: 2020-06-24 | 1579 | 3759 | Up-front Payment
SCG-012373 | Single Family Residential | Domestic Hot Water | Gas | Southern California Gas Company | Incentive:Paid | 4197 | 29.85 |  | 1 | 148 |  | 141 |  | 2019-06-21 15:43 | 2019-08-08 | TITANIUM POWER INC | Retrofit | Los Angeles | Los Angeles | 90063 | Host Customer is System Owner | 5 |  | 30004272 | Butler Sun Solutions, Inc. | SOLAR BUTLER | BT1-40-I-T | Indirect Forced Circulation (IF) | 43.72 |  | BT1 | Glycol | Advanced Controller with a Vacation or Holiday Mode | Solar Storage with Tankless Auxiliary Water Heater | 40 | 1 | 0.95 | 65 | Z09 | [18 empty] | Los Angeles | FALSE | 28.78 |  | 2011-06-01: 2018-09-07; 2011-08-03: 2019-06-21; 2011-09-20: 2019-08-08 | 1900 | 4259 | Up-front Payment
SCG-012374 | Single Family Residential | Domestic Hot Water | Gas | Southern California Gas Company | Incentive:Paid | 3710 | 25.37 |  | 2 | 148 |  | 148 |  | 2019-07-01 13:49 | 2019-09-05 | TITANIUM POWER INC | Retrofit | Los Angeles | Los Angeles | 90023 | Host Customer is System Owner | 4 |  | 30004272 | Butler Sun Solutions, Inc. | SOLAR BUTLER | BT1-40-I-T | Indirect Forced Circulation (IF) | 43.72 |  | BT1 | Glycol | Advanced Controller with a Vacation or Holiday Mode | Solar Storage with Tankless Auxiliary Water Heater | 40 | 1 | 1 | 55 | Z09 | [18 empty] | Los Angeles | FALSE | 25.4 |  | 2011-06-01: 2018-09-07; 2011-08-03: 2019-07-01; 2011-09-20: 2019-09-05 | 1874 | 3759 | Up-front Payment
SCG-012375 | Single Family Residential | Domestic Hot Water | Gas | Southern California Gas Company | Incentive:Paid | 4366 | 29.85 |  | 1 | 149 |  | 149 |  | 2019-06-19 12:47 | 2019-07-08 | TITANIUM POWER INC | Retrofit | Los Angeles | Los Angeles | 90016 | Host Customer is System Owner | 4 |  | 30004272 | Butler Sun Solutions, Inc. | SOLAR BUTLER | BT1-40-I-T | Indirect Forced Circulation (IF) | 43.72 |  | BT1 | Glycol | Advanced Controller with a Vacation or Holiday Mode | Solar Storage with Tankless Auxiliary Water Heater | 40 | 1 | 1 | 55 | Z08 | [18 empty] | Los Angeles | FALSE | 29.93 |  | 2011-06-01: 2018-09-07; 2011-08-03: 2019-06-19; 2011-09-20: 2019-07-08 | 1927 | 4459 | Up-front Payment
SCG-012376 | Commercial/Multifamily Residential | Domestic Hot Water | Gas | Southern California Gas Company | Incentive:Paid | 2025 | 20.19 |  | 1 | 118 |  | 100 |  | 2018-09-11 09:23 | 2018-09-12 | INTELLIGENT GREEN SOLUTIONS CA | Retrofit | Exeter | Tulare | 93221 | Host Customer is System Owner |  |  | 30004236 | SunMaxx Solar LLC | ThermoPower | VTS30-HP-G | Indirect Thermosyphon (IT) | 47.9 |  | VTS-HP30 | Automatic Drainback |  | Solar Storage and Auxiliary Tanks are separate | 79 | 1 | 0.85 | 0 | Z13 | [18 empty] | Tulare | FALSE | 52.88 |  | 2018-09-07 |  | 2018-09-11 | 2018-09-12 | 2018-10-01 | 2018-10-16 | 2196 | 6240 | Up-front Payment
SCG-012377 | Commercial/Multifamily Residential | Domestic Hot Water | Gas | Southern California Gas Company | Incentive:Paid | 2025 | 20.19 |  | 1 | 118 |  | 100 |  | 2018-09-11 09:28 | 2018-09-12 | INTELLIGENT GREEN SOLUTIONS CA | Retrofit | Exeter | Tulare | 93221 | Host Customer is System Owner |  |  | 30004236 | SunMaxx Solar LLC | ThermoPower | VTS30-HP-G | Indirect Thermosyphon (IT) | 47.9 |  | VTS-HP30 | Automatic Drainback |  | Solar Storage and Auxiliary Tanks are separate | 79 | 1 | 0.85 | 0 | Z13 | [18 empty] | Tulare | FALSE | 52.88 |  | 2018-09-07 |  | 2018-09-11 | 2018-09-12 | 2018-09-28 | 2018-10-17 | 2196 | 6240 | Up-front Payment
SCG-012378 | Single Family Residential | Domestic Hot Water | Gas | Southern California Gas Company | Incentive:Paid | 3731 | 29.85 |  | 1 | 125 |  | 125 |  | 2018-10-15 12:32 | 2018-10-19 | TITANIUM POWER INC | Retrofit | Van Nuys | Los Angeles | 91401 | Host Customer is System Owner | 4 |  | 30004257 | Butler Sun Solutions, Inc. | SOLAR BUTLER | B-BT1-40-I | Indirect Forced Circulation (IF) | 43.72 |  | BT1 | Glycol | Advanced Controller with a Vacation or Holiday Mode | Solar Storage and Auxiliary Tanks are separate | 40 | 1 | 1 | 55 | Z09 | [18 empty] | Los Angeles | FALSE | 30.07 |  | 2011-06-01: 2018-09-07; 2011-08-03: 2018-10-15; 2011-09-20: 2018-10-19 | 2192 | 3759 | Up-front Payment
SCG-012379 | Commercial/Multifamily Residential | Domestic Hot Water | Gas | Southern California Gas Company | Incentive:Paid | 2025 | 20.19 |  | 1 | 118 |  | 100 |  | 2018-09-11 09:31 | 2018-09-12 | INTELLIGENT GREEN SOLUTIONS CA | Retrofit | Exeter | Tulare | 93221 | Host Customer is System Owner |  |  | 30004236 | SunMaxx Solar LLC | ThermoPower | VTS30-HP-G | Indirect Thermosyphon (IT) | 47.9 |  | VTS-HP30 | Automatic Drainback |  | Solar Storage and Auxiliary Tanks are separate | 79 | 1 | 0.85 | 0 | Z13 | [18 empty] | Tulare | FALSE | 52.88 |  | 2018-09-07 |  | 2018-09-11 | 2018-09-12 | 2018-09-30 | 2018-10-17 | 2196 | 6240 | Up-front Payment
SCG-012380 | Commercial/Multifamily Residential | Domestic Hot Water | Gas | Southern California Gas Company | Incentive:Paid | 2025 | 20.19 |  | 1 | 118 |  | 100 |  | 2018-09-11 09:35 | 2018-09-12 | INTELLIGENT GREEN SOLUTIONS CA | Retrofit | Exeter | Tulare | 93221 | Host Customer is System Owner |  |  | 30004236 | SunMaxx Solar LLC | ThermoPower | VTS30-HP-G | Indirect Thermosyphon (IT) | 47.9 |  | VTS-HP30 | Automatic Drainback |  | Solar Storage and Auxiliary Tanks are separate | 79 | 1 | 0.85 | 0 | Z13 | [18 empty] | Tulare | FALSE | 52.88 |  | 2018-09-07 |  | 2018-09-11 | 2018-09-12 | 2018-10-01 | 2018-10-17 | 2196 | 6240 | Up-front Payment
SCG-012381 | Single Family Residential | Domestic Hot Water | Gas | Southern California Gas Company | Incentive:Paid | 3710 | 25.37 |  | 2 | 148 |  | 148 |  | 2019-07-12 14:45 | 2020-07-07 | TITANIUM POWER INC | Retrofit | Sun Valley | Los Angeles | 91352 | Host Customer is System Owner | 5 |  | 30004272 | Butler Sun Solutions, Inc. | SOLAR BUTLER | BT1-40-I-T | Indirect Forced Circulation (IF) | 43.72 |  | BT1 | Glycol | Advanced Controller with a Vacation or Holiday Mode | Solar Storage with Tankless Auxiliary Water Heater | 40 | 1 | 1 | 65 | Z09 | [18 empty] | Los Angeles | FALSE | 25.4 |  | 2011-06-01: 2018-09-07; 2011-08-03: 2019-07-12; 2011-09-20: 2020-07-07 | 1570 | 3759 | Up-front Payment
SCG-012382 | Commercial/Multifamily Residential | Domestic Hot Water | Gas | Southern California Gas Company | Incentive:Paid | 2025 | 20.19 |  | 1 | 118 |  | 100 |  | 2018-09-11 09:42 | 2018-09-12 | INTELLIGENT GREEN SOLUTIONS CA | Retrofit | Exeter | Tulare | 93221 | Host Customer is System Owner |  |  | 30004236 | SunMaxx Solar LLC | ThermoPower | VTS30-HP-G | Indirect Thermosyphon (IT) | 47.9 |  | VTS-HP30 | Automatic Drainback |  | Solar Storage and Auxiliary Tanks are separate | 79 | 1 | 0.85 | 0 | Z13 | [18 empty] | Tulare | FALSE | 52.88 |  | 2018-09-07 |  | 2018-09-11 | 2018-09-12 | 2018-10-01 | 2018-10-17 | 2196 | 6240 | Up-front Payment
SCG-012383 | Commercial/Multifamily Residential | Domestic Hot Water | Gas | Southern California Gas Company | Incentive:Paid | 2025 | 20.19 |  | 1 | 118 |  | 100 |  | 2018-09-11 09:45 | 2018-09-12 | INTELLIGENT GREEN SOLUTIONS CA | Retrofit | Exeter | Tulare | 93221 | Host Customer is System Owner |  |  | 30004236 | SunMaxx Solar LLC | ThermoPower | VTS30-HP-G | Indirect Thermosyphon (IT) | 47.9 |  | VTS-HP30 | Automatic Drainback |  | Solar Storage and Auxiliary Tanks are separate | 79 | 1 | 0.85 | 0 | Z13 | [18 empty] | Tulare | FALSE | 52.88 |  | 2018-09-07 |  | 2018-09-11 | 2018-09-12 | 2018-10-01 | 2018-10-17 | 2196 | 6240 | Up-front Payment
SCG-012384 | Commercial/Multifamily Residential | Domestic Hot Water | Gas | Southern California Gas Company | Incentive:Paid | 2025 | 20.19 |  | 1 | 118 |  | 100 |  | 2018-09-11 09:48 | 2018-09-12 | INTELLIGENT GREEN SOLUTIONS CA | Retrofit | Exeter | Tulare | 93221 | Host Customer is System Owner |  |  | 30004236 | SunMaxx Solar LLC | ThermoPower | VTS30-HP-G | Indirect Thermosyphon (IT) | 47.9 |  | VTS-HP30 | Automatic Drainback |  | Solar Storage and Auxiliary Tanks are separate | 79 | 1 | 0.85 | 0 | Z13 | [18 empty] | Tulare | FALSE | 52.88 |  | 2018-09-07 |  | 2018-09-11 | 2018-09-12 | 2018-10-01 | 2018-10-17 | 2195 | 6240 | Up-front Payment
SCG-012385 | Commercial/Multifamily Residential | Domestic Hot Water | Gas | Southern California Gas Company | Incentive:Paid | 2025 | 20.19 |  | 1 | 118 |  | 100 |  | 2018-09-11 09:52 | 2018-09-12 | INTELLIGENT GREEN SOLUTIONS CA | Retrofit | Exeter | Tulare | 93221 | Host Customer is System Owner |  |  | 30004236 | SunMaxx Solar LLC | ThermoPower | VTS30-HP-G | Indirect Thermosyphon (IT) | 47.9 |  | VTS-HP30 | Automatic Drainback |  | Solar Storage and Auxiliary Tanks are separate | 79 | 1 | 0.85 | 0 | Z13 | [18 empty] | Tulare | FALSE | 52.88 |  | 2018-09-07 |  | 2018-09-11 | 2018-09-12 | 2018-10-01 | 2018-10-17 | 2195 | 6240 | Up-front Payment
SCG-012386 | Commercial/Multifamily Residential | Domestic Hot Water | Gas | Southern California Gas Company | Incentive:Paid | 2025 | 20.19 |  | 1 | 118 |  | 100 |  | 2018-09-11 09:56 | 2018-09-12 | INTELLIGENT GREEN SOLUTIONS CA | Retrofit | Exeter | Tulare | 93221 | Host Customer is System Owner |  |  | 30004236 | SunMaxx Solar LLC | ThermoPower | VTS30-HP-G | Indirect Thermosyphon (IT) | 47.9 |  | VTS-HP30 | Automatic Drainback |  | Solar Storage and Auxiliary Tanks are separate | 79 | 1 | 0.85 | 0 | Z13 | [18 empty] | Tulare | FALSE | 52.88 |  | 2018-09-07 |  | 2018-09-11 | 2018-09-12 | 2018-10-01 | 2018-10-17 | 2195 | 6240 | Up-front Payment
SCG-012387 | Commercial/Multifamily Residential | Domestic Hot Water | Gas | Southern California Gas Company | Incentive:Paid | 2025 | 20.19 |  | 1 | 118 |  | 100 |  | 2018-09-11 09:57 | 2018-09-12 | INTELLIGENT GREEN SOLUTIONS CA | Retrofit | Exeter | Tulare | 93221 | Host Customer is System Owner |  |  | 30004236 | SunMaxx Solar LLC | ThermoPower | VTS30-HP-G | Indirect Thermosyphon (IT) | 47.9 |  | VTS-HP30 | Automatic Drainback |  | Solar Storage and Auxiliary Tanks are separate | 79 | 1 | 0.85 | 0 | Z13 | [18 empty] | Tulare | FALSE | 52.88 |  | 2018-09-07 |  | 2018-09-11 | 2018-09-12 | 2018-10-01 | 2018-10-17 | 2195 | 6240 | Up-front Payment
SCG-012388 | Commercial/Multifamily Residential | Domestic Hot Water | Gas | Southern California Gas Company | Incentive:Paid | 2025 | 20.19 |  | 1 | 118 |  | 100 |  | 2018-09-11 09:59 | 2018-09-12 | INTELLIGENT GREEN SOLUTIONS CA | Retrofit | Exeter | Tulare | 93221 | Host Customer is System Owner |  |  | 30004236 | SunMaxx Solar LLC | ThermoPower | VTS30-HP-G | Indirect Thermosyphon (IT) | 47.9 |  | VTS-HP30 | Automatic Drainback |  | Solar Storage and Auxiliary Tanks are separate | 79 | 1 | 0.85 | 0 | Z13 | [18 empty] | Tulare | FALSE | 52.88 |  | 2018-09-07 |  | 2018-09-11 | 2018-09-12 | 2018-10-01 | 2018-10-18 | 2192 | 6240 | Up-front Payment
SCG-012389 | Commercial/Multifamily Residential | Domestic Hot Water | Gas | Southern California Gas Company | Incentive:Paid | 2025 | 20.19 |  | 1 | 118 |  | 100 |  | 2018-09-11 10:01 | 2018-09-12 | INTELLIGENT GREEN SOLUTIONS CA | Retrofit | Exeter | Tulare | 93221 | Host Customer is System Owner |  |  | 30004236 | SunMaxx Solar LLC | ThermoPower | VTS30-HP-G | Indirect Thermosyphon (IT) | 47.9 |  | VTS-HP30 | Automatic Drainback |  | Solar Storage and Auxiliary Tanks are separate | 79 | 1 | 0.85 | 0 | Z13 | [18 empty] | Tulare | FALSE | 52.88 |  | 2018-09-07 |  | 2018-09-11 | 2018-09-12 | 2018-10-01 | 2018-10-18 | 2192 | 6240 | Up-front Payment
SCG-012390 | Multifamily Residential - Disadvantaged Community | Domestic Hot Water | Gas | Southern California Gas Company | Incentive:Paid | 281529 | 20.19 |  | 1 | 13944 |  | 13944 |  | 2018-12-09 22:36 | 2018-12-31 | ALAN BENBOW PLUMBING AND ELECTRIC | Retrofit | Los Angeles | Los Angeles | 90047 | Lease | [7 empty] | 3840 | 40 |  | Drainback | Drainback (Water) | Solar Storage and Auxiliary Tanks are separate |  | 1 | 1 | 36000 | Z08 | 18000 | Pounds of Laundry | Coin-op Laundries | 2011093A | 96 | 1 | 3000 | 1 | 360 | 1 | 597000 | TRUE | 140 | 140 |  | Heliodyne - Delta-T Pro Ethernet |  | Heliodyne - Delta-T Pro Ethernet | Los Angeles | FALSE | 33.74 |  | 2018-09-10 |  | 2018-12-09 | 2018-12-31 | 2019-10-28 | 2019-11-11 | 1808 | 470500 | Up-front Payment
SCG-012391 | Single Family Residential | Domestic Hot Water | Gas | Southern California Gas Company | Incentive:Paid | 3731 | 29.85 |  | 1 | 125 |  | 125 |  | 2018-10-19 13:09 | 2018-10-23 | TITANIUM POWER INC | Retrofit | Arleta | Los Angeles | 91331 | Owner/Tenant | 5 |  | 30004257 | Butler Sun Solutions, Inc. | SOLAR BUTLER | B-BT1-40-I | Indirect Forced Circulation (IF) | 43.72 |  | BT1 | Glycol | Advanced Controller with a Vacation or Holiday Mode | Solar Storage and Auxiliary Tanks are separate | 40 | 1 | 1 | 65 | Z09 | [18 empty] | Los Angeles | FALSE | 30.07 |  | 2011-06-01: 2018-09-11; 2011-08-03: 2018-10-19; 2011-09-20: 2018-10-23 | 2189 | 3759 | Up-front Payment
SCG-012392 | Low Income Single Family Residential | Domestic Hot Water | Gas | Southern California Gas Company | Incentive:Paid | 4613 | 36.9 |  | 1 | 125 |  | 125 |  | 2018-10-18 07:47 | 2018-10-22 | TITANIUM POWER INC | Retrofit | Arleta | Los Angeles | 91331 | Host Customer is System Owner | 4 |  | 30004257 | Butler Sun Solutions, Inc. | SOLAR BUTLER | B-BT1-40-I | Indirect Forced Circulation (IF) | 43.72 |  | BT1 | Glycol | Advanced Controller with a Vacation or Holiday Mode | Solar Storage and Auxiliary Tanks are separate | 40 | 1 | 1 | 55 | Z09 | [18 empty] | Los Angeles | FALSE | 37.27 |  | 2011-06-01: 2018-09-11; 2011-08-03: 2018-10-18; 2011-09-20: 2018-10-22 | 2188 | 4659 | Up-front Payment
SCG-012393 | Low Income Single Family Residential | Domestic Hot Water | Gas | Southern California Gas Company | Incentive:Paid | 4613 | 36.9 |  | 1 | 125 |  | 125 |  | 2018-10-18 11:54 | 2018-10-22 | TITANIUM POWER INC | Retrofit | Pacoima | Los Angeles | 91331 | Host Customer is System Owner | 4 |  | 30004257 | Butler Sun Solutions, Inc. | SOLAR BUTLER | B-BT1-40-I | Indirect Forced Circulation (IF) | 43.72 |  | BT1 | Glycol | Advanced Controller with a Vacation or Holiday Mode | Solar Storage and Auxiliary Tanks are separate | 40 | 1 | 1 | 55 | Z09 | [18 empty] | Los Angeles | FALSE | 37.27 |  | 2011-06-01: 2018-09-11; 2011-08-03: 2018-10-18; 2011-09-20: 2018-10-22 | 2179 | 4659 | Up-front Payment
SCG-012394 | Low Income Single Family Residential | Domestic Hot Water | Gas | Southern California Gas Company | Incentive:Paid | 4613 | 36.9 |  | 1 | 125 |  | 125 |  | 2018-09-27 14:11 | 2018-10-01 | TITANIUM POWER INC | Retrofit | Pacoima | Los Angeles | 91331 | Host Customer is System Owner | 6 |  | 30004257 | Butler Sun Solutions, Inc. | SOLAR BUTLER | B-BT1-40-I | Indirect Forced Circulation (IF) | 43.72 |  | BT1 | Glycol | Advanced Controller with a Vacation or Holiday Mode | Solar Storage and Auxiliary Tanks are separate | 40 | 1 | 1 | 75 | Z09 | [18 empty] | Los Angeles | FALSE | 37.27 |  | 2011-06-01: 2018-09-11; 2011-08-03: 2018-09-27; 2011-09-20: 2018-10-01 | 2215 | 4659 | Up-front Payment
SCG-012396 | Single Family Residential | Domestic Hot Water | Gas | Southern California Gas Company | Incentive:Paid | 3710 | 25.37 |  | 2 | 148 |  | 148 |  | 2019-06-24 17:19 | 2019-09-05 | TITANIUM POWER INC | Retrofit | Los Angeles | Los Angeles | 90063 | Host Customer is System Owner | 5 |  | 30004272 | Butler Sun Solutions, Inc. | SOLAR BUTLER | BT1-40-I-T | Indirect Forced Circulation (IF) | 43.72 |  | BT1 | Glycol | Advanced Controller with a Vacation or Holiday Mode | Solar Storage with Tankless Auxiliary Water Heater | 40 | 1 | 1 | 65 | Z09 | [18 empty] | Los Angeles | FALSE | 30.13 |  | 2011-06-01: 2018-09-11; 2011-08-03: 2019-06-24; 2011-09-20: 2019-09-05 | 1873 | 4459 | Up-front Payment
SCG-012398 | Low Income Single Family Residential | Domestic Hot Water | Gas | Southern California Gas Company | Incentive:Paid | 4649 | 36.9 |  | 1 | 126 |  | 126 |  | 2018-09-24 13:16 | 2018-09-28 | TITANIUM POWER INC | Retrofit | Los Angeles | Los Angeles | 90011 | Host Customer is System Owner | 4 |  | 30004257 | Butler Sun Solutions, Inc. | SOLAR BUTLER | B-BT1-40-I | Indirect Forced Circulation (IF) | 43.72 |  | BT1 | Glycol | Advanced Controller with a Vacation or Holiday Mode | Solar Storage and Auxiliary Tanks are separate | 40 | 1 | 1 | 55 | Z08 | [18 empty] | Los Angeles | FALSE | 37.26 |  | 2011-06-01: 2018-09-11; 2011-08-03: 2018-09-24; 2011-09-20: 2018-09-28 | 2206 | 4695 | Up-front Payment
SCG-012399 | Single Family Residential | Domestic Hot Water | Gas | Southern California Gas Company | Incentive:Paid | 3710 | 25.37 |  | 2 | 149 |  | 149 |  | 2019-07-22 12:45 | 2020-07-27 | TITANIUM POWER INC | Retrofit | Los Angeles | Los Angeles | 90003 | Host Customer is System Owner | 5 |  | 30004272 | Butler Sun Solutions, Inc. | SOLAR BUTLER | BT1-40-I-T | Indirect Forced Circulation (IF) | 43.72 |  | BT1 | Glycol | Advanced Controller with a Vacation or Holiday Mode | Solar Storage with Tankless Auxiliary Water Heater | 40 | 1 | 1 | 65 | Z08 | [18 empty] | Los Angeles | FALSE | 25.23 |  | 2011-06-01: 2018-09-11; 2011-08-03: 2019-07-22; 2011-09-20: 2020-07-27 | 1545 | 3759 | Up-front Payment
SCG-012400 | Single Family Residential - Disadvantaged Community | Domestic Hot Water | Gas | Southern California Gas Company | Incentive:Paid | 3731 | 29.85 |  | 1 | 125 |  | 125 |  | 2018-10-19 13:07 | 2018-10-29 | TITANIUM POWER INC | Retrofit | Arleta | Los Angeles | 91331 | Host Customer is System Owner | 5 |  | 30004257 | Butler Sun Solutions, Inc. | SOLAR BUTLER | B-BT1-40-I | Indirect Forced Circulation (IF) | 43.72 |  | BT1 | Glycol | Advanced Controller with a Vacation or Holiday Mode | Solar Storage and Auxiliary Tanks are separate | 40 | 1 | 1 | 65 | Z09 | [18 empty] | Los Angeles | FALSE | 30.07 |  | 2011-06-01: 2018-09-11; 2011-08-03: 2018-10-19; 2011-09-20: 2018-10-29 | 2187 | 3759 | Up-front Payment
SCG-012401 | Single Family Residential | Domestic Hot Water | Gas | Southern California Gas Company | Incentive:Paid | 3731 | 29.85 |  | 1 | 125 |  | 125 |  | 2018-10-05 15:31 | 2018-10-11 | TITANIUM POWER INC | Retrofit | Sylmar | Los Angeles | 91342 | Host Customer is System Owner | 6 |  | 30004257 | Butler Sun Solutions, Inc. | SOLAR BUTLER | B-BT1-40-I | Indirect Forced Circulation (IF) | 43.72 |  | BT1 | Glycol | Advanced Controller with a Vacation or Holiday Mode | Solar Storage and Auxiliary Tanks are separate | 40 | 1 | 1 | 75 | Z09 | [18 empty] | Los Angeles | FALSE | 30.07 |  | 2011-06-01: 2018-09-11; 2011-08-03: 2018-10-05; 2011-09-20: 2018-10-11 | 2199 | 3759 | Up-front Payment
SCG-012402 | Single Family Residential | Domestic Hot Water | Gas | Southern California Gas Company | Incentive:Paid | 3710 | 25.37 |  | 2 | 148 |  | 148 |  | 2019-07-12 14:52 | 2020-07-07 | TITANIUM POWER INC | Retrofit | Los Angeles | Los Angeles | 90023 | Host Customer is System Owner | 5 |  | 30004272 | Butler Sun Solutions, Inc. | SOLAR BUTLER | BT1-40-I-T | Indirect Forced Circulation (IF) | 43.72 |  | BT1 | Glycol | Advanced Controller with a Vacation or Holiday Mode | Solar Storage with Tankless Auxiliary Water Heater | 40 | 1 | 1 | 65 | Z09 | [18 empty] | Los Angeles | FALSE | 25.4 |  | 2011-06-01: 2018-09-11; 2011-08-03: 2019-07-12; 2011-09-20: 2020-07-07 | 1570 | 3759 | Up-front Payment
PGE-012403 | Low Income Multifamily Residential | Domestic Hot Water | Gas | Pacific Gas and Electric | Incentive:Paid | 42263 | 24.89 |  | 1 | 1698 |  | 1698 |  | 2018-10-09 14:58 | 2018-12-04 | KEVIN L V SMITH | Retrofit | CONCORD | Contra Costa | 94520 | Host Customer is System Owner | [7 empty] | 478.92 | 39.91 |  | Glycol | Advanced Controller with a Vacation or Holiday Mode | Solar Storage and Auxiliary Tanks are separate |  | 1 | 1 | 1800 | Z12 | 45 | Units | Apartments/Condos | 2009061E | 12 | 1 | 650 | 1 | 120 | 1 | 300000 | TRUE | 140 | 135 |  | Maktinta Energy - Solar Brain MKTCT1006 |  | Maktinta Energy - Solar Brain MKTCT1006 | City of Concord | FALSE | 48.86 |  | 2018-09-11 | 2018-11-02 | 2018-10-09 | 2018-12-04 | 2018-12-19 | 2018-12-20 | 2124 | 82956 | Up-front Payment
PGE-012404 | Low Income Multifamily Residential | Domestic Hot Water | Gas | Pacific Gas and Electric | Incentive:Paid | 61329 | 24.89 |  | 1 | 2464 |  | 2464 |  | 2018-10-09 15:00 | 2018-12-04 | KEVIN L V SMITH | Retrofit | Concord | Contra Costa | 94520 | Host Customer is System Owner | [7 empty] | 718.38 | 39.91 |  | Glycol | Advanced Controller with a Vacation or Holiday Mode | Solar Storage and Auxiliary Tanks are separate |  | 1 | 1 | 2280 | Z12 | 60 | Units | Apartments/Condos | 2009061E | 18 | 1 | 900 | 1 | 120 | 1 | 500000 | TRUE | 140 | 135 |  | Maktinta Energy - Solar Brain MKTCT1006 |  | Maktinta Energy - Solar Brain MKTCT1006 | City of Concord | FALSE | 50.5 |  | 2018-09-11 | 2018-11-02 | 2018-10-09 | 2018-12-04 | 2018-12-19 | 2018-12-20 | 2124 | 124434 | Up-front Payment
SCG-012408 | Low Income Single Family Residential | Domestic Hot Water | Gas | Southern California Gas Company | Incentive:Paid | 5081 | 36.9 |  | 1 | 162 |  | 138 |  | 2018-10-19 13:10 | 2018-11-16 | EVOLUTION ENERGY SOLUTIONS L L C | Retrofit | Los Angeles | Los Angeles | 90003 | Host Customer is System Owner | 4 |  | 2010017C | Alternate Energy Technologies | EAGLESUN | DBS-G2-80-64 | Indirect Forced Circulation (IF) | 65.34 |  | MSC-32 | Automatic Drainback |  | Solar Storage and Auxiliary Tanks are separate | 80 | 1 | 0.85 | 55 | Z08 | [18 empty] | Los Angeles | FALSE | 50.18 |  | 2011-06-01: 2018-09-12; 2011-08-03: 2018-10-19; 2011-09-20: 2018-11-16 | 2161 | 8128.74 | Up-front Payment
SCG-012409 | Low Income Multifamily Residential | Domestic Hot Water | Gas | Southern California Gas Company | Incentive:Paid | 19738 | 24.89 |  | 1 | 793 |  | 793 |  | 2018-11-20 20:23 | 2019-01-03 | PROMISE ENERGY INC | New Construction | Los Angeles | Los Angeles | 90026 | Host Customer is System Owner | [7 empty] | 201.3 | 40.26 |  | Glycol | Steam Back | Solar Storage and Auxiliary Tanks are separate |  | 1 | 1 | 1320 | Z09 | 33 | Units | Apartments/Condos | 2010115A | 5 | 1 | 345 | 3 | 235 | 1 | 300000 | TRUE | 140 | 120 |  |  |  |  | LADBS | FALSE | 61.84 |  | 2018-09-12 |  | 2018-11-20 | 2019-01-03 | 2020-09-18 | 2020-11-06 | 1440 | 49036.79 | Up-front Payment
SCG-012410 | Low Income Multifamily Residential | Domestic Hot Water | Gas | Southern California Gas Company | Incentive:Paid | 19066 | 24.89 |  | 1 | 766 |  | 766 |  | 2018-11-20 20:24 | 2019-01-03 | PROMISE ENERGY INC | New Construction | Los Angeles | Los Angeles | 90026 | Host Customer is System Owner | [7 empty] | 241.56 | 40.26 |  | Glycol | Steam Back | Solar Storage and Auxiliary Tanks are separate |  | 1 | 1 | 1240 | Z09 | 31 | Units | Apartments/Condos | 2010115A | 6 | 1 | 345 | 3 | 235 | 1 | 300000 | TRUE | 140 | 120 |  |  |  |  | LADBS | FALSE | 76.82 |  | 2018-09-12 |  | 2018-11-20 | 2019-01-03 | 2020-09-18 | 2020-11-06 | 1440 | 58844.14 | Up-front Payment
SCG-012411 | Single Family Residential | Domestic Hot Water | Gas | Southern California Gas Company | Incentive:Paid | 3710 | 25.37 |  | 2 | 148 |  | 148 |  | 2019-07-11 13:25 | 2020-06-26 | TITANIUM POWER INC | Retrofit | Los Angeles | Los Angeles | 90023 | Host Customer is System Owner | 7 |  | 30004272 | Butler Sun Solutions, Inc. | SOLAR BUTLER | BT1-40-I-T | Indirect Forced Circulation (IF) | 43.72 |  | BT1 | Glycol | Advanced Controller with a Vacation or Holiday Mode | Solar Storage with Tankless Auxiliary Water Heater | 40 | 1 | 1 | 85 | Z09 | [18 empty] | Los Angeles | FALSE | 25.4 |  | 2011-06-01: 2018-09-13; 2011-08-03: 2019-07-11; 2011-09-20: 2020-06-26 | 1573 | 3759 | Up-front Payment
SCG-012412 | Single Family Residential | Domestic Hot Water | Gas | Southern California Gas Company | Incentive:Paid | 3710 | 25.37 |  | 2 | 149 |  | 149 |  | 2019-07-12 14:51 | 2020-07-07 | TITANIUM POWER INC | Retrofit | Los Angeles | Los Angeles | 90016 | Host Customer is System Owner | 5 |  | 30004272 | Butler Sun Solutions, Inc. | SOLAR BUTLER | BT1-40-I-T | Indirect Forced Circulation (IF) | 43.72 |  | BT1 | Glycol | Advanced Controller with a Vacation or Holiday Mode | Solar Storage with Tankless Auxiliary Water Heater | 40 | 1 | 1 | 65 | Z08 | [18 empty] | Los Angeles | FALSE | 25.23 |  | 2011-06-01: 2018-09-13; 2011-08-03: 2019-07-12; 2011-09-20: 2020-07-07 | 1570 | 3759 | Up-front Payment
SCG-012413 | Commercial/Multifamily Residential | Domestic Hot Water | Gas | Southern California Gas Company | Incentive:Paid | 67495 | 20.19 |  | 1 | 3343 |  | 3343 |  | 2018-09-27 15:47 | 2018-10-05 | ENVIRONMENTAL SOLAR DESIGN INC | Retrofit | Sun Valley | Los Angeles | 91352 | Host Customer is System Owner | [7 empty] | 1105.65 | 40.95 |  | Glycol | Advanced Controller with a Vacation or Holiday Mode | Solar Storage and Auxiliary Tanks are separate |  | 1 | 1 | 1920 | Z09 | 48 | Units | Apartments/Condos | TRB-40 | 27 | 2 | 2000 | 2 | 300 | 3 | 810000 | TRUE | 125 | 132 |  | SunEarth - SETR A503 TTR U + VFS 10-200 |  | SunEarth - SETR A503 TTR U + VFS 10-200 | Los Angeles Building & Safety | FALSE | 39.11 |  | 2018-09-13 |  | 2018-09-27 | 2018-10-05 | 2019-01-07 | 2019-01-08 | 2089 | 130750 | Up-front Payment
SCG-012415 | Low Income Multifamily Residential | Domestic Hot Water | Gas | Southern California Gas Company | Incentive:Paid | 180154 | 24.89 |  | 1 | 7238 |  | 7238 |  | 2018-10-24 09:00 | 2018-11-06 | ALL VALLEY SOLAR INC | Retrofit | Lancaster | Lancaster | 93534 | Host Customer is System Owner | [7 empty] | 1638 | 40.95 |  | Drainback | Drainback (Water) | Solar Storage and Auxiliary Tanks are separate |  | 1 | 1 | 4958 | Z14 | 134 | Units | Apartments/Condos | TRB-40 | 40 | 2 | 2600 | 1 | 534 | 1 | 400000 | TRUE | 135 | 140 |  | SunEarth - SETR A503 TTR U + VFS 10-200 |  | SunEarth - SETR A503 TTR U + VFS 20-400 | City of Lancaster | FALSE | 27.3 |  | 2018-09-18 |  | 2018-10-24 | 2018-11-06 | 2019-01-08 | 2019-01-22 | 2092 | 197568 | Up-front Payment
PGE-012417 | Multifamily Residential - Disadvantaged Community | Domestic Hot Water | Gas | Pacific Gas and Electric | Incentive:Paid | 43247 | 20.19 |  | 1 | 2142 |  | 2142 |  | 2018-09-17 07:59 | 2018-10-19 | EVOLUTION ENERGY SOLUTIONS L L C | Retrofit | Oakland | Alameda | 94601 | Host Customer is System Owner | [7 empty] | 589.68 | 42.12 |  | Drainback | Pressure Stagnation Protection (PSP) | Solar Storage and Auxiliary Tanks are separate |  | 1 | 1 | 1480 | Z03 | 37 | Units | Apartments/Condos | 10001912 | 14 | 1 | 800 | 1 | 200 | 1 | 399900 | TRUE | 140 | 140 |  | SunEarth - SETR A503 TTR U + VFS 10-200 |  | SunEarth - SETR A503 TTR U + VFS 10-200 | City of Oakland | FALSE | 20.19 |  | 2018-09-14 |  | 2018-09-17 | 2018-10-19 | 2019-08-16 | 2019-08-27 | 1871 | 43247 | Up-front Payment
SCG-012418 | Low Income Multifamily Residential | Domestic Hot Water | Gas | Southern California Gas Company | Incentive:Paid | 209574 | 24.89 |  | 1 | 8420 |  | 8420 |  | 2018-10-16 15:28 | 2018-10-23 | ALL VALLEY SOLAR INC | Retrofit | Lancaster | Lancaster | 93534 | Host Customer is System Owner | [7 empty] | 2006.55 | 40.95 |  | Drainback | Drainback (Water) | Solar Storage and Auxiliary Tanks are separate |  | 1 | 1 | 5180 | Z14 | 140 | Units | Apartments/Condos | TRB-40 | 49 | 2 | 3600 | 1 | 119 | 1 | 500000 | TRUE | 135 | 140 |  | SunEarth - SETR A503 TTR U + VFS 20-400 |  | SunEarth - SETR A503 TTR U + VFS 20-400 | City of Lancaster | FALSE | 27.38 |  | 2018-09-20 |  | 2018-10-16 | 2018-10-23 | 2018-12-19 | 2019-01-10 | 2092 | 230568 | Up-front Payment
PGE-012419 | Multifamily Residential - Disadvantaged Community | Domestic Hot Water | Gas | Pacific Gas and Electric | Incentive:Paid | 35050 | 20.19 |  | 1 | 1736 |  | 1736 |  | 2018-09-17 07:57 | 2018-10-19 | EVOLUTION ENERGY SOLUTIONS L L C | Retrofit | Oakland | Alameda | 94601 | Host Customer is System Owner | [7 empty] | 589.68 | 42.12 |  | Drainback | Pressure Stagnation Protection (PSP) | Solar Storage and Auxiliary Tanks are separate |  | 1 | 1 | 1080 | Z03 | 27 | Units | Apartments/Condos | 10001912 | 14 | 1 | 800 | 1 | 200 | 2 | 500000 | TRUE | 140 | 140 |  | SunEarth - SETR A503 TTR U + VFS 10-200 |  | SunEarth - SETR A503 TTR U + VFS 10-200 | City of Oakland | FALSE | 20.19 |  | 2018-09-14 |  | 2018-09-17 | 2018-10-19 | 2019-08-16 | 2019-08-27 | 1871 | 35050 | Up-front Payment
SCG-012420 | Single Family Residential | Domestic Hot Water | Gas | Southern California Gas Company | Incentive:Paid | 4259 | 29.85 |  | 1 | 148 |  | 148 |  | 2019-06-07 15:03 | 2019-07-01 | TITANIUM POWER INC | Retrofit | North Hollywood | Los Angeles | 91605 | Host Customer is System Owner | 6 |  | 30004272 | Butler Sun Solutions, Inc. | SOLAR BUTLER | BT1-40-I-T | Indirect Forced Circulation (IF) | 43.72 |  | BT1 | Glycol | Advanced Controller with a Vacation or Holiday Mode | Solar Storage with Tankless Auxiliary Water Heater | 40 | 1 | 1 | 75 | Z09 | [18 empty] | Los Angeles | FALSE | 28.78 |  | 2011-06-01: 2018-09-14; 2011-08-03: 2019-06-07; 2011-09-20: 2019-07-01 | 1928 | 4259 | Up-front Payment
SCG-012421 | Single Family Residential | Domestic Hot Water | Gas | Southern California Gas Company | Incentive:Paid | 3710 | 25.37 |  | 2 | 149 |  | 149 |  | 2019-07-22 12:38 | 2020-07-27 | TITANIUM POWER INC | Retrofit | Los Angeles | Los Angeles | 90003 | Host Customer is System Owner | 6 |  | 30004272 | Butler Sun Solutions, Inc. | SOLAR BUTLER | BT1-40-I-T | Indirect Forced Circulation (IF) | 43.72 |  | BT1 | Glycol | Advanced Controller with a Vacation or Holiday Mode | Solar Storage with Tankless Auxiliary Water Heater | 40 | 1 | 1 | 75 | Z08 | [18 empty] | Los Angeles | FALSE | 25.23 |  | 2011-06-01: 2018-09-14; 2011-08-03: 2019-07-22; 2011-09-20: 2020-07-27 | 1545 | 3759 | Up-front Payment
PGE-012422 | Multifamily Residential - Disadvantaged Community | Domestic Hot Water | Gas | Pacific Gas and Electric | Incentive:Paid | 45327 | 20.19 |  | 1 | 2245 |  | 2245 |  | 2018-09-17 07:51 | 2018-10-19 | EVOLUTION ENERGY SOLUTIONS L L C | Retrofit | Oakland | Alameda | 94601 | Host Customer is System Owner | [7 empty] | 758.16 | 42.12 |  | Drainback | Pressure Stagnation Protection (PSP) | Solar Storage and Auxiliary Tanks are separate |  | 1 | 1 | 1080 | Z03 | 27 | Units | Apartments/Condos | 10001912 | 18 | 1 | 1300 | 1 | 200 | 2 | 500000 | TRUE | 140 | 140 |  | SunEarth - SETR A503 TTR U + VFS 10-200 |  | SunEarth - SETR A503 TTR U + VFS 10-200 | City of Oakland | FALSE | 20.19 |  | 2018-09-14 | 2019-08-27 | 2018-09-17 | 2018-10-19 | 2019-08-16 | 2019-09-05 | 1864 | 45327 | Up-front Payment
SCG-012423 | Single Family Residential | Domestic Hot Water | Gas | Southern California Gas Company | Incentive:Paid | 3710 | 25.37 |  | 2 | 149 |  | 149 |  | 2019-07-22 12:33 | 2020-07-28 | TITANIUM POWER INC | Retrofit | Los Angeles | Los Angeles | 90037 | Host Customer is System Owner | 4 |  | 30004272 | Butler Sun Solutions, Inc. | SOLAR BUTLER | BT1-40-I-T | Indirect Forced Circulation (IF) | 43.72 |  | BT1 | Glycol | Advanced Controller with a Vacation or Holiday Mode | Solar Storage with Tankless Auxiliary Water Heater | 40 | 1 | 1 | 55 | Z08 | [18 empty] | Los Angeles | FALSE | 25.23 |  | 2011-06-01: 2018-09-14; 2011-08-03: 2019-07-22; 2011-09-20: 2020-07-28 | 1545 | 3759 | Up-front Payment
SDG-012425 | Commercial Pools | Pool Heating | Gas | San Diego Gas and Electric | Incentive:Paid | 3635 | 7 |  | 1 | 649 |  | 649 |  | 2018-10-04 11:06 | 2018-11-06 | SOLAR TECH ENERGY SYSTEMS INC | Retrofit | Carlsbad | San Diego | 92009 | Host Customer is System Owner | [7 empty] | 406.8 | 40.68 |  | Drainback |  |  |  | 1 | 1 |  | Z07 |  |  |  | 10001888 | 10 | 1 | [5 empty] | FALSE | [6 empty] | City of Carlsbad | FALSE | 11.2 |  | 2018-09-21 | 2018-10-08 | 2018-10-04 | 2018-11-06 | 2018-12-18 | 2019-03-20 | 2007 | 7269.48 | Up-front Payment
SDG-012426 | Commercial Pools | Pool Heating | Gas | San Diego Gas and Electric | Incentive:Paid | 29128 | 7 |  | 1 | 5087 |  | 4833 |  | 2019-02-05 11:54 | 2019-04-09 | SOLAR TECH ENERGY SYSTEMS INC | Retrofit | Carlsbad | San Diego | 92010 | Host Customer is System Owner | [7 empty] | 2340.8 | 41.8 |  | Drainback |  |  |  | 0.95 | 1 |  | Z07 |  |  |  | 10001781 | 56 | 1 | [5 empty] | FALSE |  |  |  | Badger - Badger 380 |  | Badger - Badger 380 | City of Carlsbad | FALSE | 11.45 |  | 2019-01-22 | 2019-02-11 | 2019-02-05 | 2019-04-09 | 2019-04-10 | 2019-05-06 | 1950 | 58256 | Up-front Payment
SDG-012427 | Commercial Pools | Pool Heating | Gas | San Diego Gas and Electric | Incentive:Paid | 11375 | 7 |  | 1 | 2229 |  | 2229 |  | 2018-10-04 11:05 | 2018-12-10 | SOLAR TECH ENERGY SYSTEMS INC | Retrofit | Carlsbad | San Diego | 92009 | Host Customer is System Owner | [7 empty] | 1029 | 36.75 |  | Drainback |  |  |  | 1 | 1 |  | Z07 |  |  |  | 10001781 | 28 | 1 | [5 empty] | FALSE |  |  |  | Badger - Badger 380 |  | Badger - Badger 380 | City of Carlsbad | FALSE | 10.21 |  | 2018-09-21 | 2018-11-06 | 2018-10-04 | 2018-12-10 | 2018-12-18 | 2019-03-20 | 2007 | 22750 | Up-front Payment
SCG-012429 | Low Income Single Family Residential | Domestic Hot Water | Gas | Southern California Gas Company | Incentive:Paid | 5397 | 36.9 |  | 1 | 162 |  | 162 |  | 2018-09-25 14:16 | 2018-10-01 | EVOLUTION ENERGY SOLUTIONS L L C | Retrofit | Los Angeles | Los Angeles | 90033 | Host Customer is System Owner | 5 |  | 2010017C | Alternate Energy Technologies | EAGLESUN | DBS-G2-80-64 | Indirect Forced Circulation (IF) | 65.34 |  | MSC-32 | Automatic Drainback |  | Solar Storage and Auxiliary Tanks are separate | 80 | 1 | 1 | 65 | Z09 | [18 empty] | Los Angeles | FALSE | 50.18 |  | 2011-06-01: 2018-09-17; 2011-08-03: 2018-09-25; 2011-09-20: 2018-10-01 | 2196 | 8128.87 | Up-front Payment
SCG-012430 | Single Family Residential | Domestic Hot Water | Gas | Southern California Gas Company | Incentive:Paid | 3710 | 25.37 |  | 2 | 148 |  | 148 |  | 2019-07-01 13:55 | 2019-09-05 | TITANIUM POWER INC | Retrofit | Los Angeles | Los Angeles | 90023 | Host Customer is System Owner | 5 |  | 30004272 | Butler Sun Solutions, Inc. | SOLAR BUTLER | BT1-40-I-T | Indirect Forced Circulation (IF) | 43.72 |  | BT1 | Glycol | Advanced Controller with a Vacation or Holiday Mode | Solar Storage with Tankless Auxiliary Water Heater | 40 | 1 | 1 | 65 | Z09 | [18 empty] | Los Angeles | FALSE | 25.4 |  | 2011-06-01: 2018-09-17; 2011-08-03: 2019-07-01; 2011-09-20: 2019-09-05 | 1874 | 3759 | Up-front Payment
SCG-012431 | Single Family Residential | Domestic Hot Water | Gas | Southern California Gas Company | Incentive:Paid | 3710 | 25.37 |  | 2 | 148 |  | 148 |  | 2019-06-25 10:01 | 2019-09-05 | TITANIUM POWER INC | Retrofit | Los Angeles | Los Angeles | 90023 | Host Customer is System Owner | 5 |  | 30004272 | Butler Sun Solutions, Inc. | SOLAR BUTLER | BT1-40-I-T | Indirect Forced Circulation (IF) | 43.72 |  | BT1 | Glycol | Advanced Controller with a Vacation or Holiday Mode | Solar Storage with Tankless Auxiliary Water Heater | 40 | 1 | 1 | 65 | Z09 | [18 empty] | Los Angeles | FALSE | 30.13 |  | 2011-06-01: 2018-09-17; 2011-08-03: 2019-06-25; 2011-09-20: 2019-09-05 | 1874 | 4459 | Up-front Payment
SCG-012432 | Single Family Residential | Domestic Hot Water | Gas | Southern California Gas Company | Incentive:Paid | 4366 | 29.85 |  | 1 | 148 |  | 148 |  | 2019-06-21 15:39 | 2019-07-23 | TITANIUM POWER INC | Retrofit | Los Angeles | Los Angeles | 90023 | Host Customer is System Owner | 4 |  | 30004272 | Butler Sun Solutions, Inc. | SOLAR BUTLER | BT1-40-I-T | Indirect Forced Circulation (IF) | 43.72 |  | BT1 | Glycol | Advanced Controller with a Vacation or Holiday Mode | Solar Storage with Tankless Auxiliary Water Heater | 40 | 1 | 1 | 55 | Z09 | [18 empty] | Los Angeles | FALSE | 30.13 |  | 2011-06-01: 2018-09-17; 2011-08-03: 2019-06-21; 2011-09-20: 2019-07-23 | 1919 | 4459 | Up-front Payment
SCG-012433 | Single Family Residential | Domestic Hot Water | Gas | Southern California Gas Company | Incentive:Paid | 4366 | 29.85 |  | 1 | 148 |  | 148 |  | 2019-06-21 15:47 | 2019-07-23 | TITANIUM POWER INC | Retrofit | Los Angeles | Los Angeles | 90023 | Host Customer is System Owner | 4 |  | 30004272 | Butler Sun Solutions, Inc. | SOLAR BUTLER | BT1-40-I-T | Indirect Forced Circulation (IF) | 43.72 |  | BT1 | Glycol | Advanced Controller with a Vacation or Holiday Mode | Solar Storage with Tankless Auxiliary Water Heater | 40 | 1 | 1 | 55 | Z09 | [18 empty] | Los Angeles | FALSE | 30.13 |  | 2011-06-01: 2018-09-17; 2011-08-03: 2019-06-21; 2011-09-20: 2019-07-23 | 1919 | 4459 | Up-front Payment
SCG-012434 | Single Family Residential | Domestic Hot Water | Gas | Southern California Gas Company | Incentive:Paid | 3591 | 25.37 |  | 2 | 149 |  | 142 |  | 2019-07-17 13:44 | 2020-07-21 | TITANIUM POWER INC | Retrofit | Los Angeles | Los Angeles | 90016 | Host Customer is System Owner | 4 |  | 30004272 | Butler Sun Solutions, Inc. | SOLAR BUTLER | BT1-40-I-T | Indirect Forced Circulation (IF) | 43.72 |  | BT1 | Glycol | Advanced Controller with a Vacation or Holiday Mode | Solar Storage with Tankless Auxiliary Water Heater | 40 | 1 | 0.95 | 55 | Z08 | [18 empty] | Los Angeles | FALSE | 24.56 |  | 2011-06-01: 2018-09-17; 2011-08-03: 2019-07-17; 2011-09-20: 2020-07-21 | 1552 | 3659 | Up-front Payment
SCG-012435 | Single Family Residential | Domestic Hot Water | Gas | Southern California Gas Company | Incentive:Canceled | 3759 | 25.37 |  | 2 | 149 |  | 149 |  | 2019-07-12 14:50 |  | TITANIUM POWER INC | Retrofit | Los Angeles | Los Angeles | 90016 | Host Customer is System Owner | 4 |  | 30004272 | Butler Sun Solutions, Inc. | SOLAR BUTLER | BT1-40-I-T | Indirect Forced Circulation (IF) | 43.72 |  | BT1 | Glycol | Advanced Controller with a Vacation or Holiday Mode | Solar Storage with Tankless Auxiliary Water Heater | 40 | 1 | 1 | 55 | Z08 | [18 empty] | Los Angeles | FALSE | 25.23 |  | 2011-06-01: 2018-09-17; 2011-06-21: 2019-07-18; 2011-08-03: 2019-07-12 | 1928 | 3759 | Up-front Payment
SCG-012437 | Single Family Residential - Disadvantaged Community | Domestic Hot Water | Gas | Southern California Gas Company | Incentive:Paid | 3573 | 29.85 |  | 1 | 126 |  | 120 |  | 2018-10-05 15:37 | 2018-10-12 | TITANIUM POWER INC | Retrofit | Los Angeles | Los Angeles | 90016 | Host Customer is System Owner | 5 |  | 30004257 | Butler Sun Solutions, Inc. | SOLAR BUTLER | B-BT1-40-I | Indirect Forced Circulation (IF) | 43.72 |  | BT1 | Glycol | Advanced Controller with a Vacation or Holiday Mode | Solar Storage and Auxiliary Tanks are separate | 40 | 1 | 0.95 | 65 | Z08 | [18 empty] | Los Angeles | FALSE | 28.96 |  | 2011-06-01: 2018-09-17; 2011-08-03: 2018-10-05; 2011-09-20: 2018-10-12 | 2202 | 3649 | Up-front Payment
SCG-012438 | Single Family Residential - Disadvantaged Community | Domestic Hot Water | Gas | Southern California Gas Company | Incentive:Paid | 3731 | 29.85 |  | 1 | 125 |  | 125 |  | 2018-09-20 12:58 | 2018-10-02 | TITANIUM POWER INC | Retrofit | Sun Valley | Los Angeles | 91352 | Host Customer is System Owner | 4 |  | 30004257 | Butler Sun Solutions, Inc. | SOLAR BUTLER | B-BT1-40-I | Indirect Forced Circulation (IF) | 43.72 |  | BT1 | Glycol | Advanced Controller with a Vacation or Holiday Mode | Solar Storage and Auxiliary Tanks are separate | 40 | 1 | 1 | 55 | Z09 | [18 empty] | Los Angeles | FALSE | 30.07 |  | 2011-06-01: 2018-09-17; 2011-08-03: 2018-09-20; 2011-09-20: 2018-10-02 | 2214 | 3759 | Up-front Payment
SCG-012439 | Single Family Residential | Domestic Hot Water | Gas | Southern California Gas Company | Incentive:Paid | 3710 | 25.37 |  | 2 | 148 |  | 148 |  | 2019-07-22 12:37 | 2020-07-28 | TITANIUM POWER INC | Retrofit | Los Angeles | Los Angeles | 90023 | Host Customer is System Owner | 4 |  | 30004272 | Butler Sun Solutions, Inc. | SOLAR BUTLER | BT1-40-I-T | Indirect Forced Circulation (IF) | 43.72 |  | BT1 | Glycol | Advanced Controller with a Vacation or Holiday Mode | Solar Storage with Tankless Auxiliary Water Heater | 40 | 1 | 1 | 55 | Z09 | [18 empty] | Los Angeles | FALSE | 25.4 |  | 2011-06-01: 2018-09-17; 2011-08-03: 2019-07-22; 2011-09-20: 2020-07-28 | 1545 | 3759 | Up-front Payment
SCG-012440 | Single Family Residential | Domestic Hot Water | Gas | Southern California Gas Company | Incentive:Paid | 3710 | 25.37 |  | 2 | 148 |  | 148 |  | 2019-07-16 15:44 | 2020-07-16 | TITANIUM POWER INC | Retrofit | Los Angeles | Los Angeles | 90063 | Host Customer is System Owner | 4 |  | 30004272 | Butler Sun Solutions, Inc. | SOLAR BUTLER | BT1-40-I-T | Indirect Forced Circulation (IF) | 43.72 |  | BT1 | Glycol | Advanced Controller with a Vacation or Holiday Mode | Solar Storage with Tankless Auxiliary Water Heater | 40 | 1 | 1 | 55 | Z09 | [18 empty] | Los Angeles | FALSE | 25.4 |  | 2011-06-01: 2018-09-17; 2011-08-03: 2019-07-16; 2011-09-20: 2020-07-16 | 1559 | 3759 | Up-front Payment
SCG-012441 | Single Family Residential | Domestic Hot Water | Gas | Southern California Gas Company | Incentive:Paid | 3710 | 25.37 |  | 2 | 148 |  | 148 |  | 2019-06-24 12:39 | 2019-09-03 | TITANIUM POWER INC | Retrofit | Los Angeles | Los Angeles | 90023 | Host Customer is System Owner | 6 |  | 30004272 | Butler Sun Solutions, Inc. | SOLAR BUTLER | BT1-40-I-T | Indirect Forced Circulation (IF) | 43.72 |  | BT1 | Glycol | Advanced Controller with a Vacation or Holiday Mode | Solar Storage with Tankless Auxiliary Water Heater | 40 | 1 | 1 | 75 | Z09 | [18 empty] | Los Angeles | FALSE | 30.13 |  | 2011-06-01: 2018-09-17; 2011-08-03: 2019-06-24; 2011-09-20: 2019-09-03 | 1878 | 4459 | Up-front Payment
SCG-012442 | Single Family Residential | Domestic Hot Water | Gas | Southern California Gas Company | Incentive:Paid | 4366 | 29.85 |  | 1 | 149 |  | 149 |  | 2019-06-19 12:45 | 2019-07-08 | TITANIUM POWER INC | Retrofit | Los Angeles | Los Angeles | 90016 | Host Customer is System Owner | 4 |  | 30004272 | Butler Sun Solutions, Inc. | SOLAR BUTLER | BT1-40-I-T | Indirect Forced Circulation (IF) | 43.72 |  | BT1 | Glycol | Advanced Controller with a Vacation or Holiday Mode | Solar Storage with Tankless Auxiliary Water Heater | 40 | 1 | 1 | 55 | Z08 | [18 empty] | Los Angeles | FALSE | 29.93 |  | 2011-06-01: 2018-09-18; 2011-08-03: 2019-06-19; 2011-09-20: 2019-07-08 | 1927 | 4459 | Up-front Payment
SCG-012443 | Low Income Single Family Residential | Domestic Hot Water | Gas | Southern California Gas Company | Incentive:Paid | 4649 | 36.9 |  | 1 | 126 |  | 126 |  | 2018-10-05 15:18 | 2018-10-25 | TITANIUM POWER INC | Retrofit | Los Angeles | Los Angeles | 90016 | Host Customer is System Owner | 5 |  | 30004257 | Butler Sun Solutions, Inc. | SOLAR BUTLER | B-BT1-40-I | Indirect Forced Circulation (IF) | 43.72 |  | BT1 | Glycol | Advanced Controller with a Vacation or Holiday Mode | Solar Storage and Auxiliary Tanks are separate | 40 | 1 | 1 | 65 | Z08 | [18 empty] | Los Angeles | FALSE | 37.26 |  | 2011-06-01: 2018-09-18; 2011-08-03: 2018-10-05; 2011-09-20: 2018-10-25 | 2192 | 4695 | Up-front Payment
SCG-012445 | Single Family Residential | Domestic Hot Water | Gas | Southern California Gas Company | Incentive:Paid | 3710 | 25.37 |  | 2 | 149 |  | 149 |  | 2019-07-22 12:46 | 2020-07-28 | TITANIUM POWER INC | Retrofit | Los Angeles | Los Angeles | 90044 | Host Customer is System Owner | 7 |  | 30004272 | Butler Sun Solutions, Inc. | SOLAR BUTLER | BT1-40-I-T | Indirect Forced Circulation (IF) | 43.72 |  | BT1 | Glycol | Advanced Controller with a Vacation or Holiday Mode | Solar Storage with Tankless Auxiliary Water Heater | 40 | 1 | 1 | 85 | Z08 | [18 empty] | Los Angeles | FALSE | 25.23 |  | 2011-06-01: 2018-09-18; 2011-08-03: 2019-07-22; 2011-09-20: 2020-07-28 | 1545 | 3759 | Up-front Payment
SCG-012446 | Single Family Residential | Domestic Hot Water | Gas | Southern California Gas Company | Incentive:Paid | 3710 | 25.37 |  | 2 | 149 |  | 149 |  | 2019-07-22 12:42 | 2020-07-28 | TITANIUM POWER INC | Retrofit | Los Angeles | Los Angeles | 90044 | Host Customer is System Owner | 7 |  | 30004272 | Butler Sun Solutions, Inc. | SOLAR BUTLER | BT1-40-I-T | Indirect Forced Circulation (IF) | 43.72 |  | BT1 | Glycol | Advanced Controller with a Vacation or Holiday Mode | Solar Storage with Tankless Auxiliary Water Heater | 40 | 1 | 1 | 85 | Z08 | [18 empty] | Los Angeles | FALSE | 25.23 |  | 2011-06-01: 2018-09-18; 2011-08-03: 2019-07-22; 2011-09-20: 2020-07-28 | 1545 | 3759 | Up-front Payment
SCG-012447 | Low Income Single Family Residential | Domestic Hot Water | Gas | Southern California Gas Company | Incentive:Paid | 5380 | 36.9 |  | 1 | 162 |  | 146 |  | 2018-09-25 14:17 | 2018-10-01 | EVOLUTION ENERGY SOLUTIONS L L C | Retrofit | El Monte | Los Angeles | 91732 | Host Customer is System Owner | 4 |  | 2010017C | Alternate Energy Technologies | EAGLESUN | DBS-G2-80-64 | Indirect Forced Circulation (IF) | 65.34 |  | MSC-32 | Automatic Drainback | Drainback (Water) | Solar Storage and Auxiliary Tanks are separate | 80 | 1 | 0.9 | 55 | Z09 | [18 empty] | El Monte | FALSE | 50.18 |  | 2011-06-01: 2018-09-18; 2011-08-03: 2018-09-25; 2011-09-20: 2018-10-01 | 2194 | 8128.85 | Up-front Payment
SCG-012448 | Low Income Single Family Residential | Domestic Hot Water | Gas | Southern California Gas Company | Incentive:Paid | 4613 | 36.9 |  | 1 | 125 |  | 125 |  | 2018-10-17 08:21 | 2018-10-18 | TITANIUM POWER INC | Retrofit | Pacoima | Los Angeles | 91331 | Host Customer is System Owner | 5 |  | 30004257 | Butler Sun Solutions, Inc. | SOLAR BUTLER | B-BT1-40-I | Indirect Forced Circulation (IF) | 43.72 |  | BT1 | Glycol | Advanced Controller with a Vacation or Holiday Mode | Solar Storage and Auxiliary Tanks are separate | 40 | 1 | 1 | 65 | Z09 | [18 empty] | Los Angeles | FALSE | 37.27 |  | 2011-06-01: 2018-09-18; 2011-08-03: 2018-10-17; 2011-09-20: 2018-10-18 | 2194 | 4659 | Up-front Payment
SCG-012449 | Low Income Single Family Residential | Domestic Hot Water | Gas | Southern California Gas Company | Incentive:Paid | 4613 | 36.9 |  | 1 | 125 |  | 125 |  | 2018-10-05 15:22 | 2018-10-11 | TITANIUM POWER INC | Retrofit | Pacoima | Los Angeles | 91331 | Host Customer is System Owner | 5 |  | 30004257 | Butler Sun Solutions, Inc. | SOLAR BUTLER | B-BT1-40-I | Indirect Forced Circulation (IF) | 43.72 |  | BT1 | Glycol | Advanced Controller with a Vacation or Holiday Mode | Solar Storage and Auxiliary Tanks are separate | 40 | 1 | 1 | 65 | Z09 | [18 empty] | Los Angeles | FALSE | 37.27 |  | 2011-06-01: 2018-09-18; 2011-08-03: 2018-10-05; 2011-09-20: 2018-10-11 | 2199 | 4659 | Up-front Payment
SCG-012450 | Single Family Residential | Domestic Hot Water | Gas | Southern California Gas Company | Incentive:Paid | 3567 | 25.37 |  | 2 | 148 |  | 141 |  | 2019-07-01 13:46 | 2019-09-05 | TITANIUM POWER INC | Retrofit | San Fernando | Los Angeles | 91340 | Host Customer is System Owner | 5 |  | 30004272 | Butler Sun Solutions, Inc. | SOLAR BUTLER | BT1-40-I-T | Indirect Forced Circulation (IF) | 43.72 |  | BT1 | Glycol | Advanced Controller with a Vacation or Holiday Mode | Solar Storage with Tankless Auxiliary Water Heater | 40 | 1 | 0.95 | 65 | Z09 | [18 empty] | Los Angeles | FALSE | 24.72 |  | 2011-06-01: 2018-09-18; 2011-08-03: 2019-07-01; 2011-09-20: 2019-09-05 | 1874 | 3659 | Up-front Payment
SCG-012451 | Single Family Residential | Domestic Hot Water | Gas | Southern California Gas Company | Incentive:Paid | 3567 | 25.37 |  | 2 | 148 |  | 141 |  | 2019-06-24 14:35 | 2019-09-03 | TITANIUM POWER INC | Retrofit | San Fernando | Los Angeles | 91340 | Host Customer is System Owner | 4 |  | 30004272 | Butler Sun Solutions, Inc. | SOLAR BUTLER | BT1-40-I-T | Indirect Forced Circulation (IF) | 43.72 |  | BT1 | Glycol | Advanced Controller with a Vacation or Holiday Mode | Solar Storage with Tankless Auxiliary Water Heater | 40 | 1 | 0.95 | 55 | Z09 | [18 empty] | Los Angeles | FALSE | 28.78 |  | 2011-06-01: 2018-09-18; 2011-08-03: 2019-06-24; 2011-09-20: 2019-09-03 | 1878 | 4259 | Up-front Payment
SCG-012452 | Low Income Single Family Residential | Domestic Hot Water | Gas | Southern California Gas Company | Incentive:Paid | 4649 | 36.9 |  | 1 | 126 |  | 126 |  | 2018-10-26 11:42 | 2018-10-29 | TITANIUM POWER INC | Retrofit | Los Angeles | Los Angeles | 90003 | Host Customer is System Owner | 4 |  | 30004257 | Butler Sun Solutions, Inc. | SOLAR BUTLER | B-BT1-40-I | Indirect Forced Circulation (IF) | 43.72 |  | BT1 | Glycol | Advanced Controller with a Vacation or Holiday Mode | Solar Storage and Auxiliary Tanks are separate | 40 | 1 | 1 | 55 | Z08 | [18 empty] | Los Angeles | FALSE | 37.26 |  | 2011-06-01: 2018-09-18; 2011-08-03: 2018-10-26; 2011-09-20: 2018-10-29 | 2171 | 4695 | Up-front Payment
SCG-012453 | Low Income Single Family Residential | Domestic Hot Water | Gas | Southern California Gas Company | Incentive:Paid | 4613 | 36.9 |  | 1 | 125 |  | 125 |  | 2018-10-26 14:01 | 2018-10-29 | TITANIUM POWER INC | Retrofit | Los Angeles | Los Angeles | 90023 | Host Customer is System Owner | 4 |  | 30004260 | Butler Sun Solutions, Inc. | SOLAR BUTLER | B-BT1-50-I | Indirect Forced Circulation (IF) | 43.72 |  | BT1 | Glycol | Advanced Controller with a Vacation or Holiday Mode | Solar Storage and Auxiliary Tanks are separate | 50 | 1 | 1 | 55 | Z09 | [18 empty] | Los Angeles | FALSE | 37.27 |  | 2011-06-01: 2018-09-18; 2011-08-03: 2018-10-26; 2011-09-20: 2018-10-29 | 2186 | 4659 | Up-front Payment
SCG-012454 | Single Family Residential | Domestic Hot Water | Gas | Southern California Gas Company | Incentive:Paid | 3710 | 25.37 |  | 2 | 148 |  | 148 |  | 2019-06-25 14:14 | 2019-09-05 | TITANIUM POWER INC | Retrofit | Los Angeles | Los Angeles | 90023 | Host Customer is System Owner | 4 |  | 30004272 | Butler Sun Solutions, Inc. | SOLAR BUTLER | BT1-40-I-T | Indirect Forced Circulation (IF) | 43.72 |  | BT1 | Glycol | Advanced Controller with a Vacation or Holiday Mode | Solar Storage with Tankless Auxiliary Water Heater | 40 | 1 | 1 | 55 | Z09 | [18 empty] | Los Angeles | FALSE | 30.13 |  | 2011-06-01: 2018-09-18; 2011-08-03: 2019-06-25; 2011-09-20: 2019-09-05 | 1874 | 4459 | Up-front Payment
SCG-012455 | Single Family Residential | Domestic Hot Water | Gas | Southern California Gas Company | Incentive:Paid | 4366 | 29.85 |  | 1 | 149 |  | 149 |  | 2019-06-19 12:53 | 2019-07-08 | TITANIUM POWER INC | Retrofit | Los Angeles | Los Angeles | 90018 | Host Customer is System Owner | 6 |  | 30004272 | Butler Sun Solutions, Inc. | SOLAR BUTLER | BT1-40-I-T | Indirect Forced Circulation (IF) | 43.72 |  | BT1 | Glycol | Advanced Controller with a Vacation or Holiday Mode | Solar Storage with Tankless Auxiliary Water Heater | 40 | 1 | 1 | 75 | Z08 | [18 empty] | Los Angeles | FALSE | 29.58 |  | 2011-06-01: 2018-09-18; 2011-08-03: 2019-06-19; 2011-09-20: 2019-07-08 | 1927 | 4407 | Up-front Payment
SCG-012456 | Commercial Pools | Pool Heating | Gas | Southern California Gas Company | Incentive:Paid | 6194 | 7 |  | 1 | 1199 |  | 1139 |  | 2018-09-21 10:23 | 2018-10-02 | SOLARPONICS INC | Retrofit | Paso Robles | San Luis Obispo | 93446 | Host Customer is System Owner | [7 empty] | 579.6 | 48.3 |  | Drainback |  |  |  | 0.95 | 1 |  | Z04 |  |  |  | 10001884 | 12 | 1 | [5 empty] | FALSE |  |  |  | Badger 3050 |  | Badger 3050 | State of California HUD | FALSE | 10.33 |  | 2018-09-18 |  | 2018-09-21 | 2018-10-02 | 2019-02-11 | 2019-03-08 | 2055 | 12387 | Up-front Payment
SCG-012457 | Single Family Residential | Domestic Hot Water | Gas | Southern California Gas Company | Incentive:Paid | 3710 | 25.37 |  | 2 | 149 |  | 149 |  | 2019-07-03 13:56 | 2020-06-09 | TITANIUM POWER INC | Retrofit | Los Angeles | Los Angeles | 90018 | Host Customer is System Owner | 6 |  | 30004272 | Butler Sun Solutions, Inc. | SOLAR BUTLER | BT1-40-I-T | Indirect Forced Circulation (IF) | 43.72 |  | BT1 | Glycol | Advanced Controller with a Vacation or Holiday Mode | Solar Storage with Tankless Auxiliary Water Heater | 40 | 1 | 1 | 75 | Z08 | [18 empty] | Los Angeles | FALSE | 25.23 |  | 2011-06-01: 2018-09-19; 2011-08-03: 2019-07-03; 2011-09-20: 2020-06-09 | 1593 | 3759 | Up-front Payment
SCG-012458 | Single Family Residential | Domestic Hot Water | Gas | Southern California Gas Company | Incentive:Paid | 3171 | 25.37 |  | 2 | 125 |  | 125 |  | 2019-06-25 14:18 | 2019-09-05 | TITANIUM POWER INC | Retrofit | Los Angeles | Los Angeles | 90023 | Host Customer is System Owner | 4 |  | 30004257 | Butler Sun Solutions, Inc. | SOLAR BUTLER | B-BT1-40-I | Indirect Forced Circulation (IF) | 43.72 |  | BT1 | Glycol | Advanced Controller with a Vacation or Holiday Mode | Solar Storage with Tankless Auxiliary Water Heater | 40 | 1 | 1 | 55 | Z09 | [18 empty] | Los Angeles | FALSE | 35.67 |  | 2011-06-01: 2018-09-19; 2011-08-03: 2019-06-25; 2011-09-20: 2019-09-05 | 1873 | 4459 | Up-front Payment
SCG-012459 | Commercial Pools | Pool Heating | Gas | Southern California Gas Company | Incentive:Paid | 11335 | 7 |  | 1 | 2267 |  | 2267 |  | 2019-01-05 13:47 | 2019-01-07 | REVCO SOLAR ENGINEERING INC | Retrofit | Westminster | Orange | 92683 | Host Customer is System Owner | [7 empty] | 792 | 36 |  | Drainback |  |  |  | 1 | 1 |  | Z06 |  |  |  | 10001954 | 22 | 1 | [5 empty] | FALSE |  |  |  | SETR A503 TTR U + VFS 20-400 |  | SETR A503 TTR U + VFS 20-400 | City of Westminster | FALSE | 10 |  | 2018-09-19 |  | 2019-01-05 | 2019-01-07 | 2019-01-11 | 2019-01-15 | 2109 | 22670 | Up-front Payment
SCG-012460 | Single Family Residential | Domestic Hot Water | Gas | Southern California Gas Company | Incentive:Paid | 4197 | 29.85 |  | 1 | 148 |  | 141 |  | 2019-06-19 13:02 | 2019-07-08 | TITANIUM POWER INC | Retrofit | Los Angeles | Los Angeles | 90063 | Host Customer is System Owner | 4 |  | 30004272 | Butler Sun Solutions, Inc. | SOLAR BUTLER | BT1-40-I-T | Indirect Forced Circulation (IF) | 43.72 |  | BT1 | Glycol | Advanced Controller with a Vacation or Holiday Mode | Solar Storage with Tankless Auxiliary Water Heater | 40 | 1 | 0.95 | 55 | Z09 | [18 empty] | Los Angeles | FALSE | 28.78 |  | 2011-06-01: 2018-09-20; 2011-08-03: 2019-06-19; 2011-09-20: 2019-07-08 | 1927 | 4259 | Up-front Payment
SCG-012461 | Single Family Residential | Domestic Hot Water | Gas | Southern California Gas Company | Incentive:Paid | 4366 | 29.85 |  | 1 | 148 |  | 148 |  | 2019-06-14 15:07 | 2019-07-01 | TITANIUM POWER INC | Retrofit | Los Angeles | Los Angeles | 90023 | Host Customer is System Owner | 7 |  | 30004272 | Butler Sun Solutions, Inc. | SOLAR BUTLER | BT1-40-I-T | Indirect Forced Circulation (IF) | 43.72 |  | BT1 | Glycol | Advanced Controller with a Vacation or Holiday Mode | Solar Storage with Tankless Auxiliary Water Heater | 40 | 1 | 1 | 85 | Z09 | [18 empty] | Los Angeles | FALSE | 30.13 |  | 2011-06-01: 2018-09-20; 2011-08-03: 2019-06-14; 2011-09-20: 2019-07-01 | 1927 | 4459 | Up-front Payment
SCG-012462 | Commercial Pools | Pool Heating | Gas | Southern California Gas Company | Incentive:Paid | 3410 | 5 |  | 1 | 568 |  | 568 |  | 2018-09-21 10:56 | 2018-10-02 | SUNTREK INDUSTRIES INC | Retrofit | Palm Desert | Riverside | 92260 | Host Customer is System Owner | [7 empty] | 288 | 24 |  | Manual Drainback |  |  |  | 1 | 1 |  | Z15 |  |  |  | 2007048A | 12 | 1 | [5 empty] | FALSE | [6 empty] | Palm Desert | FALSE | 12.01 |  | 2018-09-20 |  | 2018-09-21 | 2018-10-02 | 2018-12-05 | 2018-12-14 | 2117 | 6820 | Up-front Payment
SCG-012463 | Single Family Residential - Disadvantaged Community | Domestic Hot Water | Gas | Southern California Gas Company | Incentive:Paid | 3545 | 29.85 |  | 1 | 125 |  | 119 |  | 2019-01-18 12:36 | 2019-01-28 | TITANIUM POWER INC | Retrofit | Los Angeles | Los Angeles | 90023 | Host Customer is System Owner | 4 |  | 30004257 | Butler Sun Solutions, Inc. | SOLAR BUTLER | B-BT1-40-I | Indirect Forced Circulation (IF) | 43.72 |  | BT1 | Glycol | Advanced Controller with a Vacation or Holiday Mode | Solar Storage and Auxiliary Tanks are separate | 40 | 1 | 0.95 | 55 | Z09 | [18 empty] | Los Angeles | FALSE | 28.87 |  | 2011-06-01: 2018-09-20; 2011-08-03: 2019-01-18; 2011-09-20: 2019-01-28 | 2096 | 3609 | Up-front Payment
SCG-012464 | Single Family Residential - Disadvantaged Community | Domestic Hot Water | Gas | Southern California Gas Company | Incentive:Paid | 3731 | 29.85 |  | 1 | 125 |  | 125 |  | 2018-10-26 13:20 | 2018-10-29 | TITANIUM POWER INC | Retrofit | Sun Valley | Los Angeles | 91352 | Host Customer is System Owner | 6 |  | 30004257 | Butler Sun Solutions, Inc. | SOLAR BUTLER | B-BT1-40-I | Indirect Forced Circulation (IF) | 43.72 |  | BT1 | Glycol | Advanced Controller with a Vacation or Holiday Mode | Solar Storage and Auxiliary Tanks are separate | 40 | 1 | 1 | 75 | Z09 | [18 empty] | Los Angeles | FALSE | 30.07 |  | 2011-06-01: 2018-09-20; 2011-08-03: 2018-10-26; 2011-09-20: 2018-10-29 | 2187 | 3759 | Up-front Payment
SCG-012465 | Low Income Single Family Residential | Domestic Hot Water | Gas | Southern California Gas Company | Incentive:Paid | 4417 | 36.9 |  | 1 | 126 |  | 120 |  | 2018-09-24 12:57 | 2018-10-10 | TITANIUM POWER INC | Retrofit | Los Angeles | Los Angeles | 90011 | Host Customer is System Owner | 7 |  | 30004257 | Butler Sun Solutions, Inc. | SOLAR BUTLER | B-BT1-40-I | Indirect Forced Circulation (IF) | 43.72 |  | BT1 | Glycol | Advanced Controller with a Vacation or Holiday Mode | Solar Storage and Auxiliary Tanks are separate | 40 | 1 | 0.95 | 85 | Z08 | [18 empty] | Los Angeles | FALSE | 35.39 |  | 2011-06-01: 2018-09-21; 2011-08-03: 2018-09-24; 2011-09-20: 2018-10-10 | 2206 | 4459 | Up-front Payment
SCG-012467 | Single Family Residential | Domestic Hot Water | Gas | Southern California Gas Company | Incentive:Paid | 3710 | 25.37 |  | 2 | 148 |  | 148 |  | 2019-06-27 15:19 | 2019-08-29 | TITANIUM POWER INC | Retrofit | Winnetka | Los Angeles | 91306 | Host Customer is System Owner | 4 |  | 30004272 | Butler Sun Solutions, Inc. | SOLAR BUTLER | BT1-40-I-T | Indirect Forced Circulation (IF) | 43.72 |  | BT1 | Glycol | Advanced Controller with a Vacation or Holiday Mode | Solar Storage with Tankless Auxiliary Water Heater | 40 | 1 | 1 | 55 | Z09 | [18 empty] | Los Angeles | FALSE | 25.4 |  | 2011-06-01: 2018-09-21; 2011-08-03: 2019-06-27; 2011-09-20: 2019-08-29 | 1878 | 3759 | Up-front Payment
SCG-012469 | Low Income Single Family Residential | Domestic Hot Water | Gas | Southern California Gas Company | Incentive:Canceled | 4066 | 36.9 |  | 1 | 116 |  | 110 |  |  |  | TITANIUM POWER INC | Retrofit | Los Angeles | Los Angeles | 90011 | Host Customer is System Owner | 4 |  | 30004271 | Butler Sun Solutions, Inc. | SOLAR BUTLER | B-BT1-30-I | Indirect Forced Circulation (IF) | 43.72 |  | BT1 | Glycol | Advanced Controller with a Vacation or Holiday Mode | Solar Storage and Auxiliary Tanks are separate |  | 1 | 0.95 | 55 | Z08 | [18 empty] | Los Angeles | FALSE | 35.42 |  | 2011-06-01: 2018-09-21; 2011-06-21: 2018-09-24 | 2224 | 4109 | Up-front Payment
SCG-012470 | Low Income Single Family Residential | Domestic Hot Water | Gas | Southern California Gas Company | Incentive:Paid | 4649 | 36.9 |  | 1 | 126 |  | 126 |  | 2018-10-23 08:23 | 2018-10-29 | TITANIUM POWER INC | Retrofit | Los Angeles | Los Angeles | 90011 | Host Customer is System Owner | 6 |  | 30004257 | Butler Sun Solutions, Inc. | SOLAR BUTLER | B-BT1-40-I | Indirect Forced Circulation (IF) | 43.72 |  | BT1 | Glycol | Advanced Controller with a Vacation or Holiday Mode | Solar Storage and Auxiliary Tanks are separate | 40 | 1 | 1 | 75 | Z08 | [18 empty] | Los Angeles | FALSE | 37.26 |  | 2011-06-01: 2018-09-21; 2011-08-03: 2018-10-23; 2011-09-20: 2018-10-29 | 2187 | 4695 | Up-front Payment
SCG-012471 | Single Family Residential | Domestic Hot Water | Gas | Southern California Gas Company | Incentive:Paid | 3710 | 25.37 |  | 2 | 148 |  | 148 |  | 2019-06-24 13:44 | 2019-09-09 | TITANIUM POWER INC | Retrofit | Los Angeles | Los Angeles | 90023 | Host Customer is System Owner | 5 |  | 30004272 | Butler Sun Solutions, Inc. | SOLAR BUTLER | BT1-40-I-T | Indirect Forced Circulation (IF) | 43.72 |  | BT1 | Glycol | Advanced Controller with a Vacation or Holiday Mode | Solar Storage with Tankless Auxiliary Water Heater | 40 | 1 | 1 | 65 | Z09 | [18 empty] | Los Angeles | FALSE | 30.13 |  | 2011-06-01: 2018-09-21; 2011-08-03: 2019-06-24; 2011-09-20: 2019-09-09 | 1872 | 4459 | Up-front Payment
SCG-012473 | Single Family Residential | Domestic Hot Water | Gas | Southern California Gas Company | Incentive:Paid | 4366 | 29.85 |  | 1 | 149 |  | 149 |  | 2019-06-19 13:20 | 2019-07-09 | TITANIUM POWER INC | Retrofit | Los Angeles | Los Angeles | 90018 | Host Customer is System Owner | 6 |  | 30004272 | Butler Sun Solutions, Inc. | SOLAR BUTLER | BT1-40-I-T | Indirect Forced Circulation (IF) | 43.72 |  | BT1 | Glycol | Advanced Controller with a Vacation or Holiday Mode | Solar Storage with Tankless Auxiliary Water Heater | 40 | 1 | 1 | 75 | Z08 | [18 empty] | Los Angeles | FALSE | 29.93 |  | 2011-06-01: 2018-09-21; 2011-08-03: 2019-06-19; 2011-09-20: 2019-07-09 | 1927 | 4459 | Up-front Payment
SCG-012474 | Single Family Residential | Domestic Hot Water | Gas | Southern California Gas Company | Incentive:Paid | 3710 | 25.37 |  | 2 | 148 |  | 148 |  | 2019-06-26 13:52 | 2019-09-10 | TITANIUM POWER INC | Retrofit | Los Angeles | Los Angeles | 90023 | Host Customer is System Owner | 8 |  | 30004272 | Butler Sun Solutions, Inc. | SOLAR BUTLER | BT1-40-I-T | Indirect Forced Circulation (IF) | 43.72 |  | BT1 | Glycol | Advanced Controller with a Vacation or Holiday Mode | Solar Storage with Tankless Auxiliary Water Heater | 40 | 1 | 1 | 95 | Z09 | [18 empty] | Los Angeles | FALSE | 30.13 |  | 2011-06-01: 2018-09-21; 2011-08-03: 2019-06-26; 2011-09-20: 2019-09-10 | 1871 | 4459 | Up-front Payment
SCG-012475 | Single Family Residential | Domestic Hot Water | Gas | Southern California Gas Company | Incentive:Paid | 4366 | 29.85 |  | 1 | 149 |  | 149 |  | 2019-06-19 12:43 | 2019-07-09 | TITANIUM POWER INC | Retrofit | Los Angeles | Los Angeles | 90018 | Host Customer is System Owner | 6 |  | 30004272 | Butler Sun Solutions, Inc. | SOLAR BUTLER | BT1-40-I-T | Indirect Forced Circulation (IF) | 43.72 |  | BT1 | Glycol | Advanced Controller with a Vacation or Holiday Mode | Solar Storage with Tankless Auxiliary Water Heater | 40 | 1 | 1 | 75 | Z08 | [18 empty] | Los Angeles | FALSE | 29.93 |  | 2011-06-01: 2018-09-21; 2011-08-03: 2019-06-19; 2011-09-20: 2019-07-09 | 1927 | 4459 | Up-front Payment
SCG-012476 | Single Family Residential | Domestic Hot Water | Gas | Southern California Gas Company | Incentive:Paid | 3710 | 25.37 |  | 2 | 149 |  | 149 |  | 2019-07-23 14:40 | 2020-07-28 | TITANIUM POWER INC | Retrofit | Los Angeles | Los Angeles | 90047 | Host Customer is System Owner | 5 |  | 30004272 | Butler Sun Solutions, Inc. | SOLAR BUTLER | BT1-40-I-T | Indirect Forced Circulation (IF) | 43.72 |  | BT1 | Glycol | Advanced Controller with a Vacation or Holiday Mode | Solar Storage with Tankless Auxiliary Water Heater | 40 | 1 | 1 | 65 | Z08 | [18 empty] | Los Angeles | FALSE | 25.23 |  | 2011-06-01: 2018-09-21; 2011-08-03: 2019-07-23; 2011-09-20: 2020-07-28 | 1545 | 3759 | Up-front Payment
SCG-012477 | Low Income Single Family Residential | Domestic Hot Water | Gas | Southern California Gas Company | Incentive:Paid | 4613 | 36.9 |  | 1 | 125 |  | 125 |  | 2018-10-05 15:21 | 2018-10-11 | TITANIUM POWER INC | Retrofit | Sun Valley | Los Angeles | 91352 | Host Customer is System Owner | 8 |  | 30004257 | Butler Sun Solutions, Inc. | SOLAR BUTLER | B-BT1-40-I | Indirect Forced Circulation (IF) | 43.72 |  | BT1 | Glycol | Advanced Controller with a Vacation or Holiday Mode | Solar Storage and Auxiliary Tanks are separate | 40 | 1 | 1 | 95 | Z09 | [18 empty] | Los Angeles | FALSE | 37.27 |  | 2011-06-01: 2018-09-21; 2011-08-03: 2018-10-05; 2011-09-20: 2018-10-11 | 2199 | 4659 | Up-front Payment
SCG-012481 | Single Family Residential | Domestic Hot Water | Gas | Southern California Gas Company | Incentive:Paid | 3710 | 25.37 |  | 2 | 148 |  | 148 |  | 2019-07-17 15:06 | 2020-07-21 | TITANIUM POWER INC | Retrofit | Los Angeles | Los Angeles | 90039 | Host Customer is System Owner | 4 |  | 30004272 | Butler Sun Solutions, Inc. | SOLAR BUTLER | BT1-40-I-T | Indirect Forced Circulation (IF) | 43.72 |  | BT1 | Glycol | Advanced Controller with a Vacation or Holiday Mode | Solar Storage with Tankless Auxiliary Water Heater | 40 | 1 | 1 | 55 | Z09 | [18 empty] | Los Angeles | FALSE | 25.4 |  | 2011-06-01: 2018-09-24; 2011-08-03: 2019-07-17; 2011-09-20: 2020-07-21 | 1552 | 3759 | Up-front Payment
PGE-012486 | Multifamily Residential - Disadvantaged Community | Domestic Hot Water | Gas | Pacific Gas and Electric | Incentive:Canceled | 62993 | 20.19 |  | 1 | 3120 |  | 3120 |  | 2018-09-25 08:04 | 2018-11-06 |  | Retrofit | Oakland | Alameda | 94601 | Host Customer is System Owner | [7 empty] | 982.8 | 40.95 |  | Drainback | Drainback (Water) | Solar Storage and Auxiliary Tanks are separate |  | 1 | 1 | 1560 | Z03 | 39 | Units | Apartments/Condos | 10001803 | 24 | 1 | 1900 | 1 | 200 | 2 | 399800 | TRUE | 140 | 140 | [5 empty] | FALSE | 20.19 |  | 2018-09-24 | 2018-10-19 | 2018-09-25 | 2018-11-06 |  |  | 2182 | 62993 | Up-front Payment
SCG-012487 | Low Income Single Family Residential | Domestic Hot Water | Gas | Southern California Gas Company | Incentive:Paid | 4417 | 36.9 |  | 1 | 126 |  | 120 |  | 2018-09-27 14:13 | 2018-10-01 | TITANIUM POWER INC | Retrofit | Los Angeles | Los Angeles | 90011 | Host Customer is System Owner | 4 |  | 30004257 | Butler Sun Solutions, Inc. | SOLAR BUTLER | B-BT1-40-I | Indirect Forced Circulation (IF) | 43.72 |  | BT1 | Glycol | Advanced Controller with a Vacation or Holiday Mode | Solar Storage and Auxiliary Tanks are separate | 40 | 1 | 0.95 | 55 | Z08 | [18 empty] | Los Angeles | FALSE | 35.39 |  | 2011-06-01: 2018-09-24; 2011-08-03: 2018-09-27; 2011-09-20: 2018-10-01 | 2215 | 4459 | Up-front Payment
PGE-012488 | Commercial/Multifamily Residential | Domestic Hot Water | Gas | Pacific Gas and Electric | Incentive:Paid | 40602 | 20.19 |  | 1 | 2011 |  | 2011 |  | 2018-09-25 08:11 | 2018-11-06 | EVOLUTION ENERGY SOLUTIONS L L C | Retrofit | Oakland | Alameda | 94605 | Host Customer is System Owner | [7 empty] | 547.56 | 42.12 |  | Drainback | Pressure Stagnation Protection (PSP) | Solar Storage and Auxiliary Tanks are separate |  | 1 | 1 | 1280 | Z03 | 32 | Units | Apartments/Condos | 10001912 | 13 | 1 | 979 | 1 | 100 | 1 | 270000 | TRUE | 140 | 140 |  | SunEarth - SETR A503 TTR U + VFS 10-200 |  | SunEarth - SETR A503 TTR U + VFS 10-200 | City of Oakland | FALSE | 20.19 |  | 2018-09-24 | 2018-10-19 | 2018-09-25 | 2018-11-06 | 2019-08-16 | 2019-09-17 | 1843 | 40602 | Up-front Payment
PGE-012489 | Commercial/Multifamily Residential | Domestic Hot Water | Gas | Pacific Gas and Electric | Incentive:Paid | 57865 | 20.19 |  | 1 | 2866 |  | 2866 |  | 2018-09-25 10:55 | 2018-11-06 | EVOLUTION ENERGY SOLUTIONS L L C | Retrofit | Oakland | Alameda | 94605 | Host Customer is System Owner | [7 empty] | 842.4 | 42.12 |  | Drainback | Pressure Stagnation Protection (PSP) | Solar Storage and Auxiliary Tanks are separate |  | 1 | 1 | 1480 | Z03 | 37 | Units | Apartments/Condos | 10001912 | 20 | 1 | 1500 | 1 | 200 | 2 | 165000 | TRUE | 140 | 140 |  | SunEarth - SETR A503 TTR U + VFS 10-200 |  | SunEarth - SETR A503 TTR U + VFS 10-200 | City of Oakland | FALSE | 20.19 |  | 2018-09-25 | 2018-10-23 | 2018-09-25 | 2018-11-06 | 2019-08-16 | 2019-09-17 | 1843 | 57865 | Up-front Payment
PGE-012490 | Commercial/Multifamily Residential | Domestic Hot Water | Gas | Pacific Gas and Electric | Incentive:Paid | 39956 | 20.19 |  | 1 | 1979 |  | 1979 |  | 2018-09-25 12:15 | 2018-11-29 | EVOLUTION ENERGY SOLUTIONS L L C | Retrofit | Oakland | Alameda | 94605 | Host Customer is System Owner | [7 empty] | 631.8 | 42.12 |  | Drainback | Pressure Stagnation Protection (PSP) | Solar Storage and Auxiliary Tanks are separate |  | 1 | 1 | 1000 | Z03 | 25 | Units | Apartments/Condos | 10001912 | 15 | 1 | 1100 | 1 | 200 | 2 | 540000 | TRUE | 140 | 140 |  | SunEarth - SETR A503 TTR U + VFS 10-200 |  | SunEarth - SETR A503 TTR U + VFS 10-200 | City of Oakland | FALSE | 20.19 |  | 2018-09-25 | 2018-10-23 | 2018-09-25 | 2018-11-29 | 2019-08-16 | 2019-08-27 | 1871 | 39956 | Up-front Payment
PGE-012491 | Low Income Multifamily Residential | Domestic Hot Water | Gas | Pacific Gas and Electric | Incentive:Paid | 40546 | 24.89 |  | 1 | 1629 |  | 1629 |  | 2018-10-09 15:01 | 2018-12-04 | KEVIN L V SMITH | Retrofit | Concord | Contra Costa | 94520 | Host Customer is System Owner | [7 empty] | 478.92 | 39.91 |  | Glycol | Advanced Controller with a Vacation or Holiday Mode | Solar Storage and Auxiliary Tanks are separate |  | 1 | 1 | 1800 | Z12 | 50 | Units | Apartments/Condos | 2009061E | 12 | 1 | 650 | 1 | 120 | 1 | 300000 | TRUE | 140 | 130 |  | Maktinta Energy - Solar Brain MKTCT1006 |  | Maktinta Energy - Solar Brain MKTCT1006 | City of Concord | FALSE | 54.06 |  | 2018-09-25 | 2018-11-02 | 2018-10-09 | 2018-12-04 | 2018-12-19 | 2019-03-08 | 2046 | 88056 | Up-front Payment
SCG-012492 | Single Family Residential | Domestic Hot Water | Gas | Southern California Gas Company | Incentive:Paid | 3567 | 25.37 |  | 2 | 148 |  | 141 |  | 2019-07-16 15:40 | 2020-07-16 | TITANIUM POWER INC | Retrofit | Los Angeles | Los Angeles | 90039 | Host Customer is System Owner | 5 |  | 30004272 | Butler Sun Solutions, Inc. | SOLAR BUTLER | BT1-40-I-T | Indirect Forced Circulation (IF) | 43.72 |  | BT1 | Glycol | Advanced Controller with a Vacation or Holiday Mode | Solar Storage with Tankless Auxiliary Water Heater | 40 | 1 | 0.95 | 65 | Z09 | [18 empty] | Los Angeles | FALSE | 24.72 |  | 2011-06-01: 2018-09-27; 2011-08-03: 2019-07-16; 2011-09-20: 2020-07-16 | 1559 | 3659 | Up-front Payment
SCG-012493 | Commercial/Multifamily Residential | Domestic Hot Water | Gas | Southern California Gas Company | Incentive:Paid | 42783 | 20.19 |  | 1 | 2121 |  | 2121 |  | 2019-06-06 10:49 | 2019-06-20 | EVOLUTION ENERGY SOLUTIONS L L C | Retrofit | Tarzana | Los Angeles | 91356 | Host Customer is System Owner | [7 empty] | 573.3 | 40.95 |  | Drainback | Drainback (Water) | Solar Storage and Auxiliary Tanks are separate |  | 1 | 1 | 1160 | Z09 | 29 | Units | Apartments/Condos | TRB-40 | 14 | 1 | 1100 | 1 | 100 | 1 | 270000 | TRUE | 140 | 140 |  | SunEarth - SETR A503 TTR U + VFS 10-200 |  | Enovative Group, Inc. - AutoHot DS-100AR | Los Angeles | FALSE | 20.19 |  | 2018-09-27 | 2020-01-14 | 2019-06-06 | 2019-06-20 | 2019-11-20 | 2020-03-13 | 1684 | 42823 | Up-front Payment
SCG-012494 | Commercial/Multifamily Residential | Domestic Hot Water | Gas | Southern California Gas Company | Incentive:Canceled | 63578 | 20.19 |  | 1 | 3149 |  | 3149 |  | 2019-06-06 10:42 | 2019-06-20 | EVOLUTION ENERGY SOLUTIONS L L C | Retrofit | Studio City | Los Angeles | 91604 | Host Customer is System Owner | [7 empty] | 819 | 40.95 |  | Drainback | Drainback (Water) | Solar Storage and Auxiliary Tanks are separate |  | 1 | 1 | 1880 | Z09 | 47 | Units | Apartments/Condos | TRB-40 | 20 | 1 | 1600 | 2 | 175 | 1 | 528000 | TRUE | 140 | 140 |  | SunEarth - SETR A503 TTR U + VFS 10-200 |  | SunEarth - SETR A503 TTR U + VFS 10-200 |  | FALSE | 20.19 |  | 2011-06-01: 2018-09-27; 2011-06-23: 2019-06-06; 2011-07-01: 2019-06-20 | 1955 | 63578 | Up-front Payment
SCG-012495 | Commercial/Multifamily Residential | Domestic Hot Water | Gas | Southern California Gas Company | Incentive:Canceled | 50495 | 20.19 |  | 1 | 2501 |  | 2501 |  | 2019-06-06 10:45 | 2019-06-20 | EVOLUTION ENERGY SOLUTIONS L L C | Retrofit | West Hollywood | Los Angeles | 90048 | Host Customer is System Owner | [7 empty] | 655.2 | 40.95 |  | Drainback | Drainback (Water) | Solar Storage and Auxiliary Tanks are separate |  | 1 | 1 | 1440 | Z09 | 36 | Units | Apartments/Condos | TRB-40 | 16 | 1 | 1300 | 1 | 200 | 2 | 545000 | TRUE | 140 | 140 |  | SunEarth - SETR A503 TTR U + VFS 10-200 |  | SunEarth - SETR A503 TTR U + VFS 10-200 |  | FALSE | 20.19 |  | 2011-06-01: 2018-09-27; 2011-06-23: 2019-06-06; 2011-07-01: 2019-06-20 | 1955 | 50495 | Up-front Payment
SCG-012496 | Commercial/Multifamily Residential | Domestic Hot Water | Gas | Southern California Gas Company | Incentive:Paid | 50031 | 20.19 |  | 1 | 2478 |  | 2478 |  | 2019-06-06 10:51 | 2019-06-20 | EVOLUTION ENERGY SOLUTIONS L L C | Retrofit | North Hollywood | Los Angeles | 91602 | Host Customer is System Owner | [7 empty] | 655.2 | 40.95 |  | Drainback | Drainback (Water) | Solar Storage and Auxiliary Tanks are separate |  | 1 | 1 | 1400 | Z09 | 35 | Units | Apartments/Condos | TRB-40 | 16 | 1 | 1300 | 1 | 120 | 1 | 399000 | TRUE | 140 | 140 |  | SunEarth - SETR A503 TTR U + VFS 10-200 |  | SunEarth - SETR A503 TTR U + VFS 10-200 | Los Angeles | FALSE | 20.19 |  | 2018-09-27 |  | 2019-06-06 | 2019-06-20 | 2019-11-20 | 2020-01-13 | 1733 | 50031 | Up-front Payment
SCG-012497 | Single Family Residential | Domestic Hot Water | Gas | Southern California Gas Company | Incentive:Paid | 3710 | 25.37 |  | 2 | 148 |  | 148 |  | 2019-07-06 09:25 | 2020-06-11 | TITANIUM POWER INC | Retrofit | Los Angeles | Los Angeles | 90023 | Host Customer is System Owner | 4 |  | 30004272 | Butler Sun Solutions, Inc. | SOLAR BUTLER | BT1-40-I-T | Indirect Forced Circulation (IF) | 43.72 |  | BT1 | Glycol | Advanced Controller with a Vacation or Holiday Mode | Solar Storage with Tankless Auxiliary Water Heater | 40 | 1 | 1 | 55 | Z09 | [18 empty] | Los Angeles | FALSE | 25.4 |  | 2011-06-01: 2018-09-27; 2011-08-03: 2019-07-06; 2011-09-20: 2020-06-11 | 1591 | 3759 | Up-front Payment
SCG-012499 | Single Family Residential | Domestic Hot Water | Gas | Southern California Gas Company | Incentive:Paid | 3710 | 25.37 |  | 2 | 148 |  | 148 |  | 2019-07-16 15:39 | 2020-07-16 | TITANIUM POWER INC | Retrofit | Los Angeles | Los Angeles | 90039 | Host Customer is System Owner | 5 |  | 30004272 | Butler Sun Solutions, Inc. | SOLAR BUTLER | BT1-40-I-T | Indirect Forced Circulation (IF) | 43.72 |  | BT1 | Glycol | Advanced Controller with a Vacation or Holiday Mode | Solar Storage with Tankless Auxiliary Water Heater | 40 | 1 | 1 | 65 | Z09 | [18 empty] | Los Angeles | FALSE | 25.4 |  | 2011-06-01: 2018-09-27; 2011-08-03: 2019-07-16; 2011-09-20: 2020-07-16 | 1559 | 3759 | Up-front Payment
PGE-012500 | Low Income Multifamily Residential | Domestic Hot Water | Gas | Pacific Gas and Electric | Incentive:Paid | 26981 | 24.89 |  | 1 | 1084 |  | 1084 |  | 2018-10-09 15:02 | 2018-12-04 | KEVIN L V SMITH | Retrofit | Concord | Contra Costa | 94520 | Host Customer is System Owner | [7 empty] | 319.28 | 39.91 |  | Glycol | Advanced Controller with a Vacation or Holiday Mode | Solar Storage and Auxiliary Tanks are separate |  | 1 | 1 | 1280 | Z12 | 50 | Units | Apartments/Condos | 2009061E | 8 | 1 | 400 | 1 | 120 | 1 | 300000 | TRUE | 140 | 130 |  |  |  |  | City of Concord | FALSE | 51.02 |  | 2018-09-27 | 2018-11-02 | 2018-10-09 | 2018-12-04 | 2018-12-18 | 2019-03-08 | 2046 | 55304 | Up-front Payment
PGE-012502 | Low Income Multifamily Residential | Domestic Hot Water | Gas | Pacific Gas and Electric | Incentive:Paid | 26981 | 24.89 |  | 1 | 1084 |  | 1084 |  | 2018-10-09 15:04 | 2018-12-04 | KEVIN L V SMITH | Retrofit | Concord | Contra Costa | 94520 | Host Customer is System Owner | [7 empty] | 319.28 | 39.91 |  | Glycol | Advanced Controller with a Vacation or Holiday Mode | Solar Storage and Auxiliary Tanks are separate |  | 1 | 1 | 1280 | Z12 | 50 | Units | Apartments/Condos | 2009061E | 8 | 1 | 400 | 1 | 120 | 1 | 300000 | TRUE | 140 | 130 |  |  |  |  | City of Concord | FALSE | 51.02 |  | 2018-09-27 | 2018-11-02 | 2018-10-09 | 2018-12-04 | 2018-12-18 | 2019-03-08 | 2046 | 55304 | Up-front Payment
PGE-012503 | Low Income Multifamily Residential | Domestic Hot Water | Gas | Pacific Gas and Electric | Incentive:Paid | 20036 | 24.89 |  | 1 | 805 |  | 805 |  | 2018-10-09 15:05 | 2018-12-04 | KEVIN L V SMITH | Retrofit | Concord | Contra Costa | 94520 | Host Customer is System Owner | [7 empty] | 239.46 | 39.91 |  | Glycol | Advanced Controller with a Vacation or Holiday Mode | Solar Storage and Auxiliary Tanks are separate |  | 1 | 1 | 960 | Z12 | 25 | Units | Apartments/Condos | 2009061E | 6 | 1 | 300 | 1 | 120 | 1 | 300000 | TRUE | 140 | 130 |  |  |  |  | City of Concord | FALSE | 51.53 |  | 2018-09-27 | 2018-11-02 | 2018-10-09 | 2018-12-04 | 2018-12-18 | 2019-03-08 | 2046 | 41478 | Up-front Payment
PGE-012504 | Low Income Multifamily Residential | Domestic Hot Water | Gas | Pacific Gas and Electric | Incentive:Paid | 20036 | 24.89 |  | 1 | 805 |  | 805 |  | 2018-10-09 15:05 | 2018-12-07 | KEVIN L V SMITH | Retrofit | Concord | Contra Costa | 94520 | Host Customer is System Owner | [7 empty] | 239.46 | 39.91 |  | Glycol | Advanced Controller with a Vacation or Holiday Mode | Solar Storage and Auxiliary Tanks are separate |  | 1 | 1 | 960 | Z12 | 25 | Units | Apartments/Condos | 2009061E | 6 | 1 | 300 | 1 | 120 | 1 | 300000 | TRUE | 140 | 130 |  |  |  |  | City of Concord | FALSE | 51.53 |  | 2018-09-27 | 2018-11-02 | 2018-10-09 | 2018-12-07 | 2018-12-18 | 2019-03-08 | 2046 | 41478 | Up-front Payment
PGE-012505 | Low Income Multifamily Residential | Domestic Hot Water | Gas | Pacific Gas and Electric | Incentive:Paid | 21057 | 24.89 |  | 1 | 846 |  | 846 |  | 2018-10-09 15:06 | 2018-12-04 | KEVIN L V SMITH | Retrofit | Concord | Contra Costa | 94520 | Host Customer is System Owner | [7 empty] | 239.46 | 39.91 |  | Glycol | Advanced Controller with a Vacation or Holiday Mode | Solar Storage and Auxiliary Tanks are separate |  | 1 | 1 | 960 | Z12 | 24 | Units | Apartments/Condos | 2009061E | 6 | 1 | 300 | 1 | 120 | 1 | 300000 | TRUE | 140 | 140 |  |  |  |  | City of Concord | FALSE | 49.03 |  | 2018-09-27 | 2018-11-02 | 2018-10-09 | 2018-12-04 | 2018-12-18 | 2019-01-02 | 2104 | 41478 | Up-front Payment
SCG-012506 | Low Income Single Family Residential | Domestic Hot Water | Gas | Southern California Gas Company | Incentive:Paid | 5351 | 36.9 |  | 1 | 145 |  | 145 |  | 2019-01-31 15:28 | 2019-02-04 | DOCTOR PIPER INC | Retrofit | Mission Hills | Los Angeles | 91345 | Host Customer is System Owner | 4 |  | 2011141B | Heliodyne, Inc. | HELIOPAK | HPAK 016 1 410 G 80 ACD Z | Indirect Forced Circulation (IF) | 40.17 |  | 410 001 | Glycol | Steam Back | Solar Storage and Auxiliary Tanks are separate | 80 | 1 | 1 | 55 | Z09 | [18 empty] | City of Los Angeles | FALSE | 55.17 |  | 2011-06-01: 2018-09-27; 2011-08-03: 2019-01-31; 2011-09-20: 2019-02-04 | 2087 | 8000 | Up-front Payment
SCG-012507 | Low Income Single Family Residential | Domestic Hot Water | Gas | Southern California Gas Company | Incentive:Paid | 5351 | 36.9 |  | 1 | 145 |  | 145 |  | 2019-01-18 09:56 | 2019-01-23 | DOCTOR PIPER INC | Retrofit | Mission Hills | Los Angeles | 91345 | Host Customer is System Owner | 4 |  | 2011141B | Heliodyne, Inc. | HELIOPAK | HPAK 016 1 410 G 80 ACD Z | Indirect Forced Circulation (IF) | 40.17 |  | 410 001 | Glycol | Steam Back | Solar Storage and Auxiliary Tanks are separate | 80 | 1 | 1 | 55 | Z09 | [18 empty] | City of Los Angeles | FALSE | 55.17 |  | 2011-06-01: 2018-09-27; 2011-08-03: 2019-01-18; 2011-09-20: 2019-01-23 | 2099 | 8000 | Up-front Payment
SCG-012512 | Multifamily Residential - Disadvantaged Community | Domestic Hot Water | Gas | Southern California Gas Company | Incentive:Paid | 22350 | 20.19 |  | 1 | 1107 |  | 1107 |  | 2018-10-04 13:50 | 2018-10-05 | INTELLIGENT GREEN SOLUTIONS CA | Retrofit | Armona | Kings | 93202 | Lease | [7 empty] | 353.88 | 29.49 |  | Glycol | Steam Back | Solar Storage with Tankless Auxiliary Water Heater |  | 1 | 1 | 700 | Z13 | 1000 | Full meals served | Meal Service Restaurant | 10002034 | 12 | 1 | 500 | 1 | 0 | 0 | 180000 | FALSE | 160 | 140 |  |  |  |  | Kings County | FALSE | 41.56 |  | 2018-09-28 |  | 2018-10-04 | 2018-10-05 | 2019-01-29 | 2019-02-15 | 2075 | 46004 | Up-front Payment
SCG-012513 | Single Family Residential | Domestic Hot Water | Gas | Southern California Gas Company | Incentive:Paid | 3731 | 29.85 |  | 1 | 125 |  | 125 |  | 2018-10-03 09:55 | 2018-10-16 | TITANIUM POWER INC | Retrofit | Arleta | Los Angeles | 91331 | Owner/Tenant | 6 |  | 30004257 | Butler Sun Solutions, Inc. | SOLAR BUTLER | B-BT1-40-I | Indirect Forced Circulation (IF) | 43.72 |  | BT1 | Glycol | Advanced Controller with a Vacation or Holiday Mode | Solar Storage and Auxiliary Tanks are separate | 40 | 1 | 1 | 75 | Z09 | [18 empty] | Los Angeles | FALSE | 30.27 |  | 2011-06-01: 2018-09-28; 2011-08-03: 2018-10-03; 2011-09-20: 2018-10-16 | 2199 | 3784 | Up-front Payment
SCG-012514 | Low Income Multifamily Residential | Domestic Hot Water | Gas | Southern California Gas Company | Incentive:Paid | 48461 | 24.89 |  | 1 | 1947 |  | 1947 |  | 2018-10-12 11:35 | 2018-11-06 | CALIFORNIA SOLAR INTEGRATORS INC | New Construction | Los Angeles | Los Angeles | 90017 | Host Customer is System Owner | [7 empty] | 491.4 | 40.95 |  | Glycol | Steam Back | Solar Storage and Auxiliary Tanks are separate |  | 1 | 1 | 2812 | Z09 | 74 | Units | Apartments/Condos | TRB-40 | 12 | 1 | 700 | 1 | 230 | 2 | 798000 | TRUE | 120 | 140 |  | SunEarth - SETRA503 TTR U + Series 200 |  | SunEarth - SETRA503 TTR U + Series 200 | City of Los Angeles | FALSE | 49.1 |  | 2018-10-01 |  | 2018-10-12 | 2018-11-06 | 2020-02-28 | 2020-03-20 | 1676 | 95600 | Up-front Payment
SCG-012515 | Low Income Single Family Residential | Domestic Hot Water | Gas | Southern California Gas Company | Incentive:Paid | 4417 | 36.9 |  | 1 | 126 |  | 120 |  | 2018-10-19 13:06 | 2018-10-23 | TITANIUM POWER INC | Retrofit | Los Angeles | Los Angeles | 90003 | Host Customer is System Owner | 5 |  | 30004257 | Butler Sun Solutions, Inc. | SOLAR BUTLER | B-BT1-40-I | Indirect Forced Circulation (IF) | 43.72 |  | BT1 | Glycol | Advanced Controller with a Vacation or Holiday Mode | Solar Storage and Auxiliary Tanks are separate | 40 | 1 | 0.95 | 65 | Z08 | [18 empty] | Los Angeles | FALSE | 35.42 |  | 2011-06-01: 2018-10-03; 2011-08-03: 2018-10-19; 2011-09-20: 2018-10-23 | 2192 | 4463 | Up-front Payment
SCG-012516 | Low Income Single Family Residential | Domestic Hot Water | Gas | Southern California Gas Company | Incentive:Paid | 4417 | 36.9 |  | 1 | 126 |  | 120 |  | 2018-10-30 11:27 | 2018-11-02 | TITANIUM POWER INC | Retrofit | Los Angeles | Los Angeles | 90003 | Host Customer is System Owner | 6 |  | 30004257 | Butler Sun Solutions, Inc. | SOLAR BUTLER | B-BT1-40-I | Indirect Forced Circulation (IF) | 43.72 |  | BT1 | Glycol | Advanced Controller with a Vacation or Holiday Mode | Solar Storage and Auxiliary Tanks are separate | 40 | 1 | 0.95 | 75 | Z08 | [18 empty] | Los Angeles | FALSE | 35.42 |  | 2011-06-01: 2018-10-03; 2011-08-03: 2018-10-30; 2011-09-20: 2018-11-02 | 2180 | 4463 | Up-front Payment
SCG-012517 | Low Income Single Family Residential | Domestic Hot Water | Gas | Southern California Gas Company | Incentive:Paid | 4649 | 36.9 |  | 1 | 126 |  | 126 |  | 2018-10-23 13:26 | 2018-10-24 | TITANIUM POWER INC | Retrofit | Los Angeles | Los Angeles | 90003 | Host Customer is System Owner | 5 |  | 30004257 | Butler Sun Solutions, Inc. | SOLAR BUTLER | B-BT1-40-I | Indirect Forced Circulation (IF) | 43.72 |  | BT1 | Glycol | Advanced Controller with a Vacation or Holiday Mode | Solar Storage and Auxiliary Tanks are separate | 40 | 1 | 1 | 65 | Z08 | [18 empty] | Los Angeles | FALSE | 37.26 |  | 2011-06-01: 2018-10-03; 2011-08-03: 2018-10-23; 2011-09-20: 2018-10-24 | 2192 | 4695 | Up-front Payment
SCG-012518 | Low Income Single Family Residential | Domestic Hot Water | Gas | Southern California Gas Company | Incentive:Paid | 4649 | 36.9 |  | 1 | 126 |  | 126 |  | 2018-10-30 11:26 | 2018-11-02 | TITANIUM POWER INC | Retrofit | Los Angeles | Los Angeles | 90003 | Host Customer is System Owner | 4 |  | 30004257 | Butler Sun Solutions, Inc. | SOLAR BUTLER | B-BT1-40-I | Indirect Forced Circulation (IF) | 43.72 |  | BT1 | Glycol | Advanced Controller with a Vacation or Holiday Mode | Solar Storage and Auxiliary Tanks are separate | 40 | 1 | 1 | 55 | Z08 | [18 empty] | Los Angeles | FALSE | 37.26 |  | 2011-06-01: 2018-10-03; 2011-08-03: 2018-10-30; 2011-09-20: 2018-11-02 | 2180 | 4695 | Up-front Payment
SCG-012521 | Single Family Residential | Domestic Hot Water | Gas | Southern California Gas Company | Incentive:Paid | 3567 | 25.37 |  | 2 | 148 |  | 141 |  | 2019-07-09 14:21 | 2020-06-18 | TITANIUM POWER INC | Retrofit | Los Angeles | Los Angeles | 90063 | Host Customer is System Owner | 4 |  | 30004272 | Butler Sun Solutions, Inc. | SOLAR BUTLER | BT1-40-I-T | Indirect Forced Circulation (IF) | 43.72 |  | BT1 | Glycol | Advanced Controller with a Vacation or Holiday Mode | Solar Storage with Tankless Auxiliary Water Heater | 40 | 1 | 0.95 | 55 | Z09 | [18 empty] | Los Angeles | FALSE | 24.72 |  | 2011-06-01: 2018-10-03; 2011-08-03: 2019-07-09; 2011-09-20: 2020-06-18 | 1579 | 3659 | Up-front Payment
SCG-012523 | Low Income Single Family Residential | Domestic Hot Water | Gas | Southern California Gas Company | Incentive:Paid | 4382 | 36.9 |  | 1 | 125 |  | 119 |  | 2018-10-05 15:26 | 2018-10-15 | TITANIUM POWER INC | Retrofit | Pacoima | Los Angeles | 91331 | Host Customer is System Owner | 6 |  | 30004257 | Butler Sun Solutions, Inc. | SOLAR BUTLER | B-BT1-40-I | Indirect Forced Circulation (IF) | 43.72 |  | BT1 | Glycol | Advanced Controller with a Vacation or Holiday Mode | Solar Storage and Auxiliary Tanks are separate | 40 | 1 | 0.95 | 75 | Z09 | [18 empty] | Los Angeles | FALSE | 37.27 |  | 2011-06-01: 2018-10-04; 2011-08-03: 2018-10-05; 2011-09-20: 2018-10-15 | 2179 | 4659 | Up-front Payment
PGE-012524 | Multifamily Residential - Disadvantaged Community | Domestic Hot Water | Gas | Pacific Gas and Electric | Incentive:Paid | 2025 | 20.19 |  | 1 | 118 |  | 100 |  | 2018-10-05 12:49 | 2018-11-06 | INTELLIGENT GREEN SOLUTIONS CA | Retrofit | SELMA | Kings | 93662 | Host Customer is System Owner |  |  | 30004236 | SunMaxx Solar LLC | ThermoPower | VTS30-HP-G | Indirect Thermosyphon (IT) | 47.9 |  | VTS-HP30 | Automatic Drainback |  | Solar Storage and Auxiliary Tanks are separate | 79 | 1 | 0.85 | 0 | Z13 | [18 empty] | City of Selma | FALSE | 52.88 |  | 2018-10-04 | 2018-10-29 | 2018-10-05 | 2018-11-06 | 2018-11-08 | 2018-12-18 | 2133 | 6240 | Up-front Payment
PGE-012525 | Multifamily Residential - Disadvantaged Community | Domestic Hot Water | Gas | Pacific Gas and Electric | Incentive:Paid | 2025 | 20.19 |  | 1 | 118 |  | 100 |  | 2018-10-05 13:00 | 2018-11-06 | INTELLIGENT GREEN SOLUTIONS CA | Retrofit | Selma | Kings | 93662 | Host Customer is System Owner |  |  | 30004236 | SunMaxx Solar LLC | ThermoPower | VTS30-HP-G | Indirect Thermosyphon (IT) | 47.9 |  | VTS-HP30 | Automatic Drainback |  | Solar Storage and Auxiliary Tanks are separate | 79 | 1 | 0.85 | 0 | Z13 | [11 empty] | FALSE | [6 empty] | City of Selma | FALSE | 52.88 |  | 2018-10-04 | 2018-10-29 | 2018-10-05 | 2018-11-06 | 2018-11-08 | 2018-11-13 | 2159 | 6240 | Up-front Payment
PGE-012526 | Multifamily Residential - Disadvantaged Community | Domestic Hot Water | Gas | Pacific Gas and Electric | Incentive:Paid | 2025 | 20.19 |  | 1 | 118 |  | 100 |  | 2018-10-05 13:02 | 2018-11-06 | INTELLIGENT GREEN SOLUTIONS CA | Retrofit | Selma | Kings | 93662 | Host Customer is System Owner |  |  | 30004236 | SunMaxx Solar LLC | ThermoPower | VTS30-HP-G | Indirect Thermosyphon (IT) | 47.9 |  | VTS-HP30 | Automatic Drainback |  | Solar Storage and Auxiliary Tanks are separate | 79 | 1 | 0.85 | 0 | Z13 | [11 empty] | FALSE | [6 empty] | City of Selma | FALSE | 52.88 |  | 2018-10-04 | 2018-10-29 | 2018-10-05 | 2018-11-06 | 2018-11-08 | 2018-11-13 | 2159 | 6240 | Up-front Payment
PGE-012527 | Multifamily Residential - Disadvantaged Community | Domestic Hot Water | Gas | Pacific Gas and Electric | Incentive:Paid | 2025 | 20.19 |  | 1 | 118 |  | 100 |  | 2018-10-05 13:04 | 2018-11-06 | INTELLIGENT GREEN SOLUTIONS CA | Retrofit | Selma | Kings | 93662 | Host Customer is System Owner |  |  | 30004236 | SunMaxx Solar LLC | ThermoPower | VTS30-HP-G | Indirect Thermosyphon (IT) | 47.9 |  | VTS-HP30 | Automatic Drainback |  | Solar Storage and Auxiliary Tanks are separate | 79 | 1 | 0.85 | 0 | Z13 | [11 empty] | FALSE | [6 empty] | City of Selma | FALSE | 52.88 |  | 2018-10-04 | 2018-10-29 | 2018-10-05 | 2018-11-06 | 2018-11-08 | 2018-11-13 | 2159 | 6240 | Up-front Payment
SCG-012528 | Low Income Single Family Residential | Domestic Hot Water | Gas | Southern California Gas Company | Incentive:Paid | 4417 | 36.9 |  | 1 | 126 |  | 120 |  | 2018-10-05 15:33 | 2018-10-15 | TITANIUM POWER INC | Retrofit | Los Angeles | Los Angeles | 90003 | Host Customer is System Owner | 5 |  | 30004257 | Butler Sun Solutions, Inc. | SOLAR BUTLER | B-BT1-40-I | Indirect Forced Circulation (IF) | 43.72 |  | BT1 | Glycol | Advanced Controller with a Vacation or Holiday Mode | Solar Storage and Auxiliary Tanks are separate | 40 | 1 | 0.95 | 65 | Z08 | [18 empty] | Los Angeles | FALSE | 35.39 |  | 2011-06-01: 2018-10-04; 2011-08-03: 2018-10-05; 2011-09-20: 2018-10-15 | 2188 | 4459 | Up-front Payment
PGE-012529 | Commercial/Multifamily Residential | Domestic Hot Water | Gas | Pacific Gas and Electric | Incentive:Paid | 88876 | 20.19 |  | 1 | 4402 |  | 4402 |  | 2018-10-08 10:36 | 2018-11-06 | EVOLUTION ENERGY SOLUTIONS L L C | Retrofit | San Francisco | San Francisco | 94110 | Host Customer is System Owner | [7 empty] | 1310.4 | 40.95 |  | Drainback | Pressure Stagnation Protection (PSP) | Solar Storage and Auxiliary Tanks are separate |  | 1 | 1 | 2280 | Z03 | 60 | Units | Apartments/Condos | TRB-40 | 32 | 1 | 2800 | 1 | 200 | 2 | 749000 | TRUE | 140 | 140 |  | SunEarth - SETR A503 TTR U + VFS 10-200 |  | SunEarth - SETR A503 TTR U + VFS 10-200 | San Francisco | FALSE | 20.19 |  | 2018-10-04 | 2018-11-02 | 2018-10-08 | 2018-11-06 | 2019-05-30 | 2019-06-26 | 1933 | 88876 | Up-front Payment
SCG-012530 | Low Income Single Family Residential | Domestic Hot Water | Gas | Southern California Gas Company | Incentive:Canceled | 4465 | 36.9 |  | 1 | 121 |  | 121 |  |  |  | TITANIUM POWER INC | Retrofit | Pacoima | Los Angeles | 91331 | Host Customer is System Owner | 6 |  | 30004256 | Butler Sun Solutions, Inc. | SOLAR BUTLER | B-PV-BT1-50 | Indirect Forced Circulation (IF) | 43.72 |  | BT1 | Glycol | Advanced Controller with a Vacation or Holiday Mode | Solar and Auxiliary Storage are the same Tank | 50 | 1 | 1 | 75 | Z09 | [18 empty] | Los Angeles | FALSE | 37.26 |  | 2011-06-01: 2018-10-04; 2011-06-21: 2018-10-09 | 2209 | 4509 | Up-front Payment
SCG-012531 | Single Family Residential - Disadvantaged Community | Domestic Hot Water | Gas | Southern California Gas Company | Incentive:Canceled | 3612 | 29.85 |  | 1 | 121 |  | 121 |  |  |  | TITANIUM POWER INC | Retrofit | San Fernando | Los Angeles | 91342 | Host Customer is System Owner | 5 |  | 30004256 | Butler Sun Solutions, Inc. | SOLAR BUTLER | B-PV-BT1-50 | Indirect Forced Circulation (IF) | 43.72 |  | BT1 | Glycol | Advanced Controller with a Vacation or Holiday Mode | Solar Storage and Auxiliary Tanks are separate | 50 | 1 | 1 | 65 | Z09 | [18 empty] | Los Angeles | FALSE | 30.24 |  | 2011-06-01: 2018-10-04; 2011-06-21: 2018-10-09 | 2210 | 3659 | Up-front Payment
SCG-012532 | Single Family Residential - Disadvantaged Community | Domestic Hot Water | Gas | Southern California Gas Company | Incentive:Canceled | 3516 | 29.85 |  | 1 | 124 |  | 118 |  |  |  | TITANIUM POWER INC | Retrofit | Los Angeles | Los Angeles | 90016 | Host Customer is System Owner | 4 |  | 30004256 | Butler Sun Solutions, Inc. | SOLAR BUTLER | B-PV-BT1-50 | Indirect Forced Circulation (IF) | 43.72 |  | BT1 | Glycol | Advanced Controller with a Vacation or Holiday Mode | Solar Storage and Auxiliary Tanks are separate | 50 | 1 | 0.95 | 55 | Z08 | [18 empty] | Los Angeles | FALSE | 28.7 |  | 2011-06-01: 2018-10-04; 2011-06-21: 2018-10-09 | 2210 | 3559 | Up-front Payment
PGE-012533 | Multifamily Residential - Disadvantaged Community | Domestic Hot Water | Gas | Pacific Gas and Electric | Incentive:Paid | 2025 | 20.19 |  | 1 | 118 |  | 100 |  | 2018-10-05 13:07 | 2018-11-06 | INTELLIGENT GREEN SOLUTIONS CA | Retrofit | Selma | Kings | 93662 | Host Customer is System Owner |  |  | 30004236 | SunMaxx Solar LLC | ThermoPower | VTS30-HP-G | Indirect Thermosyphon (IT) | 47.9 |  | VTS-HP30 | Automatic Drainback |  | Solar Storage and Auxiliary Tanks are separate | 79 | 1 | 0.85 | 0 | Z13 | [18 empty] | City of Selma | FALSE | 52.88 |  | 2018-10-04 | 2018-10-29 | 2018-10-05 | 2018-11-06 | 2018-11-08 | 2018-11-13 | 2159 | 6240 | Up-front Payment
PGE-012534 | Multifamily Residential - Disadvantaged Community | Domestic Hot Water | Gas | Pacific Gas and Electric | Incentive:Paid | 2025 | 20.19 |  | 1 | 118 |  | 100 |  | 2018-10-05 13:10 | 2018-11-06 | INTELLIGENT GREEN SOLUTIONS CA | Retrofit | Selma | Kings | 93662 | Host Customer is System Owner |  |  | 30004236 | SunMaxx Solar LLC | ThermoPower | VTS30-HP-G | Indirect Thermosyphon (IT) | 47.9 |  | VTS-HP30 | Automatic Drainback |  | Solar Storage and Auxiliary Tanks are separate | 79 | 1 | 0.85 | 0 | Z13 | [18 empty] | City of Selma | FALSE | 52.88 |  | 2018-10-04 | 2018-11-01 | 2018-10-05 | 2018-11-06 | 2018-11-08 | 2019-01-07 | 2104 | 6240 | Up-front Payment
PGE-012535 | Multifamily Residential - Disadvantaged Community | Domestic Hot Water | Gas | Pacific Gas and Electric | Incentive:Paid | 2025 | 20.19 |  | 1 | 118 |  | 100 |  | 2018-10-05 13:12 | 2018-11-06 | INTELLIGENT GREEN SOLUTIONS CA | Retrofit | Selma | Kings | 93662 | Host Customer is System Owner |  |  | 30004236 | SunMaxx Solar LLC | ThermoPower | VTS30-HP-G | Indirect Thermosyphon (IT) | 47.9 |  | VTS-HP30 | Automatic Drainback |  | Solar Storage and Auxiliary Tanks are separate | 79 | 1 | 0.85 | 0 | Z13 | [18 empty] | City of Selma | FALSE | 52.88 |  | 2018-10-04 | 2018-11-01 | 2018-10-05 | 2018-11-06 | 2018-11-08 | 2019-01-07 | 2104 | 6240 | Up-front Payment
PGE-012536 | Multifamily Residential - Disadvantaged Community | Domestic Hot Water | Gas | Pacific Gas and Electric | Incentive:Paid | 2025 | 20.19 |  | 1 | 118 |  | 100 |  | 2018-10-05 13:12 | 2018-11-06 | INTELLIGENT GREEN SOLUTIONS CA | Retrofit | Selma | Kings | 93662 | Host Customer is System Owner |  |  | 30004236 | SunMaxx Solar LLC | ThermoPower | VTS30-HP-G | Indirect Thermosyphon (IT) | 47.9 |  | VTS-HP30 | Automatic Drainback |  | Solar Storage and Auxiliary Tanks are separate | 79 | 1 | 0.85 | 0 | Z13 | [18 empty] | City of Selma | FALSE | 52.88 |  | 2018-10-04 | 2018-11-01 | 2018-10-05 | 2018-11-06 | 2018-11-08 | 2018-11-13 | 2159 | 6240 | Up-front Payment
SCG-012537 | Low Income Single Family Residential | Domestic Hot Water | Gas | Southern California Gas Company | Incentive:Paid | 4417 | 36.9 |  | 1 | 126 |  | 120 |  | 2018-10-12 12:21 | 2018-10-15 | TITANIUM POWER INC | Retrofit | Los Angeles | Los Angeles | 90003 | Host Customer is System Owner | 4 |  | 30004257 | Butler Sun Solutions, Inc. | SOLAR BUTLER | B-BT1-40-I | Indirect Forced Circulation (IF) | 43.72 |  | BT1 | Glycol | Advanced Controller with a Vacation or Holiday Mode | Solar Storage and Auxiliary Tanks are separate | 40 | 1 | 0.95 | 55 | Z08 | [18 empty] | Los Angeles | FALSE | 35.42 |  | 2011-06-01: 2018-10-04; 2011-08-03: 2018-10-12; 2011-09-20: 2018-10-15 | 2201 | 4463 | Up-front Payment
SCG-012538 | Single Family Residential | Domestic Hot Water | Gas | Southern California Gas Company | Incentive:Paid | 3710 | 25.37 |  | 2 | 148 |  | 148 |  | 2019-06-24 14:27 | 2019-09-04 | TITANIUM POWER INC | Retrofit | Los Angeles | Los Angeles | 90023 | Host Customer is System Owner | 5 |  | 30004272 | Butler Sun Solutions, Inc. | SOLAR BUTLER | BT1-40-I-T | Indirect Forced Circulation (IF) | 43.72 |  | BT1 | Glycol | Advanced Controller with a Vacation or Holiday Mode | Solar Storage with Tankless Auxiliary Water Heater | 40 | 1 | 1 | 65 | Z09 | [18 empty] | Los Angeles | FALSE | 30.13 |  | 2011-06-01: 2018-10-04; 2011-08-03: 2019-06-24; 2011-09-20: 2019-09-04 | 1877 | 4459 | Up-front Payment
PGE-012539 | Multifamily Residential - Disadvantaged Community | Domestic Hot Water | Gas | Pacific Gas and Electric | Incentive:Paid | 2025 | 20.19 |  | 1 | 118 |  | 100 |  | 2018-10-05 13:13 | 2018-11-06 | INTELLIGENT GREEN SOLUTIONS CA | Retrofit | Selma | Kings | 93662 | Host Customer is System Owner |  |  | 30004236 | SunMaxx Solar LLC | ThermoPower | VTS30-HP-G | Indirect Thermosyphon (IT) | 47.9 |  | VTS-HP30 | Automatic Drainback |  | Solar Storage and Auxiliary Tanks are separate | 79 | 1 | 0.85 | 0 | Z13 | [18 empty] | City of Selma | FALSE | 52.88 |  | 2018-10-04 | 2018-11-01 | 2018-10-05 | 2018-11-06 | 2018-11-08 | 2018-11-13 | 2159 | 6240 | Up-front Payment
PGE-012540 | Multifamily Residential - Disadvantaged Community | Domestic Hot Water | Gas | Pacific Gas and Electric | Incentive:Paid | 2025 | 20.19 |  | 1 | 118 |  | 100 |  | 2018-10-05 13:14 | 2018-11-21 | INTELLIGENT GREEN SOLUTIONS CA | Retrofit | Selma | Kings | 93662 | Host Customer is System Owner |  |  | 30004236 | SunMaxx Solar LLC | ThermoPower | VTS30-HP-G | Indirect Thermosyphon (IT) | 47.9 |  | VTS-HP30 | Automatic Drainback |  | Solar Storage and Auxiliary Tanks are separate | 79 | 1 | 0.85 | 0 | Z13 | [18 empty] | City of Selma | FALSE | 52.88 |  | 2018-10-04 | 2018-11-01 | 2018-10-05 | 2018-11-21 | 2018-11-28 | 2018-12-05 | 2133 | 6240 | Up-front Payment
PGE-012541 | Multifamily Residential - Disadvantaged Community | Domestic Hot Water | Gas | Pacific Gas and Electric | Incentive:Paid | 2025 | 20.19 |  | 1 | 118 |  | 100 |  | 2018-10-05 13:15 | 2018-11-21 | INTELLIGENT GREEN SOLUTIONS CA | Retrofit | Selma | Kings | 93662 | Host Customer is System Owner |  |  | 30004236 | SunMaxx Solar LLC | ThermoPower | VTS30-HP-G | Indirect Thermosyphon (IT) | 47.9 |  | VTS-HP30 | Automatic Drainback |  | Solar Storage and Auxiliary Tanks are separate | 79 | 1 | 0.85 | 0 | Z13 | [18 empty] | City of Selma | FALSE | 52.88 |  | 2018-10-04 | 2018-11-01 | 2018-10-05 | 2018-11-21 | 2018-11-28 | 2018-12-05 | 2133 | 6240 | Up-front Payment
PGE-012542 | Multifamily Residential - Disadvantaged Community | Domestic Hot Water | Gas | Pacific Gas and Electric | Incentive:Paid | 2025 | 20.19 |  | 1 | 118 |  | 100 |  | 2018-10-05 13:16 | 2018-11-14 | INTELLIGENT GREEN SOLUTIONS CA | Retrofit | Selma | Kings | 93662 | Host Customer is System Owner |  |  | 30004236 | SunMaxx Solar LLC | ThermoPower | VTS30-HP-G | Indirect Thermosyphon (IT) | 47.9 |  | VTS-HP30 | Automatic Drainback |  | Solar Storage and Auxiliary Tanks are separate | 79 | 1 | 0.85 | 0 | Z13 | [18 empty] | City of Selma | FALSE | 52.88 |  | 2018-10-04 | 2018-11-01 | 2018-10-05 | 2018-11-14 | 2018-11-16 | 2018-11-29 | 2139 | 6240 | Up-front Payment
SCG-012543 | Single Family Residential | Domestic Hot Water | Gas | Southern California Gas Company | Incentive:Paid | 3710 | 25.37 |  | 2 | 148 |  | 148 |  | 2019-07-10 15:55 | 2020-06-24 | TITANIUM POWER INC | Retrofit | Los Angeles | Los Angeles | 90023 | Host Customer is System Owner | 10 |  | 30004272 | Butler Sun Solutions, Inc. | SOLAR BUTLER | BT1-40-I-T | Indirect Forced Circulation (IF) | 43.72 |  | BT1 | Glycol | Advanced Controller with a Vacation or Holiday Mode | Solar Storage with Tankless Auxiliary Water Heater | 40 | 1 | 1 | 115 | Z09 | [18 empty] | Los Angeles | FALSE | 25.4 |  | 2011-06-01: 2018-10-04; 2011-08-03: 2019-07-10; 2011-09-20: 2020-06-24 | 1577 | 3759 | Up-front Payment
PGE-012544 | Commercial/Multifamily Residential | Domestic Hot Water | Gas | Pacific Gas and Electric | Incentive:Paid | 18595 | 20.19 |  | 1 | 921 |  | 921 |  | 2018-10-29 14:22 | 2018-11-05 | OXYPOWER INC | Retrofit | San Francisco | San Francisco | 94117 | Host Customer is System Owner | [7 empty] | 336.96 | 42.12 |  | Glycol | Pressure Stagnation Protection (PSP) | Solar Storage with Tankless Auxiliary Water Heater |  | 1 | 1 | 504 | Z03 | 12 | Units | Apartments/Condos | 10001912 | 8 | 1 | 480 | 4 | 0 | 0 | 199000 | TRUE | 130 | 130 |  |  |  |  | San Francisco, San Francisco, CA | FALSE | 47.24 |  | 2018-10-08 |  | 2018-10-29 | 2018-11-05 | 2019-01-17 | 2019-02-13 | 2067 | 43505 | Up-front Payment
PGE-012545 | Commercial Pools | Pool Heating | Gas | Pacific Gas and Electric | Incentive:Paid | 12266 | 5 |  | 1 | 2266 |  | 2198 |  | 2018-10-08 10:27 | 2018-11-06 | SUNTREK INDUSTRIES INC | Retrofit | San Jose | Santa Clara | 95129 | Host Customer is System Owner | [7 empty] | 1148 | 20.5 |  | Drainback |  |  |  | 0.97 | 1 |  | Z04 |  |  |  | 2007048A | 56 | 1 | [5 empty] | FALSE |  |  |  | SunEarth - SETR A503 TTR U + VFS 20-400 |  | SunEarth - SETR A503 TTR U + VFS 20-400 | San Jose | FALSE | 10.83 |  | 2018-10-05 | 2018-11-02 | 2018-10-08 | 2018-11-06 | 2018-12-06 | 2018-12-27 | 2104 | 24532 | Up-front Payment
SCG-012546 | Multifamily Residential - Disadvantaged Community | Domestic Hot Water | Gas | Southern California Gas Company | Incentive:Paid | 57279 | 20.19 |  | 1 | 2837 |  | 2837 |  | 2018-10-09 14:29 | 2018-10-30 | EVOLUTION ENERGY SOLUTIONS L L C | Retrofit | Los Angeles | Los Angeles | 90004 | Host Customer is System Owner | [7 empty] | 778.05 | 40.95 |  | Drainback | Drainback (Water) | Solar Storage and Auxiliary Tanks are separate |  | 1 | 1 | 1600 | Z04 | 40 | Units | Apartments/Condos | TRB-40 | 19 | 1 | 1500 | 1 | 115 | 1 | 500000 | TRUE | 140 | 140 |  | SunEarth - SETR A503 TTR U + VFS 10-200 |  | SunEarth - SETR A503 TTR U + VFS 10-200 | Los Angeles | FALSE | 20.19 |  | 2018-10-05 |  | 2018-10-09 | 2018-10-30 | 2019-03-05 | 2019-03-20 | 2046 | 57279 | Up-front Payment
PGE-012547 | Commercial/Multifamily Residential | Domestic Hot Water | Gas | Pacific Gas and Electric | Incentive:Paid | 8964 | 20.19 |  | 1 | 444 |  | 444 |  | 2018-10-22 14:14 | 2018-11-05 | SUN FIRE PLUMBING | Retrofit | Mountain View | Santa Clara | 94041 | Host Customer is System Owner |  |  | 30004239 | Jiangsu Sunrain Solar Energy Co. Ltd. | Sunrain | TZ58/1800-15C-TG | Indirect Thermosyphon (IT) | 24.46 |  | TZ58/1800-15C | Glycol | Heat Dump Radiator | Solar Storage with Tankless Auxiliary Water Heater | 160 | 1 | 1 | 0 | Z04 | [18 empty] | Mountain View, California | FALSE | 44.21 |  | 2018-10-08 |  | 2018-10-22 | 2018-11-05 | 2018-11-15 | 2019-03-07 | 2046 | 19630.62 | Up-front Payment
SCG-012548 | Low Income Multifamily Residential | Domestic Hot Water | Gas | Southern California Gas Company | Incentive:Paid | 19837 | 24.89 |  | 1 | 797 |  | 797 |  | 2018-10-12 11:09 | 2018-10-22 | CALIFORNIA SOLAR INTEGRATORS INC | New Construction | Los Angeles | Los Angeles | 90046 | Host Customer is System Owner | [7 empty] | 204.5 | 40.9 |  | Glycol | Steam Back | Solar Storage and Auxiliary Tanks are separate |  | 1 | 1 | 880 | Z09 | 22 | Units | Apartments/Condos | EP-40 | 5 | 1 | 360 | 3 | 189 | 1 | 398000 | TRUE | 120 | 140 |  |  |  |  | City of West Hollywood | FALSE | 79.36 |  | 2018-10-09 |  | 2018-10-12 | 2018-10-22 | 2018-10-23 | 2018-11-21 | 2160 | 63249 | Up-front Payment
SCG-012549 | Low Income Single Family Residential | Domestic Hot Water | Gas | Southern California Gas Company | Incentive:Paid | 4417 | 36.9 |  | 1 | 126 |  | 120 |  | 2018-10-12 12:20 | 2018-10-16 | TITANIUM POWER INC | Retrofit | Los Angeles | Los Angeles | 90003 | Host Customer is System Owner | 4 |  | 30004257 | Butler Sun Solutions, Inc. | SOLAR BUTLER | B-BT1-40-I | Indirect Forced Circulation (IF) | 43.72 |  | BT1 | Glycol | Advanced Controller with a Vacation or Holiday Mode | Solar Storage and Auxiliary Tanks are separate | 40 | 1 | 0.95 | 55 | Z08 | [18 empty] | Los Angeles | FALSE | 35.42 |  | 2011-06-01: 2018-10-09; 2011-08-03: 2018-10-12; 2011-09-20: 2018-10-16 | 2199 | 4463 | Up-front Payment
SCG-012550 | Single Family Residential | Domestic Hot Water | Gas | Southern California Gas Company | Incentive:Paid | 3710 | 25.37 |  | 2 | 149 |  | 149 |  | 2019-07-19 10:22 | 2020-07-24 | TITANIUM POWER INC | Retrofit | Los Angeles | Los Angeles | 90062 | Host Customer is System Owner | 8 |  | 30004272 | Butler Sun Solutions, Inc. | SOLAR BUTLER | BT1-40-I-T | Indirect Forced Circulation (IF) | 43.72 |  | BT1 | Glycol | Advanced Controller with a Vacation or Holiday Mode | Solar Storage with Tankless Auxiliary Water Heater | 40 | 1 | 1 | 95 | Z08 | [18 empty] | Los Angeles | FALSE | 25.23 |  | 2011-06-01: 2018-10-09; 2011-08-03: 2019-07-19; 2011-09-20: 2020-07-24 | 1549 | 3759 | Up-front Payment
SCG-012551 | Single Family Residential | Domestic Hot Water | Gas | Southern California Gas Company | Incentive:Paid | 4366 | 29.85 |  | 1 | 149 |  | 149 |  | 2019-06-19 13:17 | 2019-07-09 | TITANIUM POWER INC | Retrofit | Los Angeles | Los Angeles | 90018 | Host Customer is System Owner | 6 |  | 30004272 | Butler Sun Solutions, Inc. | SOLAR BUTLER | BT1-40-I-T | Indirect Forced Circulation (IF) | 43.72 |  | BT1 | Glycol | Advanced Controller with a Vacation or Holiday Mode | Solar Storage with Tankless Auxiliary Water Heater | 40 | 1 | 1 | 75 | Z08 | [18 empty] | Los Angeles | FALSE | 29.93 |  | 2011-06-01: 2018-10-09; 2011-08-03: 2019-06-19; 2011-09-20: 2019-07-09 | 1927 | 4459 | Up-front Payment
SCG-012552 | Single Family Residential | Domestic Hot Water | Gas | Southern California Gas Company | Incentive:Paid | 3710 | 25.37 |  | 2 | 148 |  | 148 |  | 2019-07-16 15:41 | 2020-07-16 | TITANIUM POWER INC | Retrofit | Los Angeles | Los Angeles | 90023 | Host Customer is System Owner | 5 |  | 30004272 | Butler Sun Solutions, Inc. | SOLAR BUTLER | BT1-40-I-T | Indirect Forced Circulation (IF) | 43.72 |  | BT1 | Glycol | Advanced Controller with a Vacation or Holiday Mode | Solar Storage with Tankless Auxiliary Water Heater | 40 | 1 | 1 | 65 | Z09 | [18 empty] | Los Angeles | FALSE | 25.4 |  | 2011-06-01: 2018-10-09; 2011-08-03: 2019-07-16; 2011-09-20: 2020-07-16 | 1559 | 3759 | Up-front Payment
SCG-012553 | Single Family Residential | Domestic Hot Water | Gas | Southern California Gas Company | Incentive:Paid | 3567 | 25.37 |  | 2 | 148 |  | 141 |  | 2019-07-16 15:41 | 2020-07-16 | TITANIUM POWER INC | Retrofit | Los Angeles | Los Angeles | 90023 | Owner/Tenant | 6 |  | 30004272 | Butler Sun Solutions, Inc. | SOLAR BUTLER | BT1-40-I-T | Indirect Forced Circulation (IF) | 43.72 |  | BT1 | Glycol | Advanced Controller with a Vacation or Holiday Mode | Solar Storage with Tankless Auxiliary Water Heater | 40 | 1 | 0.95 | 75 | Z09 | [18 empty] | Los Angeles | FALSE | 24.72 |  | 2011-06-01: 2018-10-10; 2011-08-03: 2019-07-16; 2011-09-20: 2020-07-16 | 1559 | 3659 | Up-front Payment
SCG-012554 | Single Family Residential | Domestic Hot Water | Gas | Southern California Gas Company | Incentive:Paid | 3710 | 25.37 |  | 2 | 148 |  | 148 |  | 2019-07-16 15:37 | 2020-07-17 | TITANIUM POWER INC | Retrofit | Los Angeles | Los Angeles | 90023 | Owner/Tenant | 5 |  | 30004272 | Butler Sun Solutions, Inc. | SOLAR BUTLER | BT1-40-I-T | Indirect Forced Circulation (IF) | 43.72 |  | BT1 | Glycol | Advanced Controller with a Vacation or Holiday Mode | Solar Storage with Tankless Auxiliary Water Heater | 40 | 1 | 1 | 65 | Z09 | [18 empty] | Los Angeles | FALSE | 25.4 |  | 2011-06-01: 2018-10-10; 2011-08-03: 2019-07-16; 2011-09-20: 2020-07-17 | 1556 | 3759 | Up-front Payment
SCG-012555 | Single Family Residential | Domestic Hot Water | Gas | Southern California Gas Company | Incentive:Paid | 3761 | 29.85 |  | 1 | 126 |  | 126 |  | 2018-10-26 13:41 | 2018-10-30 | TITANIUM POWER INC | Retrofit | Los Angeles | Los Angeles | 90018 | Host Customer is System Owner | 7 |  | 30004257 | Butler Sun Solutions, Inc. | SOLAR BUTLER | B-BT1-40-I | Indirect Forced Circulation (IF) | 43.72 |  | BT1 | Glycol | Advanced Controller with a Vacation or Holiday Mode | Solar Storage and Auxiliary Tanks are separate | 40 | 1 | 1 | 85 | Z08 | [18 empty] | Los Angeles | FALSE | 30.21 |  | 2011-06-01: 2018-10-10; 2011-08-03: 2018-10-26; 2011-09-20: 2018-10-30 | 2186 | 3807 | Up-front Payment
SCG-012556 | Single Family Residential | Domestic Hot Water | Gas | Southern California Gas Company | Incentive:Paid | 3710 | 25.37 |  | 2 | 148 |  | 148 |  | 2019-07-23 14:37 | 2020-07-29 | TITANIUM POWER INC | Retrofit | Los Angeles | Los Angeles | 90063 | Host Customer is System Owner | 4 |  | 30004272 | Butler Sun Solutions, Inc. | SOLAR BUTLER | BT1-40-I-T | Indirect Forced Circulation (IF) | 43.72 |  | BT1 | Glycol | Advanced Controller with a Vacation or Holiday Mode | Solar Storage with Tankless Auxiliary Water Heater | 40 | 1 | 1 | 55 | Z09 | [18 empty] | Los Angeles | FALSE | 25.4 |  | 2011-06-01: 2018-10-10; 2011-08-03: 2019-07-23; 2011-09-20: 2020-07-29 | 1545 | 3759 | Up-front Payment
SCG-012557 | Single Family Residential | Domestic Hot Water | Gas | Southern California Gas Company | Incentive:Paid | 4259 | 29.85 |  | 1 | 148 |  | 148 |  | 2019-06-07 15:01 | 2019-07-01 | TITANIUM POWER INC | Retrofit | Los Angeles | Los Angeles | 90023 | Host Customer is System Owner | 4 |  | 30004272 | Butler Sun Solutions, Inc. | SOLAR BUTLER | BT1-40-I-T | Indirect Forced Circulation (IF) | 43.72 |  | BT1 | Glycol | Advanced Controller with a Vacation or Holiday Mode | Solar Storage with Tankless Auxiliary Water Heater | 40 | 1 | 1 | 55 | Z09 | [18 empty] | Los Angeles | FALSE | 28.78 |  | 2011-06-01: 2018-10-10; 2011-08-03: 2019-06-07; 2011-09-20: 2019-07-01 | 1930 | 4259 | Up-front Payment
SCG-012558 | Single Family Residential | Domestic Hot Water | Gas | Southern California Gas Company | Incentive:Paid | 3567 | 25.37 |  | 2 | 148 |  | 141 |  | 2019-07-19 10:23 | 2020-07-24 | TITANIUM POWER INC | Retrofit | Los Angeles | Los Angeles | 90023 | Host Customer is System Owner | 5 |  | 30004272 | Butler Sun Solutions, Inc. | SOLAR BUTLER | BT1-40-I-T | Indirect Forced Circulation (IF) | 43.72 |  | BT1 | Glycol | Advanced Controller with a Vacation or Holiday Mode | Solar Storage with Tankless Auxiliary Water Heater | 40 | 1 | 0.95 | 65 | Z09 | [18 empty] | Los Angeles | FALSE | 24.72 |  | 2011-06-01: 2018-10-10; 2011-08-03: 2019-07-19; 2011-09-20: 2020-07-24 | 1549 | 3659 | Up-front Payment
SCG-012559 | Single Family Residential | Domestic Hot Water | Gas | Southern California Gas Company | Incentive:Paid | 4366 | 29.85 |  | 1 | 148 |  | 148 |  | 2019-06-13 15:52 | 2019-07-01 | TITANIUM POWER INC | Retrofit | Los Angeles | Los Angeles | 90023 | Host Customer is System Owner | 5 |  | 30004272 | Butler Sun Solutions, Inc. | SOLAR BUTLER | BT1-40-I-T | Indirect Forced Circulation (IF) | 43.72 |  | BT1 | Glycol | Advanced Controller with a Vacation or Holiday Mode | Solar Storage with Tankless Auxiliary Water Heater | 40 | 1 | 1 | 65 | Z09 | [18 empty] | Los Angeles | FALSE | 30.13 |  | 2011-06-01: 2018-10-10; 2011-08-03: 2019-06-13; 2011-09-20: 2019-07-01 | 1927 | 4459 | Up-front Payment
SCG-012560 | Single Family Residential - Disadvantaged Community | Domestic Hot Water | Gas | Southern California Gas Company | Incentive:Paid | 3761 | 29.85 |  | 1 | 126 |  | 126 |  | 2018-10-30 11:25 | 2018-11-08 | TITANIUM POWER INC | Retrofit | Los Angeles | Los Angeles | 90018 | Host Customer is System Owner | 6 |  | 30004257 | Butler Sun Solutions, Inc. | SOLAR BUTLER | B-BT1-40-I | Indirect Forced Circulation (IF) | 43.72 |  | BT1 | Glycol | Advanced Controller with a Vacation or Holiday Mode | Solar Storage and Auxiliary Tanks are separate | 40 | 1 | 1 | 75 | Z08 | [18 empty] | Los Angeles | FALSE | 30.21 |  | 2011-06-01: 2018-10-10; 2011-08-03: 2018-10-30; 2011-09-20: 2018-11-08 | 2173 | 3807 | Up-front Payment
SCG-012562 | Low Income Single Family Residential | Domestic Hot Water | Gas | Southern California Gas Company | Incentive:Paid | 4613 | 36.9 |  | 1 | 125 |  | 125 |  | 2018-10-12 12:25 | 2018-10-25 | TITANIUM POWER INC | Retrofit | Pacoima | Los Angeles | 91331 | Host Customer is System Owner | 6 |  | 30004260 | Butler Sun Solutions, Inc. | SOLAR BUTLER | B-BT1-50-I | Indirect Forced Circulation (IF) | 43.72 |  | BT1 | Glycol | Advanced Controller with a Vacation or Holiday Mode | Solar Storage and Auxiliary Tanks are separate | 50 | 1 | 1 | 75 | Z09 | [18 empty] | Los Angeles | FALSE | 37.27 |  | 2011-06-01: 2018-10-10; 2011-08-03: 2018-10-12; 2011-09-20: 2018-10-25 | 2189 | 4659 | Up-front Payment
SCG-012563 | Single Family Residential - Disadvantaged Community | Domestic Hot Water | Gas | Southern California Gas Company | Incentive:Paid | 3659 | 29.85 |  | 1 | 125 |  | 125 |  | 2018-10-12 12:23 | 2018-10-15 | TITANIUM POWER INC | Retrofit | San Fernando | Los Angeles | 91342 | Host Customer is System Owner | 5 |  | 30004260 | Butler Sun Solutions, Inc. | SOLAR BUTLER | B-BT1-50-I | Indirect Forced Circulation (IF) | 43.72 |  | BT1 | Glycol | Advanced Controller with a Vacation or Holiday Mode | Solar Storage and Auxiliary Tanks are separate | 50 | 1 | 1 | 65 | Z09 | [18 empty] | Los Angeles | FALSE | 29.27 |  | 2011-06-01: 2018-10-10; 2011-08-03: 2018-10-12; 2011-09-20: 2018-10-15 | 2201 | 3659 | Up-front Payment
SCG-012564 | Single Family Residential - Disadvantaged Community | Domestic Hot Water | Gas | Southern California Gas Company | Incentive:Paid | 3630 | 29.85 |  | 1 | 128 |  | 122 |  | 2018-10-12 12:24 | 2018-11-06 | TITANIUM POWER INC | Retrofit | Los Angeles | Los Angeles | 90016 | Host Customer is System Owner | 4 |  | 30004260 | Butler Sun Solutions, Inc. | SOLAR BUTLER | B-BT1-50-I | Indirect Forced Circulation (IF) | 43.72 |  | BT1 | Glycol | Advanced Controller with a Vacation or Holiday Mode | Solar Storage and Auxiliary Tanks are separate | 50 | 1 | 0.95 | 55 | Z08 | [18 empty] | Los Angeles | FALSE | 28.78 |  | 2011-06-01: 2018-10-10; 2011-08-03: 2018-10-12; 2011-09-20: 2018-11-06 | 2178 | 3684 | Up-front Payment
SCG-012565 | Low Income Single Family Residential | Domestic Hot Water | Gas | Southern California Gas Company | Incentive:Paid | 4613 | 36.9 |  | 1 | 125 |  | 125 |  | 2018-10-12 12:22 | 2018-10-29 | TITANIUM POWER INC | Retrofit | Arleta | Los Angeles | 91331 | Host Customer is System Owner | 5 |  | 30004257 | Butler Sun Solutions, Inc. | SOLAR BUTLER | B-BT1-40-I | Indirect Forced Circulation (IF) | 43.72 |  | BT1 | Glycol | Advanced Controller with a Vacation or Holiday Mode | Solar Storage and Auxiliary Tanks are separate | 40 | 1 | 1 | 65 | Z09 | [18 empty] | Los Angeles | FALSE | 37.27 |  | 2011-06-01: 2018-10-10; 2011-08-03: 2018-10-12; 2011-09-20: 2018-10-29 | 2171 | 4659 | Up-front Payment
SCG-012566 | Low Income Single Family Residential | Domestic Hot Water | Gas | Southern California Gas Company | Incentive:Paid | 4613 | 36.9 |  | 1 | 125 |  | 125 |  | 2018-10-12 12:22 | 2018-10-15 | TITANIUM POWER INC | Retrofit | North Hollywood | Los Angeles | 91606 | Host Customer is System Owner | 4 |  | 30004257 | Butler Sun Solutions, Inc. | SOLAR BUTLER | B-BT1-40-I | Indirect Forced Circulation (IF) | 43.72 |  | BT1 | Glycol | Advanced Controller with a Vacation or Holiday Mode | Solar Storage and Auxiliary Tanks are separate | 40 | 1 | 1 | 55 | Z09 | [18 empty] | Los Angeles | FALSE | 37.27 |  | 2011-06-01: 2018-10-10; 2011-08-03: 2018-10-12; 2011-09-20: 2018-10-15 | 2199 | 4659 | Up-front Payment
SCG-012569 | Multifamily Residential - Disadvantaged Community | Domestic Hot Water | Gas | Southern California Gas Company | Incentive:Paid | 2025 | 20.19 |  | 1 | 118 |  | 100 |  | 2018-10-11 12:47 | 2018-10-22 | INTELLIGENT GREEN SOLUTIONS CA | Retrofit | Visalia | Tulare | 93292 | Host Customer is System Owner |  |  | 30004236 | SunMaxx Solar LLC | ThermoPower | VTS30-HP-G | Indirect Thermosyphon (IT) | 47.9 |  | VTS-HP30 | Automatic Drainback |  | Solar Storage and Auxiliary Tanks are separate | 79 | 1 | 0.85 | 0 | Z13 | [18 empty] | City of Visalia | FALSE | 52.88 |  | 2018-10-11 |  | 2018-10-11 | 2018-10-22 | 2018-10-24 | 2018-11-06 | 2178 | 6240 | Up-front Payment
SCG-012570 | Multifamily Residential - Disadvantaged Community | Domestic Hot Water | Gas | Southern California Gas Company | Incentive:Paid | 2025 | 20.19 |  | 1 | 118 |  | 100 |  | 2018-10-11 12:57 | 2018-10-22 | INTELLIGENT GREEN SOLUTIONS CA | Retrofit | Visalia | Tulare | 93292 | Host Customer is System Owner |  |  | 30004236 | SunMaxx Solar LLC | ThermoPower | VTS30-HP-G | Indirect Thermosyphon (IT) | 47.9 |  | VTS-HP30 | Automatic Drainback |  | Solar Storage and Auxiliary Tanks are separate | 79 | 1 | 0.85 | 0 | Z13 | [18 empty] | City of Visalia | FALSE | 52.88 |  | 2018-10-11 |  | 2018-10-11 | 2018-10-22 | 2018-10-24 | 2018-11-06 | 2178 | 6240 | Up-front Payment
SCG-012571 | Single Family Residential - Disadvantaged Community | Domestic Hot Water | Gas | Southern California Gas Company | Incentive:Paid | 3821 | 29.85 |  | 1 | 128 |  | 128 |  | 2018-10-12 12:29 | 2018-10-18 | TITANIUM POWER INC | Retrofit | North Hollywood | Los Angeles | 91605 | Host Customer is System Owner | 7 |  | 30004079 | GREENoneTEC Solarindustrie GmbH | Solpal Plus | Solpal Plus L-GT | Direct Integral Collector Storage (DI) | 25.66 |  | Solpal Plus L |  |  | Solar Storage with Tankless Auxiliary Water Heater | 50 | 1 | 1 | 85 | Z09 | [18 empty] | Los Angeles | FALSE | 30.15 |  | 2011-06-01: 2018-10-11; 2011-08-03: 2018-10-12; 2011-09-20: 2018-10-18 | 2179 | 3859 | Up-front Payment
SCG-012573 | Single Family Residential - Disadvantaged Community | Domestic Hot Water | Gas | Southern California Gas Company | Incentive:Paid | 3731 | 29.85 |  | 1 | 125 |  | 125 |  | 2018-10-17 08:20 | 2018-10-19 | TITANIUM POWER INC | Retrofit | Pacoima | Los Angeles | 91331 | Host Customer is System Owner | 6 |  | 30004257 | Butler Sun Solutions, Inc. | SOLAR BUTLER | B-BT1-40-I | Indirect Forced Circulation (IF) | 43.72 |  | BT1 | Glycol | Advanced Controller with a Vacation or Holiday Mode | Solar Storage and Auxiliary Tanks are separate | 40 | 1 | 1 | 75 | Z09 | [18 empty] | Los Angeles | FALSE | 30.07 |  | 2011-06-01: 2018-10-11; 2011-08-03: 2018-10-17; 2011-09-20: 2018-10-19 | 2196 | 3759 | Up-front Payment
SCG-012574 | Single Family Residential | Domestic Hot Water | Gas | Southern California Gas Company | Incentive:Paid | 3710 | 25.37 |  | 2 | 148 |  | 148 |  | 2019-07-03 13:05 | 2020-06-11 | TITANIUM POWER INC | Retrofit | Arleta | Los Angeles | 91331 | Host Customer is System Owner | 4 |  | 30004272 | Butler Sun Solutions, Inc. | SOLAR BUTLER | BT1-40-I-T | Indirect Forced Circulation (IF) | 43.72 |  | BT1 | Glycol | Advanced Controller with a Vacation or Holiday Mode | Solar Storage with Tankless Auxiliary Water Heater | 40 | 1 | 1 | 55 | Z09 | [18 empty] | Los Angeles | FALSE | 25.4 |  | 2011-06-01: 2018-10-11; 2011-08-03: 2019-07-03; 2011-09-20: 2020-06-11 | 1591 | 3759 | Up-front Payment
SCG-012575 | Single Family Residential | Domestic Hot Water | Gas | Southern California Gas Company | Incentive:Paid | 3710 | 25.37 |  | 2 | 149 |  | 149 |  | 2019-07-06 09:30 | 2020-06-12 | TITANIUM POWER INC | Retrofit | Los Angeles | Los Angeles | 90044 | Host Customer is System Owner | 5 |  | 30004272 | Butler Sun Solutions, Inc. | SOLAR BUTLER | BT1-40-I-T | Indirect Forced Circulation (IF) | 43.72 |  | BT1 | Glycol | Advanced Controller with a Vacation or Holiday Mode | Solar Storage with Tankless Auxiliary Water Heater | 40 | 1 | 1 | 65 | Z08 | [18 empty] | Los Angeles | FALSE | 25.23 |  | 2011-06-01: 2018-10-11; 2011-08-03: 2019-07-06; 2011-09-20: 2020-06-12 | 1591 | 3759 | Up-front Payment
SCG-012576 | Multifamily Residential - Disadvantaged Community | Domestic Hot Water | Gas | Southern California Gas Company | Incentive:Paid | 26550 | 20.19 |  | 1 | 1315 |  | 1315 |  | 2018-10-17 11:49 | 2018-10-22 | ALL VALLEY SOLAR INC | Retrofit | Baldwin Park | Baldwin Park | 91706 | Host Customer is System Owner | [7 empty] | 327.6 | 40.95 |  | Drainback |  | Solar Storage and Auxiliary Tanks are separate |  | 1 | 1 | 981 | Z09 | 25 | Units | Apartments/Condos | TRB-40 | 8 | 1 | 528 | 2 | 100 | 1 | 250000 | TRUE | 135 | 140 |  |  |  |  | City of Baldwin | FALSE | 35.06 |  | 2018-10-11 |  | 2018-10-17 | 2018-10-22 | 2019-02-14 | 2019-02-27 | 2067 | 46106 | Up-front Payment
PGE-012577 | Low Income Multifamily Residential | Domestic Hot Water | Gas | Pacific Gas and Electric | Incentive:Paid | 96642 | 24.89 |  | 1 | 3962 |  | 3883 |  | 2019-02-06 10:18 | 2019-03-08 | SUN LIGHT & POWER | New Construction | San Francisco | San Francisco | 94110 | Host Customer is System Owner | [7 empty] | 1127.28 | 40.26 |  | Glycol | Advanced Controller with a Vacation or Holiday Mode | Solar Storage and Auxiliary Tanks are separate |  | 0.98 | 1 | 3572 | Z03 | 94 | Units | Apartments/Condos | 2010115A | 28 | 2 | 1680 | 1 | 200 | 1 | 1000000 | TRUE | 140 | 120 |  | Heliodyne - Delta-T Pro Ethernet |  | Heliodyne - Delta-T Pro Ethernet | City and County of San Francisco | FALSE | 61.96 |  | 2018-12-12 | 2019-02-13 | 2019-02-06 | 2019-03-08 | 2020-08-14 | 2019-03-08 | 1303 | 245475 | Up-front Payment
SCG-012578 | Low Income Single Family Residential | Domestic Hot Water | Gas | Southern California Gas Company | Incentive:Paid | 5351 | 36.9 |  | 1 | 145 |  | 145 |  | 2018-11-20 11:29 | 2018-12-03 | DOCTOR PIPER INC | Retrofit | San Fernando | Los Angeles | 91340 | Host Customer is System Owner | 2 |  | 2011141B | Heliodyne, Inc. | HELIOPAK | HPAK 016 1 410 G 80 ACD Z | Indirect Forced Circulation (IF) | 40.17 |  | 410 001 | Glycol | Steam Back | Solar Storage and Auxiliary Tanks are separate | 80 | 1 | 1 | 35 | Z09 | [18 empty] | City of Los Angeles | FALSE | 55.17 |  | 2011-06-01: 2018-10-12; 2011-08-03: 2018-11-20; 2011-09-20: 2018-12-03 | 2136 | 8000 | Up-front Payment
SCG-012579 | Low Income Single Family Residential | Domestic Hot Water | Gas | Southern California Gas Company | Incentive:Paid | 4834 | 36.9 |  | 1 | 131 |  | 131 |  | 2018-12-27 11:57 | 2019-01-04 | EVOLUTION ENERGY SOLUTIONS L L C | Retrofit | Los Angeles | Los Angeles | 90011 | Host Customer is System Owner | 6 |  | 2001028E | SunEarth, Inc. | CASCADE | EPRD-48-80-2G | Indirect Forced Circulation (IF) | 49.3 |  | EP-24 / EP-24-0.75 | Automatic Drainback |  | Solar Storage and Auxiliary Tanks are separate | 80 | 1 | 1 | 75 | Z08 | [18 empty] | Los Angeles | FALSE | 62.05 |  | 2011-06-01: 2018-10-12; 2011-08-03: 2018-12-27; 2011-09-20: 2019-01-04 | 2118 | 8128.87 | Up-front Payment
SCG-012580 | Single Family Residential | Domestic Hot Water | Gas | Southern California Gas Company | Incentive:Paid | 3710 | 25.37 |  | 2 | 148 |  | 148 |  | 2019-07-17 15:11 | 2020-07-21 | TITANIUM POWER INC | Retrofit | Los Angeles | Los Angeles | 90039 | Host Customer is System Owner | 4 |  | 30004272 | Butler Sun Solutions, Inc. | SOLAR BUTLER | BT1-40-I-T | Indirect Forced Circulation (IF) | 43.72 |  | BT1 | Glycol | Advanced Controller with a Vacation or Holiday Mode | Solar Storage with Tankless Auxiliary Water Heater | 40 | 1 | 1 | 55 | Z09 | [18 empty] | Los Angeles | FALSE | 25.4 |  | 2011-06-01: 2018-10-15; 2011-08-03: 2019-07-17; 2011-09-20: 2020-07-21 | 1552 | 3759 | Up-front Payment
SCG-012581 | Low Income Single Family Residential | Domestic Hot Water | Gas | Southern California Gas Company | Incentive:Paid | 4359 | 36.9 |  | 1 | 125 |  | 119 |  | 2018-10-17 08:23 | 2018-10-19 | TITANIUM POWER INC | Retrofit | Pacoima | Los Angeles | 91331 | Host Customer is System Owner | 5 |  | 30004257 | Butler Sun Solutions, Inc. | SOLAR BUTLER | B-BT1-40-I | Indirect Forced Circulation (IF) | 43.72 |  | BT1 | Glycol | Advanced Controller with a Vacation or Holiday Mode | Solar Storage and Auxiliary Tanks are separate | 40 | 1 | 0.95 | 65 | Z09 | [18 empty] | Los Angeles | FALSE | 34.87 |  | 2011-06-01: 2018-10-15; 2011-08-03: 2018-10-17; 2011-09-20: 2018-10-19 | 2195 | 4359 | Up-front Payment
SCG-012582 | Single Family Residential | Domestic Hot Water | Gas | Southern California Gas Company | Incentive:Paid | 3710 | 25.37 |  | 2 | 149 |  | 149 |  | 2019-07-16 15:34 | 2020-07-17 | TITANIUM POWER INC | Retrofit | Los Angeles | Los Angeles | 90003 | Host Customer is System Owner | 6 |  | 30004272 | Butler Sun Solutions, Inc. | SOLAR BUTLER | BT1-40-I-T | Indirect Forced Circulation (IF) | 43.72 |  | BT1 | Glycol | Advanced Controller with a Vacation or Holiday Mode | Solar Storage with Tankless Auxiliary Water Heater | 40 | 1 | 1 | 75 | Z08 | [18 empty] | Los Angeles | FALSE | 25.23 |  | 2011-06-01: 2018-10-16; 2011-08-03: 2019-07-16; 2011-09-20: 2020-07-17 | 1556 | 3759 | Up-front Payment
SCG-012583 | Low Income Single Family Residential | Domestic Hot Water | Gas | Southern California Gas Company | Incentive:Paid | 3867 | 36.9 |  | 1 | 131 |  | 105 |  | 2019-01-29 15:04 | 2019-01-31 | EVOLUTION ENERGY SOLUTIONS L L C | Retrofit | Los Angeles | Los Angeles | 90011 | Host Customer is System Owner | 4 |  | 2001028E | SunEarth, Inc. | CASCADE | EPRD-48-80-2G | Indirect Forced Circulation (IF) | 49.3 |  | EP-24 / EP-24-0.75 | Automatic Drainback | Drainback (Water) | Solar Storage and Auxiliary Tanks are separate | 80 | 1 | 0.8 | 55 | Z08 | [18 empty] | Los Angeles | FALSE | 54.67 |  | 2011-06-01: 2018-10-16; 2011-08-03: 2019-01-29; 2011-09-20: 2019-01-31 | 2090 | 7161.87 | Up-front Payment
SCG-012584 | Single Family Residential | Domestic Hot Water | Gas | Southern California Gas Company | Incentive:Paid | 3710 | 25.37 |  | 2 | 149 |  | 149 |  | 2019-07-16 15:32 | 2020-07-17 | TITANIUM POWER INC | Retrofit | Los Angeles | Los Angeles | 90003 | Host Customer is System Owner | 4 |  | 30004272 | Butler Sun Solutions, Inc. | SOLAR BUTLER | BT1-40-I-T | Indirect Forced Circulation (IF) | 43.72 |  | BT1 | Glycol | Advanced Controller with a Vacation or Holiday Mode | Solar Storage with Tankless Auxiliary Water Heater | 40 | 1 | 1 | 55 | Z08 | [18 empty] | Los Angeles | FALSE | 25.23 |  | 2011-06-01: 2018-10-16; 2011-08-03: 2019-07-16; 2011-09-20: 2020-07-17 | 1556 | 3759 | Up-front Payment
SCG-012585 | Low Income Single Family Residential | Domestic Hot Water | Gas | Southern California Gas Company | Incentive:Paid | 5397 | 36.9 |  | 1 | 156 |  | 156 |  | 2019-01-29 15:03 | 2019-01-31 | EVOLUTION ENERGY SOLUTIONS L L C | Retrofit | Los Angeles | Los Angeles | 90011 | Host Customer is System Owner | 6 |  | 2001028G | SunEarth, Inc. | CASCADE | EPRD-64-80-2G | Indirect Forced Circulation (IF) | 65.67 |  | EP-32 / EP-32-0.75 | Automatic Drainback |  | Solar Storage and Auxiliary Tanks are separate | 80 | 1 | 1 | 75 | Z08 | [18 empty] | Los Angeles | FALSE | 52.11 |  | 2011-06-01: 2018-10-16; 2011-08-03: 2019-01-29; 2011-09-20: 2019-01-31 | 2090 | 8128.87 | Up-front Payment
SCG-012586 | Single Family Residential - Disadvantaged Community | Domestic Hot Water | Gas | Southern California Gas Company | Incentive:Paid | 3731 | 29.85 |  | 1 | 125 |  | 125 |  | 2018-10-18 07:46 | 2018-10-19 | TITANIUM POWER INC | Retrofit | Pacoima | Los Angeles | 91331 | Host Customer is System Owner | 7 |  | 30004257 | Butler Sun Solutions, Inc. | SOLAR BUTLER | B-BT1-40-I | Indirect Forced Circulation (IF) | 43.72 |  | BT1 | Glycol | Advanced Controller with a Vacation or Holiday Mode | Solar Storage and Auxiliary Tanks are separate | 40 | 1 | 1 | 85 | Z09 | [18 empty] | Los Angeles | FALSE | 30.27 |  | 2011-06-01: 2018-10-16; 2011-08-03: 2018-10-18; 2011-09-20: 2018-10-19 | 2194 | 3784 | Up-front Payment
SCG-012587 | Single Family Residential | Domestic Hot Water | Gas | Southern California Gas Company | Incentive:Paid | 3213 | 25.37 |  | 2 | 149 |  | 127 |  | 2019-07-17 15:03 | 2020-07-21 | TITANIUM POWER INC | Retrofit | Los Angeles | Los Angeles | 90003 | Host Customer is System Owner | 5 |  | 30004272 | Butler Sun Solutions, Inc. | SOLAR BUTLER | BT1-40-I-T | Indirect Forced Circulation (IF) | 43.72 |  | BT1 | Glycol | Advanced Controller with a Vacation or Holiday Mode | Solar Storage with Tankless Auxiliary Water Heater | 40 | 1 | 0.85 | 65 | Z08 | [18 empty] | Los Angeles | FALSE | 25.23 |  | 2011-06-01: 2018-10-16; 2011-08-03: 2019-07-17; 2011-09-20: 2020-07-21 | 1552 | 3759 | Up-front Payment
SCG-012588 | Low Income Single Family Residential | Domestic Hot Water | Gas | Southern California Gas Company | Incentive:Paid | 4613 | 36.9 |  | 1 | 125 |  | 125 |  | 2018-10-18 08:59 | 2018-10-23 | TITANIUM POWER INC | Retrofit | Arleta | Los Angeles | 91331 | Owner/Tenant | 4 |  | 30004257 | Butler Sun Solutions, Inc. | SOLAR BUTLER | B-BT1-40-I | Indirect Forced Circulation (IF) | 43.72 |  | BT1 | Glycol | Advanced Controller with a Vacation or Holiday Mode | Solar Storage and Auxiliary Tanks are separate | 40 | 1 | 1 | 55 | Z09 | [18 empty] | Los Angeles | FALSE | 37.27 |  | 2011-06-01: 2018-10-16; 2011-08-03: 2018-10-18; 2011-09-20: 2018-10-23 | 2180 | 4659 | Up-front Payment
SCG-012589 | Low Income Single Family Residential | Domestic Hot Water | Gas | Southern California Gas Company | Incentive:Paid | 4417 | 36.9 |  | 1 | 126 |  | 120 |  | 2018-10-26 14:04 | 2018-10-29 | TITANIUM POWER INC | Retrofit | Los Angeles | Los Angeles | 90003 | Host Customer is System Owner | 5 |  | 30004257 | Butler Sun Solutions, Inc. | SOLAR BUTLER | B-BT1-40-I | Indirect Forced Circulation (IF) | 43.72 |  | BT1 | Glycol | Advanced Controller with a Vacation or Holiday Mode | Solar Storage and Auxiliary Tanks are separate | 40 | 1 | 0.95 | 65 | Z08 | [18 empty] | Los Angeles | FALSE | 35.42 |  | 2011-06-01: 2018-10-16; 2011-08-03: 2018-10-26; 2011-09-20: 2018-10-29 | 2186 | 4463 | Up-front Payment
SCG-012590 | Single Family Residential | Domestic Hot Water | Gas | Southern California Gas Company | Incentive:Paid | 3710 | 25.37 |  | 2 | 148 |  | 148 |  | 2019-07-17 15:10 | 2020-07-21 | TITANIUM POWER INC | Retrofit | Los Angeles | Los Angeles | 90033 | Host Customer is System Owner | 4 |  | 30004272 | Butler Sun Solutions, Inc. | SOLAR BUTLER | BT1-40-I-T | Indirect Forced Circulation (IF) | 43.72 |  | BT1 | Glycol | Advanced Controller with a Vacation or Holiday Mode | Solar Storage with Tankless Auxiliary Water Heater | 40 | 1 | 1 | 55 | Z09 | [18 empty] | Los Angeles | FALSE | 25.4 |  | 2011-06-01: 2018-10-16; 2011-08-03: 2019-07-17; 2011-09-20: 2020-07-21 | 1552 | 3759 | Up-front Payment
SCG-012591 | Single Family Residential | Domestic Hot Water | Gas | Southern California Gas Company | Incentive:Paid | 3710 | 25.37 |  | 2 | 149 |  | 149 |  | 2019-07-26 15:10 | 2020-08-04 | TITANIUM POWER INC | Retrofit | Los Angeles | Los Angeles | 90003 | Host Customer is System Owner | 4 |  | 30004272 | Butler Sun Solutions, Inc. | SOLAR BUTLER | BT1-40-I-T | Indirect Forced Circulation (IF) | 43.72 |  | BT1 | Glycol | Advanced Controller with a Vacation or Holiday Mode | Solar Storage with Tankless Auxiliary Water Heater | 40 | 1 | 1 | 55 | Z08 | [18 empty] | Los Angeles | FALSE | 25.23 |  | 2011-06-01: 2018-10-16; 2011-08-03: 2019-07-26; 2011-09-20: 2020-08-04 | 1538 | 3759 | Up-front Payment
SCG-012592 | Low Income Single Family Residential | Domestic Hot Water | Gas | Southern California Gas Company | Incentive:Paid | 4613 | 36.9 |  | 1 | 125 |  | 125 |  | 2018-10-18 07:44 | 2018-10-22 | TITANIUM POWER INC | Retrofit | Los Angeles | Los Angeles | 90023 | Host Customer is System Owner | 4 |  | 30004257 | Butler Sun Solutions, Inc. | SOLAR BUTLER | B-BT1-40-I | Indirect Forced Circulation (IF) | 43.72 |  | BT1 | Glycol | Advanced Controller with a Vacation or Holiday Mode | Solar Storage and Auxiliary Tanks are separate | 40 | 1 | 1 | 55 | Z09 | [18 empty] | Los Angeles | FALSE | 37.27 |  | 2011-06-01: 2018-10-16; 2011-08-03: 2018-10-18; 2011-09-20: 2018-10-22 | 2195 | 4659 | Up-front Payment
SCG-012593 | Single Family Residential | Domestic Hot Water | Gas | Southern California Gas Company | Incentive:Paid | 4366 | 29.85 |  | 1 | 148 |  | 148 |  | 2019-06-21 15:45 | 2019-07-24 | TITANIUM POWER INC | Retrofit | Los Angeles | Los Angeles | 90063 | Host Customer is System Owner | 4 |  | 30004272 | Butler Sun Solutions, Inc. | SOLAR BUTLER | BT1-40-I-T | Indirect Forced Circulation (IF) | 43.72 |  | BT1 | Glycol | Advanced Controller with a Vacation or Holiday Mode | Solar Storage with Tankless Auxiliary Water Heater | 40 | 1 | 1 | 55 | Z09 | [18 empty] | Los Angeles | FALSE | 30.13 |  | 2011-06-01: 2018-10-16; 2011-08-03: 2019-06-21; 2011-09-20: 2019-07-24 | 1919 | 4459 | Up-front Payment
SCG-012595 | Single Family Residential | Domestic Hot Water | Gas | Southern California Gas Company | Incentive:Paid | 4225 | 29.85 |  | 1 | 149 |  | 142 |  | 2019-06-21 15:39 | 2019-07-24 | TITANIUM POWER INC | Retrofit | Los Angeles | Los Angeles | 90003 | Host Customer is System Owner | 9 |  | 30004272 | Butler Sun Solutions, Inc. | SOLAR BUTLER | BT1-40-I-T | Indirect Forced Circulation (IF) | 43.72 |  | BT1 | Glycol | Advanced Controller with a Vacation or Holiday Mode | Solar Storage with Tankless Auxiliary Water Heater | 40 | 1 | 0.95 | 105 | Z08 | [18 empty] | Los Angeles | FALSE | 29.26 |  | 2011-06-01: 2018-10-16; 2011-08-03: 2019-06-21; 2011-09-20: 2019-07-24 | 1919 | 4359 | Up-front Payment
SCG-012596 | Single Family Residential | Domestic Hot Water | Gas | Southern California Gas Company | Incentive:Paid | 3710 | 25.37 |  | 2 | 149 |  | 149 |  | 2019-07-26 15:08 | 2020-08-04 | TITANIUM POWER INC | Retrofit | Los Angeles | Los Angeles | 90061 | Host Customer is System Owner | 4 |  | 30004272 | Butler Sun Solutions, Inc. | SOLAR BUTLER | BT1-40-I-T | Indirect Forced Circulation (IF) | 43.72 |  | BT1 | Glycol | Advanced Controller with a Vacation or Holiday Mode | Solar Storage with Tankless Auxiliary Water Heater | 40 | 1 | 1 | 55 | Z08 | [18 empty] | Los Angeles | FALSE | 25.23 |  | 2011-06-01: 2018-10-17; 2011-08-03: 2019-07-26; 2011-09-20: 2020-08-04 | 1538 | 3759 | Up-front Payment
SCG-012597 | Single Family Residential | Domestic Hot Water | Gas | Southern California Gas Company | Incentive:Paid | 3710 | 25.37 |  | 2 | 149 |  | 149 |  | 2019-07-26 15:02 | 2020-08-05 | TITANIUM POWER INC | Retrofit | Los Angeles | Los Angeles | 90061 | Host Customer is System Owner | 4 |  | 30004272 | Butler Sun Solutions, Inc. | SOLAR BUTLER | BT1-40-I-T | Indirect Forced Circulation (IF) | 43.72 |  | BT1 | Glycol | Advanced Controller with a Vacation or Holiday Mode | Solar Storage with Tankless Auxiliary Water Heater | 40 | 1 | 1 | 55 | Z08 | [18 empty] | Los Angeles | FALSE | 25.23 |  | 2011-06-01: 2018-10-17; 2011-08-03: 2019-07-26; 2011-09-20: 2020-08-05 | 1538 | 3759 | Up-front Payment
SCG-012599 | Single Family Residential | Domestic Hot Water | Gas | Southern California Gas Company | Incentive:Paid | 4366 | 29.85 |  | 1 | 149 |  | 149 |  | 2019-06-21 15:40 | 2019-07-24 | TITANIUM POWER INC | Retrofit | Los Angeles | Los Angeles | 90003 | Host Customer is System Owner | 8 |  | 30004272 | Butler Sun Solutions, Inc. | SOLAR BUTLER | BT1-40-I-T | Indirect Forced Circulation (IF) | 43.72 |  | BT1 | Glycol | Advanced Controller with a Vacation or Holiday Mode | Solar Storage with Tankless Auxiliary Water Heater | 40 | 1 | 1 | 95 | Z08 | [18 empty] | Los Angeles | FALSE | 30.17 |  | 2011-06-01: 2018-10-17; 2011-08-03: 2019-06-21; 2011-09-20: 2019-07-24 | 1919 | 4495 | Up-front Payment
SCG-012600 | Single Family Residential | Domestic Hot Water | Gas | Southern California Gas Company | Incentive:Paid | 4366 | 29.85 |  | 1 | 149 |  | 149 |  | 2019-06-19 12:36 | 2019-07-09 | TITANIUM POWER INC | Retrofit | Los Angeles | Los Angeles | 90003 | Host Customer is System Owner | 9 |  | 30004272 | Butler Sun Solutions, Inc. | SOLAR BUTLER | BT1-40-I-T | Indirect Forced Circulation (IF) | 43.72 |  | BT1 | Glycol | Advanced Controller with a Vacation or Holiday Mode | Solar Storage with Tankless Auxiliary Water Heater | 40 | 1 | 1 | 105 | Z08 | [18 empty] | Los Angeles | FALSE | 29.93 |  | 2011-06-01: 2018-10-17; 2011-08-03: 2019-06-19; 2011-09-20: 2019-07-09 | 1927 | 4459 | Up-front Payment
SCG-012601 | Single Family Residential | Domestic Hot Water | Gas | Southern California Gas Company | Incentive:Paid | 4366 | 29.85 |  | 1 | 149 |  | 149 |  | 2019-06-19 13:24 | 2019-07-09 | TITANIUM POWER INC | Retrofit | Los Angeles | Los Angeles | 90003 | Host Customer is System Owner | 5 |  | 30004272 | Butler Sun Solutions, Inc. | SOLAR BUTLER | BT1-40-I-T | Indirect Forced Circulation (IF) | 43.72 |  | BT1 | Glycol | Advanced Controller with a Vacation or Holiday Mode | Solar Storage with Tankless Auxiliary Water Heater | 40 | 1 | 1 | 65 | Z08 | [18 empty] | Los Angeles | FALSE | 29.93 |  | 2011-06-01: 2018-10-17; 2011-08-03: 2019-06-19; 2011-09-20: 2019-07-09 | 1927 | 4459 | Up-front Payment
SCG-012602 | Single Family Residential - Disadvantaged Community | Domestic Hot Water | Gas | Southern California Gas Company | Incentive:Paid | 3731 | 29.85 |  | 1 | 125 |  | 125 |  | 2018-10-18 11:53 | 2018-10-22 | TITANIUM POWER INC | Retrofit | Los Angeles | Los Angeles | 90023 | Host Customer is System Owner | 4 |  | 30004257 | Butler Sun Solutions, Inc. | SOLAR BUTLER | B-BT1-40-I | Indirect Forced Circulation (IF) | 43.72 |  | BT1 | Glycol | Advanced Controller with a Vacation or Holiday Mode | Solar Storage and Auxiliary Tanks are separate | 40 | 1 | 1 | 55 | Z09 | [18 empty] | Los Angeles | FALSE | 30.27 |  | 2011-06-01: 2018-10-17; 2011-08-03: 2018-10-18; 2011-09-20: 2018-10-22 | 2179 | 3784 | Up-front Payment
SCG-012603 | Single Family Residential - Disadvantaged Community | Domestic Hot Water | Gas | Southern California Gas Company | Incentive:Paid | 3761 | 29.85 |  | 1 | 126 |  | 126 |  | 2018-10-18 11:19 | 2018-10-22 | TITANIUM POWER INC | Retrofit | Los Angeles | Los Angeles | 90011 | Host Customer is System Owner | 5 |  | 30004257 | Butler Sun Solutions, Inc. | SOLAR BUTLER | B-BT1-40-I | Indirect Forced Circulation (IF) | 43.72 |  | BT1 | Glycol | Advanced Controller with a Vacation or Holiday Mode | Solar Storage and Auxiliary Tanks are separate | 40 | 1 | 1 | 65 | Z08 | [18 empty] | Los Angeles | FALSE | 30.23 |  | 2011-06-01: 2018-10-17; 2011-08-03: 2018-10-18; 2011-09-20: 2018-10-22 | 2179 | 3809 | Up-front Payment
SCG-012604 | Single Family Residential | Domestic Hot Water | Gas | Southern California Gas Company | Incentive:Paid | 3710 | 25.37 |  | 2 | 149 |  | 149 |  | 2019-07-03 13:59 | 2020-06-08 | TITANIUM POWER INC | Retrofit | Los Angeles | Los Angeles | 90044 | Host Customer is System Owner | 5 |  | 30004272 | Butler Sun Solutions, Inc. | SOLAR BUTLER | BT1-40-I-T | Indirect Forced Circulation (IF) | 43.72 |  | BT1 | Glycol | Advanced Controller with a Vacation or Holiday Mode | Solar Storage with Tankless Auxiliary Water Heater | 40 | 1 | 1 | 65 | Z08 | [18 empty] | Los Angeles | FALSE | 25.23 |  | 2011-06-01: 2018-10-17; 2011-08-03: 2019-07-03; 2011-09-20: 2020-06-08 | 1593 | 3759 | Up-front Payment
SCG-012605 | Single Family Residential - Disadvantaged Community | Domestic Hot Water | Gas | Southern California Gas Company | Incentive:Paid | 3573 | 29.85 |  | 1 | 126 |  | 120 |  | 2018-10-18 11:15 | 2018-10-22 | TITANIUM POWER INC | Retrofit | Los Angeles | Los Angeles | 90011 | Host Customer is System Owner | 6 |  | 30004257 | Butler Sun Solutions, Inc. | SOLAR BUTLER | B-BT1-40-I | Indirect Forced Circulation (IF) | 43.72 |  | BT1 | Glycol | Advanced Controller with a Vacation or Holiday Mode | Solar Storage and Auxiliary Tanks are separate | 40 | 1 | 0.95 | 75 | Z08 | [18 empty] | Los Angeles | FALSE | 28.64 |  | 2011-06-01: 2018-10-17; 2011-08-03: 2018-10-18; 2011-09-20: 2018-10-22 | 2179 | 3609 | Up-front Payment
SCG-012606 | Single Family Residential | Domestic Hot Water | Gas | Southern California Gas Company | Incentive:Paid | 4197 | 29.85 |  | 1 | 148 |  | 141 |  | 2019-06-07 15:01 | 2019-07-01 | TITANIUM POWER INC | Retrofit | Los Angeles | Los Angeles | 90023 | Host Customer is System Owner | 5 |  | 30004272 | Butler Sun Solutions, Inc. | SOLAR BUTLER | BT1-40-I-T | Indirect Forced Circulation (IF) | 43.72 |  | BT1 | Glycol | Advanced Controller with a Vacation or Holiday Mode | Solar Storage with Tankless Auxiliary Water Heater | 40 | 1 | 0.95 | 65 | Z09 | [18 empty] | Los Angeles | FALSE | 28.77 |  | 2011-06-01: 2018-10-17; 2011-08-03: 2019-06-07; 2011-09-20: 2019-07-01 | 1928 | 4258 | Up-front Payment
SCG-012607 | Single Family Residential | Domestic Hot Water | Gas | Southern California Gas Company | Incentive:Paid | 3591 | 25.37 |  | 2 | 149 |  | 142 |  | 2019-07-03 13:53 | 2020-06-09 | TITANIUM POWER INC | Retrofit | Los Angeles | Los Angeles | 90002 | Host Customer is System Owner | 6 |  | 30004272 | Butler Sun Solutions, Inc. | SOLAR BUTLER | BT1-40-I-T | Indirect Forced Circulation (IF) | 43.72 |  | BT1 | Glycol | Advanced Controller with a Vacation or Holiday Mode | Solar Storage with Tankless Auxiliary Water Heater | 40 | 1 | 0.95 | 75 | Z08 | [18 empty] | Los Angeles | FALSE | 24.56 |  | 2011-06-01: 2018-10-17; 2011-08-03: 2019-07-03; 2011-09-20: 2020-06-09 | 1593 | 3659 | Up-front Payment
SCG-012608 | Single Family Residential | Domestic Hot Water | Gas | Southern California Gas Company | Incentive:Paid | 3567 | 25.37 |  | 2 | 148 |  | 141 |  | 2019-07-12 14:53 | 2020-07-08 | TITANIUM POWER INC | Retrofit | Los Angeles | Los Angeles | 90033 | Host Customer is System Owner | 5 |  | 30004272 | Butler Sun Solutions, Inc. | SOLAR BUTLER | BT1-40-I-T | Indirect Forced Circulation (IF) | 43.72 |  | BT1 | Glycol | Advanced Controller with a Vacation or Holiday Mode | Solar Storage with Tankless Auxiliary Water Heater | 40 | 1 | 0.95 | 65 | Z09 | [18 empty] | Los Angeles | FALSE | 25.4 |  | 2011-06-01: 2018-10-17; 2011-08-03: 2019-07-12; 2011-09-20: 2020-07-08 | 1563 | 3759 | Up-front Payment
SCG-012609 | Single Family Residential | Domestic Hot Water | Gas | Southern California Gas Company | Incentive:Paid | 3710 | 25.37 |  | 2 | 148 |  | 148 |  | 2019-07-19 10:29 | 2020-07-24 | TITANIUM POWER INC | Retrofit | Los Angeles | Los Angeles | 90023 | Host Customer is System Owner | 5 |  | 30004272 | Butler Sun Solutions, Inc. | SOLAR BUTLER | BT1-40-I-T | Indirect Forced Circulation (IF) | 43.72 |  | BT1 | Glycol | Advanced Controller with a Vacation or Holiday Mode | Solar Storage with Tankless Auxiliary Water Heater | 40 | 1 | 1 | 65 | Z09 | [18 empty] | Los Angeles | FALSE | 25.4 |  | 2011-06-01: 2018-10-17; 2011-08-03: 2019-07-19; 2011-09-20: 2020-07-24 | 1549 | 3759 | Up-front Payment
SCG-012610 | Single Family Residential | Domestic Hot Water | Gas | Southern California Gas Company | Incentive:Paid | 3710 | 25.37 |  | 2 | 148 |  | 148 |  | 2019-07-25 13:18 | 2020-07-30 | TITANIUM POWER INC | Retrofit | Los Angeles | Los Angeles | 90023 | Host Customer is System Owner | 5 |  | 30004272 | Butler Sun Solutions, Inc. | SOLAR BUTLER | BT1-40-I-T | Indirect Forced Circulation (IF) | 43.72 |  | BT1 | Glycol | Advanced Controller with a Vacation or Holiday Mode | Solar Storage with Tankless Auxiliary Water Heater | 40 | 1 | 1 | 65 | Z09 | [18 empty] | Los Angeles | FALSE | 25.4 |  | 2011-06-01: 2018-10-17; 2011-08-03: 2019-07-25; 2011-09-20: 2020-07-30 | 1538 | 3759 | Up-front Payment
SCG-012611 | Single Family Residential | Domestic Hot Water | Gas | Southern California Gas Company | Incentive:Paid | 1970 | 29.85 |  | 1 | 66 |  | 66 |  | 2018-11-09 09:18 | 2018-11-12 | ALL VALLEY SOLAR INC | Retrofit | Simi Valley | Simi Valley | 93065 | Host Customer is System Owner | 4 |  | 30003825 | SunEarth, Inc. | CopperHeart | CP-40G | Direct Integral Collector Storage (DI) | 24.96 |  | CP-40 |  |  | Solar Storage and Auxiliary Tanks are separate | 40 | 1 | 1 | 55 | Z09 | [18 empty] | City of Simi Valley | FALSE | 85.7 |  | 2011-06-01: 2018-10-18; 2011-08-03: 2018-11-09; 2011-09-20: 2018-11-12 | 2171 | 5656 | Up-front Payment
SCG-012614 | Single Family Residential | Domestic Hot Water | Gas | Southern California Gas Company | Incentive:Paid | 4366 | 29.85 |  | 1 | 149 |  | 149 |  | 2019-06-12 13:28 | 2019-06-28 | TITANIUM POWER INC | Retrofit | Los Angeles | Los Angeles | 90003 | Host Customer is System Owner | 7 |  | 30004272 | Butler Sun Solutions, Inc. | SOLAR BUTLER | BT1-40-I-T | Indirect Forced Circulation (IF) | 43.72 |  | BT1 | Glycol | Advanced Controller with a Vacation or Holiday Mode | Solar Storage with Tankless Auxiliary Water Heater | 40 | 1 | 1 | 85 | Z08 | [18 empty] | Los Angeles | FALSE | 29.93 |  | 2011-06-01: 2018-10-19; 2011-08-03: 2019-06-12; 2011-09-20: 2019-06-28 | 1927 | 4459 | Up-front Payment
SCG-012615 | Single Family Residential | Domestic Hot Water | Gas | Southern California Gas Company | Incentive:Paid | 4366 | 29.85 |  | 1 | 149 |  | 149 |  | 2019-06-19 12:42 | 2019-07-10 | TITANIUM POWER INC | Retrofit | Los Angeles | Los Angeles | 90003 | Host Customer is System Owner | 4 |  | 30004272 | Butler Sun Solutions, Inc. | SOLAR BUTLER | BT1-40-I-T | Indirect Forced Circulation (IF) | 43.72 |  | BT1 | Glycol | Advanced Controller with a Vacation or Holiday Mode | Solar Storage with Tankless Auxiliary Water Heater | 40 | 1 | 1 | 55 | Z08 | [18 empty] | Los Angeles | FALSE | 29.93 |  | 2011-06-01: 2018-10-19; 2011-08-03: 2019-06-19; 2011-09-20: 2019-07-10 | 1927 | 4459 | Up-front Payment
SCG-012616 | Low Income Single Family Residential | Domestic Hot Water | Gas | Southern California Gas Company | Incentive:Paid | 4649 | 36.9 |  | 1 | 126 |  | 126 |  | 2018-10-22 15:12 | 2018-10-24 | TITANIUM POWER INC | Retrofit | Los Angeles | Los Angeles | 90011 | Host Customer is System Owner | 5 |  | 30004257 | Butler Sun Solutions, Inc. | SOLAR BUTLER | B-BT1-40-I | Indirect Forced Circulation (IF) | 43.72 |  | BT1 | Glycol | Advanced Controller with a Vacation or Holiday Mode | Solar Storage and Auxiliary Tanks are separate | 40 | 1 | 1 | 65 | Z08 | [18 empty] | Los Angeles | FALSE | 37.26 |  | 2011-06-01: 2018-10-19; 2011-08-03: 2018-10-22; 2011-09-20: 2018-10-24 | 2180 | 4695 | Up-front Payment
SCG-012617 | Low Income Single Family Residential | Domestic Hot Water | Gas | Southern California Gas Company | Incentive:Paid | 4613 | 36.9 |  | 1 | 125 |  | 125 |  | 2018-10-26 11:33 | 2018-10-29 | TITANIUM POWER INC | Retrofit | Los Angeles | Los Angeles | 90023 | Host Customer is System Owner | 4 |  | 30004257 | Butler Sun Solutions, Inc. | SOLAR BUTLER | B-BT1-40-I | Indirect Forced Circulation (IF) | 43.72 |  | BT1 | Glycol | Advanced Controller with a Vacation or Holiday Mode | Solar Storage and Auxiliary Tanks are separate | 40 | 1 | 1 | 55 | Z09 | [18 empty] | Los Angeles | FALSE | 37.27 |  | 2011-06-01: 2018-10-19; 2011-08-03: 2018-10-26; 2011-09-20: 2018-10-29 | 2186 | 4659 | Up-front Payment
SCG-012618 | Single Family Residential | Domestic Hot Water | Gas | Southern California Gas Company | Incentive:Paid | 3591 | 25.37 |  | 2 | 149 |  | 142 |  | 2019-06-24 13:26 | 2019-09-04 | TITANIUM POWER INC | Retrofit | Los Angeles | Los Angeles | 90003 | Host Customer is System Owner | 4 |  | 30004272 | Butler Sun Solutions, Inc. | SOLAR BUTLER | BT1-40-I-T | Indirect Forced Circulation (IF) | 43.72 |  | BT1 | Glycol | Advanced Controller with a Vacation or Holiday Mode | Solar Storage with Tankless Auxiliary Water Heater | 40 | 1 | 0.95 | 55 | Z08 | [18 empty] | Los Angeles | FALSE | 29.26 |  | 2011-06-01: 2018-10-19; 2011-08-03: 2019-06-24; 2011-09-20: 2019-09-04 | 1877 | 4359 | Up-front Payment
SCG-012619 | Single Family Residential | Domestic Hot Water | Gas | Southern California Gas Company | Incentive:Paid | 3591 | 25.37 |  | 2 | 149 |  | 142 |  | 2019-07-26 15:00 | 2020-08-05 | TITANIUM POWER INC | Retrofit | Los Angeles | Los Angeles | 90061 | Host Customer is System Owner | 4 |  | 30004272 | Butler Sun Solutions, Inc. | SOLAR BUTLER | BT1-40-I-T | Indirect Forced Circulation (IF) | 43.72 |  | BT1 | Glycol | Advanced Controller with a Vacation or Holiday Mode | Solar Storage with Tankless Auxiliary Water Heater | 40 | 1 | 0.95 | 55 | Z08 | [18 empty] | Los Angeles | FALSE | 24.56 |  | 2011-06-01: 2018-10-19; 2011-08-03: 2019-07-26; 2011-09-20: 2020-08-05 | 1538 | 3659 | Up-front Payment
SCG-012620 | Single Family Residential | Domestic Hot Water | Gas | Southern California Gas Company | Incentive:Paid | 3710 | 25.37 |  | 2 | 148 |  | 148 |  | 2019-06-24 14:22 | 2019-09-04 | TITANIUM POWER INC | Retrofit | Los Angeles | Los Angeles | 90023 | Host Customer is System Owner | 4 |  | 30004272 | Butler Sun Solutions, Inc. | SOLAR BUTLER | BT1-40-I-T | Indirect Forced Circulation (IF) | 43.72 |  | BT1 | Glycol | Advanced Controller with a Vacation or Holiday Mode | Solar Storage with Tankless Auxiliary Water Heater | 40 | 1 | 1 | 55 | Z09 | [18 empty] | Los Angeles | FALSE | 30.13 |  | 2011-06-01: 2018-10-19; 2011-08-03: 2019-06-24; 2011-09-20: 2019-09-04 | 1873 | 4459 | Up-front Payment
SCG-012621 | Single Family Residential | Domestic Hot Water | Gas | Southern California Gas Company | Incentive:Paid | 3710 | 25.37 |  | 2 | 148 |  | 148 |  | 2019-07-08 13:35 | 2020-06-17 | TITANIUM POWER INC | Retrofit | Los Angeles | Los Angeles | 90023 | Host Customer is System Owner | 4 |  | 30004272 | Butler Sun Solutions, Inc. | SOLAR BUTLER | BT1-40-I-T | Indirect Forced Circulation (IF) | 43.72 |  | BT1 | Glycol | Advanced Controller with a Vacation or Holiday Mode | Solar Storage with Tankless Auxiliary Water Heater | 40 | 1 | 1 | 55 | Z09 | [18 empty] | Los Angeles | FALSE | 25.4 |  | 2011-06-01: 2018-10-19; 2011-08-03: 2019-07-08; 2011-09-20: 2020-06-17 | 1591 | 3759 | Up-front Payment
SCG-012622 | Single Family Residential | Domestic Hot Water | Gas | Southern California Gas Company | Incentive:Paid | 3710 | 25.37 |  | 2 | 149 |  | 149 |  | 2019-07-26 15:10 | 2020-08-05 | TITANIUM POWER INC | Retrofit | Los Angeles | Los Angeles | 90001 | Host Customer is System Owner | 7 |  | 30004272 | Butler Sun Solutions, Inc. | SOLAR BUTLER | BT1-40-I-T | Indirect Forced Circulation (IF) | 43.72 |  | BT1 | Glycol | Advanced Controller with a Vacation or Holiday Mode | Solar Storage with Tankless Auxiliary Water Heater | 40 | 1 | 1 | 85 | Z08 | [18 empty] | Los Angeles | FALSE | 25.23 |  | 2011-06-01: 2018-10-19; 2011-08-03: 2019-07-26; 2011-09-20: 2020-08-05 | 1538 | 3759 | Up-front Payment
SCG-012623 | Commercial/Multifamily Residential | Domestic Hot Water | Gas | Southern California Gas Company | Incentive:Paid | 2025 | 20.19 |  | 1 | 118 |  | 100 |  | 2018-10-24 07:20 | 2018-10-30 | INTELLIGENT GREEN SOLUTIONS CA | Retrofit | Hanford | Kings | 93230 | Host Customer is System Owner |  |  | 30004236 | SunMaxx Solar LLC | ThermoPower | VTS30-HP-G | Indirect Thermosyphon (IT) | 47.9 |  | VTS-HP30 | Automatic Drainback |  | Solar Storage and Auxiliary Tanks are separate | 79 | 1 | 0.85 | 0 | Z13 | [18 empty] | City of Hanford | FALSE | 52.88 |  | 2018-10-19 |  | 2018-10-24 | 2018-10-30 | 2019-01-17 | 2019-01-25 | 2091 | 6240 | Up-front Payment
SCG-012624 | Single Family Residential | Domestic Hot Water | Gas | Southern California Gas Company | Incentive:Paid | 3710 | 25.37 |  | 2 | 148 |  | 148 |  | 2019-07-09 14:12 | 2020-06-18 | TITANIUM POWER INC | Retrofit | Los Angeles | Los Angeles | 90033 | Host Customer is System Owner | 4 |  | 30004272 | Butler Sun Solutions, Inc. | SOLAR BUTLER | BT1-40-I-T | Indirect Forced Circulation (IF) | 43.72 |  | BT1 | Glycol | Advanced Controller with a Vacation or Holiday Mode | Solar Storage with Tankless Auxiliary Water Heater | 40 | 1 | 1 | 55 | Z09 | [18 empty] | Los Angeles | FALSE | 25.4 |  | 2011-06-01: 2018-10-22; 2011-08-03: 2019-07-09; 2011-09-20: 2020-06-18 | 1579 | 3759 | Up-front Payment
SCG-012625 | Single Family Residential | Domestic Hot Water | Gas | Southern California Gas Company | Incentive:Paid | 3710 | 25.37 |  | 2 | 148 |  | 148 |  | 2019-07-09 14:17 | 2020-06-18 | TITANIUM POWER INC | Retrofit | Los Angeles | Los Angeles | 90033 | Host Customer is System Owner | 5 |  | 30004272 | Butler Sun Solutions, Inc. | SOLAR BUTLER | BT1-40-I-T | Indirect Forced Circulation (IF) | 43.72 |  | BT1 | Glycol | Advanced Controller with a Vacation or Holiday Mode | Solar Storage with Tankless Auxiliary Water Heater | 40 | 1 | 1 | 65 | Z09 | [18 empty] | Los Angeles | FALSE | 25.4 |  | 2011-06-01: 2018-10-22; 2011-08-03: 2019-07-09; 2011-09-20: 2020-06-18 | 1579 | 3759 | Up-front Payment
SCG-012626 | Single Family Residential | Domestic Hot Water | Gas | Southern California Gas Company | Incentive:Paid | 3710 | 25.37 |  | 2 | 149 |  | 149 |  | 2019-07-25 13:05 | 2020-07-30 | TITANIUM POWER INC | Retrofit | Los Angeles | Los Angeles | 90059 | Host Customer is System Owner | 5 |  | 30004272 | Butler Sun Solutions, Inc. | SOLAR BUTLER | BT1-40-I-T | Indirect Forced Circulation (IF) | 43.72 |  | BT1 | Glycol | Advanced Controller with a Vacation or Holiday Mode | Solar Storage with Tankless Auxiliary Water Heater | 40 | 1 | 1 | 65 | Z08 | [18 empty] | Los Angeles | FALSE | 25.23 |  | 2011-06-01: 2018-10-22; 2011-08-03: 2019-07-25; 2011-09-20: 2020-07-30 | 1538 | 3759 | Up-front Payment
SCG-012628 | Single Family Residential | Domestic Hot Water | Gas | Southern California Gas Company | Incentive:Paid | 3710 | 25.37 |  | 2 | 149 |  | 149 |  | 2019-07-26 15:11 | 2020-08-05 | TITANIUM POWER INC | Retrofit | Los Angeles | Los Angeles | 90018 | Host Customer is System Owner | 5 |  | 30004272 | Butler Sun Solutions, Inc. | SOLAR BUTLER | BT1-40-I-T | Indirect Forced Circulation (IF) | 43.72 |  | BT1 | Glycol | Advanced Controller with a Vacation or Holiday Mode | Solar Storage with Tankless Auxiliary Water Heater | 40 | 1 | 1 | 65 | Z08 | [18 empty] | Los Angeles | FALSE | 25.23 |  | 2011-06-01: 2018-10-22; 2011-08-03: 2019-07-26; 2011-09-20: 2020-08-05 | 1538 | 3759 | Up-front Payment
SCG-012629 | Low Income Single Family Residential | Domestic Hot Water | Gas | Southern California Gas Company | Incentive:Paid | 4649 | 36.9 |  | 1 | 126 |  | 126 |  | 2018-10-30 10:51 | 2018-11-06 | TITANIUM POWER INC | Retrofit | Los Angeles | Los Angeles | 90018 | Host Customer is System Owner | 5 |  | 30004257 | Butler Sun Solutions, Inc. | SOLAR BUTLER | B-BT1-40-I | Indirect Forced Circulation (IF) | 43.72 |  | BT1 | Glycol | Advanced Controller with a Vacation or Holiday Mode | Solar Storage and Auxiliary Tanks are separate | 40 | 1 | 1 | 65 | Z08 | [18 empty] | Los Angeles | FALSE | 37.26 |  | 2011-06-01: 2018-10-22; 2011-08-03: 2018-10-30; 2011-09-20: 2018-11-06 | 2178 | 4695 | Up-front Payment
SCG-012630 | Single Family Residential | Domestic Hot Water | Gas | Southern California Gas Company | Incentive:Paid | 3710 | 25.37 |  | 2 | 149 |  | 149 |  | 2019-07-25 13:07 | 2020-07-31 | TITANIUM POWER INC | Retrofit | Los Angeles | Los Angeles | 90034 | Host Customer is System Owner | 5 |  | 30004272 | Butler Sun Solutions, Inc. | SOLAR BUTLER | BT1-40-I-T | Indirect Forced Circulation (IF) | 43.72 |  | BT1 | Glycol | Advanced Controller with a Vacation or Holiday Mode | Solar Storage with Tankless Auxiliary Water Heater | 40 | 1 | 1 | 65 | Z08 | [18 empty] | Los Angeles | FALSE | 25.23 |  | 2011-06-01: 2018-10-22; 2011-08-03: 2019-07-25; 2011-09-20: 2020-07-31 | 1538 | 3759 | Up-front Payment
PGE-012633 | Low Income Multifamily Residential | Domestic Hot Water | Gas | Pacific Gas and Electric | Incentive:Paid | 63619 | 24.89 |  | 1 | 2556 |  | 2556 |  | 2019-04-15 15:55 | 2019-05-06 | EVOLUTION ENERGY SOLUTIONS L L C | Retrofit | Novato | Novato | 94949 | Host Customer is System Owner | [7 empty] | 656.6 | 32.83 |  | Drainback | Drainback (Water) | Solar Storage and Auxiliary Tanks are separate |  | 1 | 1 | 2000 | Z02 | 50 | Units | Apartments/Condos | TRB-32 | 20 | 1 | 2000 | 1 | 220 | 3 | 449000 | TRUE | 140 | 140 |  | SunEarth - SETR A503 TTR U + VFS 10-200 |  | SunEarth - SETR A503 TTR U + VFS 10-200 | Novato | FALSE | 25.07 |  | 2019-03-06 | 2019-04-23 | 2019-04-15 | 2019-05-06 | 2020-06-09 | 2020-10-05 | 1469 | 64067 | Up-front Payment
PGE-012634 | Commercial/Multifamily Residential | Domestic Hot Water | Gas | Pacific Gas and Electric | Incentive:Paid | 70073 | 20.19 |  | 1 | 3578 |  | 3471 |  | 2018-11-16 15:39 | 2019-01-08 | SUN LIGHT & POWER | New Construction | San Jose | Santa Clara | 95113 | Host Customer is System Owner | [7 empty] | 1044.42 | 40.17 |  | Glycol | Pressure Stagnation Protection (PSP) | Solar Storage and Auxiliary Tanks are separate |  | 0.97 | 1 | 3885 | Z03 | 105 | Units | Apartments/Condos | 2010115A | 26 | 2 | 1500 | 3 | 360 | 3 | 1200000 | TRUE | 140 | 125 |  | Heliodyne - Delta-T Pro Ethernet |  | Heliodyne - Delta-T Pro Ethernet | City of San Jose | FALSE | 59.04 |  | 2018-10-22 | 2018-11-21 | 2018-11-16 | 2019-01-08 | 2020-03-05 | 2020-07-31 | 1509 | 211260 | Up-front Payment
SCG-012635 | Single Family Residential | Domestic Hot Water | Gas | Southern California Gas Company | Incentive:Paid | 3710 | 25.37 |  | 2 | 148 |  | 148 |  | 2019-08-12 13:38 | 2020-08-06 | TITANIUM POWER INC | Retrofit | Los Angeles | Los Angeles | 90022 | Host Customer is System Owner | 6 |  | 30004272 | Butler Sun Solutions, Inc. | SOLAR BUTLER | BT1-40-I-T | Indirect Forced Circulation (IF) | 43.72 |  | BT1 | Glycol | Advanced Controller with a Vacation or Holiday Mode | Solar Storage with Tankless Auxiliary Water Heater | 40 | 1 | 1 | 75 | Z09 | [18 empty] | Los Angeles | FALSE | 25.4 |  | 2011-06-01: 2018-10-22; 2011-08-03: 2019-08-12; 2011-09-20: 2020-08-06 | 1538 | 3759 | Up-front Payment
SCG-012636 | Single Family Residential | Domestic Hot Water | Gas | Southern California Gas Company | Incentive:Paid | 4366 | 29.85 |  | 1 | 148 |  | 148 |  | 2019-06-17 11:45 | 2019-07-05 | TITANIUM POWER INC | Retrofit | Los Angeles | Los Angeles | 90063 | Host Customer is System Owner | 5 |  | 30004272 | Butler Sun Solutions, Inc. | SOLAR BUTLER | BT1-40-I-T | Indirect Forced Circulation (IF) | 43.72 |  | BT1 | Glycol | Advanced Controller with a Vacation or Holiday Mode | Solar Storage with Tankless Auxiliary Water Heater | 40 | 1 | 1 | 65 | Z09 | [18 empty] | Los Angeles | FALSE | 30.13 |  | 2011-06-01: 2018-10-22; 2011-08-03: 2019-06-17; 2011-09-20: 2019-07-05 | 1927 | 4459 | Up-front Payment
PGE-012637 | Low Income Multifamily Residential | Domestic Hot Water | Gas | Pacific Gas and Electric | Incentive:Canceled | 67502 | 24.89 |  | 1 | 2712 |  | 2712 |  | 2019-04-12 15:01 | 2019-05-13 | EVOLUTION ENERGY SOLUTIONS L L C | Retrofit | San Jose | Santa Clara | 95126 | Host Customer is System Owner | [7 empty] | 737.1 | 40.95 |  | Drainback | Drainback (Water) | Solar Storage and Auxiliary Tanks are separate |  | 1 | 1 | 5180 | Z04 | 140 | Units | Apartments/Condos | TRB-40 | 18 | 1 | 1300 | 1 | 800 | 1 | 1194000 | TRUE | 140 | 140 |  | SunEarth - SETR A503 TTR U + VFS 10-200 |  | SunEarth - SETR A503 TTR U + VFS 10-200 |  | FALSE | 25.53 |  | 2019-03-05 | 2019-04-18 | 2019-04-12 | 2019-05-13 |  |  | 1993 | 69244 | Up-front Payment
SCG-012638 | Single Family Residential | Domestic Hot Water | Gas | Southern California Gas Company | Incentive:Paid | 3710 | 25.37 |  | 2 | 149 |  | 149 |  | 2019-07-08 13:23 | 2020-06-15 | TITANIUM POWER INC | Retrofit | Los Angeles | Los Angeles | 90002 | Host Customer is System Owner | 7 |  | 30004272 | Butler Sun Solutions, Inc. | SOLAR BUTLER | BT1-40-I-T | Indirect Forced Circulation (IF) | 43.72 |  | BT1 | Glycol | Advanced Controller with a Vacation or Holiday Mode | Solar Storage with Tankless Auxiliary Water Heater | 40 | 1 | 1 | 85 | Z08 | [18 empty] | Los Angeles | FALSE | 25.23 |  | 2011-06-01: 2018-10-23; 2011-08-03: 2019-07-08; 2011-09-20: 2020-06-15 | 1587 | 3759 | Up-front Payment
SCG-012639 | Single Family Residential | Domestic Hot Water | Gas | Southern California Gas Company | Incentive:Paid | 3710 | 25.37 |  | 2 | 149 |  | 149 |  | 2019-07-26 15:05 | 2020-08-05 | TITANIUM POWER INC | Retrofit | Los Angeles | Los Angeles | 90002 | Host Customer is System Owner | 4 |  | 30004272 | Butler Sun Solutions, Inc. | SOLAR BUTLER | BT1-40-I-T | Indirect Forced Circulation (IF) | 43.72 |  | BT1 | Glycol | Advanced Controller with a Vacation or Holiday Mode | Solar Storage with Tankless Auxiliary Water Heater | 40 | 1 | 1 | 55 | Z08 | [18 empty] | Los Angeles | FALSE | 25.23 |  | 2011-06-01: 2018-10-23; 2011-08-03: 2019-07-26; 2011-09-20: 2020-08-05 | 1538 | 3759 | Up-front Payment
SCG-012640 | Single Family Residential | Domestic Hot Water | Gas | Southern California Gas Company | Incentive:Paid | 3710 | 25.37 |  | 2 | 148 |  | 148 |  | 2019-07-25 13:14 | 2020-07-31 | TITANIUM POWER INC | Retrofit | Los Angeles | Los Angeles | 90039 | Owner/Tenant | 6 |  | 30004272 | Butler Sun Solutions, Inc. | SOLAR BUTLER | BT1-40-I-T | Indirect Forced Circulation (IF) | 43.72 |  | BT1 | Glycol | Advanced Controller with a Vacation or Holiday Mode | Solar Storage with Tankless Auxiliary Water Heater | 40 | 1 | 1 | 75 | Z09 | [18 empty] | Los Angeles | FALSE | 25.4 |  | 2011-06-01: 2018-10-23; 2011-08-03: 2019-07-25; 2011-09-20: 2020-07-31 | 1538 | 3759 | Up-front Payment
SCG-012641 | Low Income Single Family Residential | Domestic Hot Water | Gas | Southern California Gas Company | Incentive:Paid | 4382 | 36.9 |  | 1 | 125 |  | 119 |  | 2018-10-26 11:56 | 2018-10-29 | TITANIUM POWER INC | Retrofit | Los Angeles | Los Angeles | 90023 | Host Customer is System Owner | 4 |  | 30004257 | Butler Sun Solutions, Inc. | SOLAR BUTLER | B-BT1-40-I | Indirect Forced Circulation (IF) | 43.72 |  | BT1 | Glycol | Advanced Controller with a Vacation or Holiday Mode | Solar Storage and Auxiliary Tanks are separate | 40 | 1 | 0.95 | 55 | Z09 | [18 empty] | Los Angeles | FALSE | 35.67 |  | 2011-06-01: 2018-10-23; 2011-08-03: 2018-10-26; 2011-09-20: 2018-10-29 | 2186 | 4459 | Up-front Payment
SCG-012642 | Low Income Single Family Residential | Domestic Hot Water | Gas | Southern California Gas Company | Incentive:Paid | 4613 | 36.9 |  | 1 | 125 |  | 125 |  | 2018-10-26 13:44 | 2018-10-30 | TITANIUM POWER INC | Retrofit | Los Angeles | Los Angeles | 90023 | Host Customer is System Owner | 4 |  | 30004257 | Butler Sun Solutions, Inc. | SOLAR BUTLER | B-BT1-40-I | Indirect Forced Circulation (IF) | 43.72 |  | BT1 | Glycol | Advanced Controller with a Vacation or Holiday Mode | Solar Storage and Auxiliary Tanks are separate | 40 | 1 | 1 | 55 | Z09 | [18 empty] | Los Angeles | FALSE | 38.07 |  | 2011-06-01: 2018-10-23; 2011-08-03: 2018-10-26; 2011-09-20: 2018-10-30 | 2186 | 4759 | Up-front Payment
SCG-012643 | Low Income Single Family Residential | Domestic Hot Water | Gas | Southern California Gas Company | Incentive:Paid | 4382 | 36.9 |  | 1 | 125 |  | 119 |  | 2018-10-26 11:59 | 2018-10-31 | TITANIUM POWER INC | Retrofit | Los Angeles | Los Angeles | 90023 | Host Customer is System Owner | 4 |  | 30004257 | Butler Sun Solutions, Inc. | SOLAR BUTLER | B-BT1-40-I | Indirect Forced Circulation (IF) | 43.72 |  | BT1 | Glycol | Advanced Controller with a Vacation or Holiday Mode | Solar Storage and Auxiliary Tanks are separate | 40 | 1 | 0.95 | 55 | Z09 | [18 empty] | Los Angeles | FALSE | 35.67 |  | 2011-06-01: 2018-10-23; 2011-08-03: 2018-10-26; 2011-09-20: 2018-10-31 | 2186 | 4459 | Up-front Payment
SCG-012644 | Low Income Single Family Residential | Domestic Hot Water | Gas | Southern California Gas Company | Incentive:Paid | 4382 | 36.9 |  | 1 | 125 |  | 119 |  | 2018-10-26 13:46 | 2018-10-31 | TITANIUM POWER INC | Retrofit | Los Angeles | Los Angeles | 90023 | Host Customer is System Owner | 4 |  | 30004257 | Butler Sun Solutions, Inc. | SOLAR BUTLER | B-BT1-40-I | Indirect Forced Circulation (IF) | 43.72 |  | BT1 | Glycol | Advanced Controller with a Vacation or Holiday Mode | Solar Storage and Auxiliary Tanks are separate | 40 | 1 | 0.95 | 55 | Z09 | [18 empty] | Los Angeles | FALSE | 35.67 |  | 2011-06-01: 2018-10-23; 2011-08-03: 2018-10-26; 2011-09-20: 2018-10-31 | 2186 | 4459 | Up-front Payment
PGE-012645 | Commercial/Multifamily Residential | Domestic Hot Water | Gas | Pacific Gas and Electric | Incentive:Paid | 156654 | 20.19 |  | 1 | 7759 |  | 7759 |  | 2018-12-18 14:52 | 2019-02-12 | CALIFORNIA SOLAR INTEGRATORS INC | New Construction | Sunnyvale | Sunnyvale | 94086 | Host Customer is System Owner | [7 empty] | 1965.6 | 40.95 |  | Glycol | Steam Back | Solar Storage and Auxiliary Tanks are separate |  | 1 | 1 | 5291 | Z04 | 143 | Units | Apartments/Condos | TRB-40 | 48 | 1 | 3000 | 1 | 476 | 4 | 1599600 | TRUE | 120 | 140 |  | SunEarth - SETRA503 TTR U + Series 200 |  | SunEarth - SETRA503 TTR U + Series 200 | City of Sunnyvale | FALSE | 30.58 |  | 2018-10-24 | 2018-12-20 | 2018-12-18 | 2019-02-12 | 2020-10-29 | 2020-11-18 | 1412 | 237263 | Up-front Payment
PGE-012646 | Low Income Multifamily Residential | Domestic Hot Water | Gas | Pacific Gas and Electric | Incentive:Paid | 86119 | 24.89 |  | 1 | 3460 |  | 3460 |  | 2019-01-14 08:37 | 2019-02-04 | CALIFORNIA SOLAR INTEGRATORS INC | New Construction | Salinas | Monterey | 93901 | Host Customer is System Owner | [7 empty] | 982.8 | 40.95 |  | Glycol | Steam Back | Solar Storage and Auxiliary Tanks are separate |  | 1 | 1 | 3420 | Z03 | 90 | Units | Apartments/Condos | TRB-40 | 24 | 1 | 1820 | 1 | 476 | 4 | 1200000 | TRUE | 120 | 140 |  | SunEarth - SETRA503 TTR U + Series 200 |  | SunEarth - SETRA503 TTR U + Series 200 | City of Salinas | FALSE | 46.39 |  | 2018-10-24 | 2019-01-17 | 2019-01-14 | 2019-02-04 | 2020-03-17 | 2020-05-26 | 1593 | 160506 | Up-front Payment
PGE-012647 | Low Income Multifamily Residential | Domestic Hot Water | Gas | Pacific Gas and Electric | Incentive:Canceled | 25786 | 24.89 |  | 1 | 1036 |  | 1036 |  | 2019-06-18 10:16 | 2019-06-27 |  | Retrofit | San Jose | Santa Clara | 95132 | Host Customer is System Owner | [7 empty] | 286.65 | 40.95 |  | Drainback | Drainback (Water) | Solar Storage and Auxiliary Tanks are separate |  | 1 | 1 | 672 | Z04 | 16 | Units | Apartments/Condos | TRB-40 | 7 | 1 | 800 | 1 | 200 | 2 | 398000 | TRUE | 140 | 140 | [5 empty] | FALSE | 24.89 |  | 2019-03-06 | 2019-06-27 | 2019-06-18 | 2019-06-27 |  |  | 1948 | 25786 | Up-front Payment
PGE-012648 | Low Income Multifamily Residential | Domestic Hot Water | Gas | Pacific Gas and Electric | Incentive:Canceled | 34074 | 24.89 |  | 1 | 1369 |  | 1369 |  | 2019-06-18 10:04 | 2019-06-27 |  | Retrofit | San Jose | Santa Clara | 95132 | Host Customer is System Owner | [7 empty] | 450.45 | 40.95 |  | Drainback | Advanced Controller with a Vacation or Holiday Mode | Solar Storage and Auxiliary Tanks are separate |  | 1 | 1 | 672 | Z04 | 16 | Units | Apartments/Condos | TRB-40 | 11 | 1 | 800 | 1 | 200 | 2 | 398000 | TRUE | 140 | 140 | [5 empty] | FALSE | 24.89 |  | 2019-03-06 | 2019-06-27 | 2019-06-18 | 2019-06-27 |  |  | 1948 | 34074 | Up-front Payment
PGE-012649 | Low Income Multifamily Residential | Domestic Hot Water | Gas | Pacific Gas and Electric | Incentive:Canceled | 35443 | 24.89 |  | 1 | 1424 |  | 1424 |  | 2019-07-16 14:30 | 2019-08-08 | EVOLUTION ENERGY SOLUTIONS L L C | Retrofit | San Jose | Santa Clara | 95132 | Host Customer is System Owner | [7 empty] | 327.6 | 40.95 |  | Drainback | Drainback (Water) | Solar Storage and Auxiliary Tanks are separate |  | 1 | 1 | 2128 | Z04 | 56 | Units | Apartments/Condos | TRB-40 | 8 | 1 | 950 | 1 | 200 | 2 | 398000 | TRUE | 140 | 140 | [5 empty] | FALSE | 24.89 |  | 2011-06-01: 2019-03-06; 2011-06-23: 2019-07-16; 2011-07-01: 2019-08-08 | 1906 | 35443 | Up-front Payment
PGE-012650 | Low Income Multifamily Residential | Domestic Hot Water | Gas | Pacific Gas and Electric | Reservation:Canceled | 36165 | 24.89 |  | 1 | 1453 |  | 1453 |  | 2019-06-18 10:03 |  | EVOLUTION ENERGY SOLUTIONS L L C | Retrofit | san jose | Santa Clara | 95132 | Host Customer is System Owner | [7 empty] | 327.6 | 40.95 |  | Drainback | Drainback (Water) | Solar Storage and Auxiliary Tanks are separate |  | 1 | 1 | 2432 | Z04 | 64 | Units | Apartments/Condos | TRB-40 | 8 | 1 | 1100 | 1 | 200 | 2 | 398000 | TRUE | 140 | 140 | [5 empty] | FALSE | 24.89 |  | 2011-06-01: 2019-03-06; 2011-06-21: 2019-06-26 | 1879 | 36165 | Up-front Payment
SCG-012651 | Low Income Multifamily Residential | Domestic Hot Water | Gas | Southern California Gas Company | Incentive:Paid | 18219 | 24.89 |  | 1 | 732 |  | 732 |  | 2019-03-05 17:50 | 2019-03-19 | CALIFORNIA SOLAR INTEGRATORS INC | Retrofit | Los Angeles | Los Angeles | 90021 | Host Customer is System Owner | [7 empty] | 163.8 | 40.95 |  | Glycol | Steam Back | Solar Storage and Auxiliary Tanks are separate |  | 1 | 1 | 1920 | Z09 | 48 | Units | Apartments/Condos | TRB-40 | 4 | 1 | 240 | 2 | 115 | 1 | 250000 | TRUE | 120 | 140 |  |  |  |  | City of Los Angeles | FALSE | 55.28 |  | 2018-10-25 |  | 2019-03-05 | 2019-03-19 | 2019-10-04 | 2019-10-09 | 1830 | 40468 | Up-front Payment
SCG-012652 | Low Income Single Family Residential | Domestic Hot Water | Gas | Southern California Gas Company | Incentive:Paid | 4613 | 36.9 |  | 1 | 125 |  | 125 |  | 2018-10-30 10:57 | 2018-10-31 | TITANIUM POWER INC | Retrofit | Sun Valley | Los Angeles | 91352 | Host Customer is System Owner | 6 |  | 30004257 | Butler Sun Solutions, Inc. | SOLAR BUTLER | B-BT1-40-I | Indirect Forced Circulation (IF) | 43.72 |  | BT1 | Glycol | Advanced Controller with a Vacation or Holiday Mode | Solar Storage and Auxiliary Tanks are separate | 40 | 1 | 1 | 75 | Z09 | [18 empty] | Los Angeles | FALSE | 37.27 |  | 2011-06-01: 2018-10-25; 2011-08-03: 2018-10-30; 2011-09-20: 2018-10-31 | 2185 | 4659 | Up-front Payment
SCG-012653 | Single Family Residential - Disadvantaged Community | Domestic Hot Water | Gas | Southern California Gas Company | Incentive:Paid | 3731 | 29.85 |  | 1 | 125 |  | 125 |  | 2018-10-30 10:54 | 2018-10-30 | TITANIUM POWER INC | Retrofit | North Hollywood | Los Angeles | 91605 | Host Customer is System Owner | 7 |  | 30004257 | Butler Sun Solutions, Inc. | SOLAR BUTLER | B-BT1-40-I | Indirect Forced Circulation (IF) | 43.72 |  | BT1 | Glycol | Advanced Controller with a Vacation or Holiday Mode | Solar Storage and Auxiliary Tanks are separate | 40 | 1 | 1 | 85 | Z09 | [18 empty] | Los Angeles | FALSE | 30.27 |  | 2011-06-01: 2018-10-25; 2011-08-03: 2018-10-30; 2011-09-20: 2018-10-30 | 2186 | 3784 | Up-front Payment
SCG-012654 | Single Family Residential | Domestic Hot Water | Gas | Southern California Gas Company | Incentive:Paid | 3710 | 25.37 |  | 2 | 148 |  | 148 |  | 2019-07-09 14:11 | 2020-06-19 | TITANIUM POWER INC | Retrofit | Los Angeles | Los Angeles | 90033 | Host Customer is System Owner | 4 |  | 30004272 | Butler Sun Solutions, Inc. | SOLAR BUTLER | BT1-40-I-T | Indirect Forced Circulation (IF) | 43.72 |  | BT1 | Glycol | Advanced Controller with a Vacation or Holiday Mode | Solar Storage with Tankless Auxiliary Water Heater | 40 | 1 | 1 | 55 | Z09 | [18 empty] | Los Angeles | FALSE | 25.4 |  | 2011-06-01: 2018-10-25; 2011-08-03: 2019-07-09; 2011-09-20: 2020-06-19 | 1579 | 3759 | Up-front Payment
SCG-012655 | Single Family Residential | Domestic Hot Water | Gas | Southern California Gas Company | Incentive:Paid | 4366 | 29.85 |  | 1 | 148 |  | 148 |  | 2019-06-21 15:38 | 2019-07-25 | TITANIUM POWER INC | Retrofit | Los Angeles | Los Angeles | 90023 | Host Customer is System Owner | 4 |  | 30004272 | Butler Sun Solutions, Inc. | SOLAR BUTLER | BT1-40-I-T | Indirect Forced Circulation (IF) | 43.72 |  | BT1 | Glycol | Advanced Controller with a Vacation or Holiday Mode | Solar Storage with Tankless Auxiliary Water Heater | 40 | 1 | 1 | 55 | Z09 | [18 empty] | Los Angeles | FALSE | 30.13 |  | 2011-06-01: 2018-10-25; 2011-08-03: 2019-06-21; 2011-09-20: 2019-07-25 | 1916 | 4459 | Up-front Payment
SCG-012656 | Single Family Residential | Domestic Hot Water | Gas | Southern California Gas Company | Incentive:Paid | 3710 | 25.37 |  | 2 | 148 |  | 148 |  | 2019-06-24 12:27 | 2019-09-04 | TITANIUM POWER INC | Retrofit | Los Angeles | Los Angeles | 90023 | Host Customer is System Owner | 4 |  | 30004272 | Butler Sun Solutions, Inc. | SOLAR BUTLER | BT1-40-I-T | Indirect Forced Circulation (IF) | 43.72 |  | BT1 | Glycol | Advanced Controller with a Vacation or Holiday Mode | Solar Storage with Tankless Auxiliary Water Heater | 40 | 1 | 1 | 55 | Z09 | [18 empty] | Los Angeles | FALSE | 30.13 |  | 2011-06-01: 2018-10-25; 2011-08-03: 2019-06-24; 2011-09-20: 2019-09-04 | 1873 | 4459 | Up-front Payment
SCG-012657 | Low Income Single Family Residential | Domestic Hot Water | Gas | Southern California Gas Company | Incentive:Paid | 4613 | 36.9 |  | 1 | 125 |  | 125 |  | 2018-11-06 14:19 | 2018-11-07 | TITANIUM POWER INC | Retrofit | Los Angeles | Los Angeles | 90023 | Host Customer is System Owner | 4 |  | 30004257 | Butler Sun Solutions, Inc. | SOLAR BUTLER | B-BT1-40-I | Indirect Forced Circulation (IF) | 43.72 |  | BT1 | Glycol | Advanced Controller with a Vacation or Holiday Mode | Solar Storage and Auxiliary Tanks are separate | 40 | 1 | 1 | 55 | Z09 | [18 empty] | Los Angeles | FALSE | 37.27 |  | 2011-06-01: 2018-10-25; 2011-08-03: 2018-11-06; 2011-09-20: 2018-11-07 | 2178 | 4659 | Up-front Payment
SCG-012658 | Single Family Residential - Disadvantaged Community | Domestic Hot Water | Gas | Southern California Gas Company | Incentive:Paid | 3731 | 29.85 |  | 1 | 125 |  | 125 |  | 2019-01-18 11:14 | 2019-01-22 | TITANIUM POWER INC | Retrofit | Los Angeles | Los Angeles | 90023 | Host Customer is System Owner | 4 |  | 30004257 | Butler Sun Solutions, Inc. | SOLAR BUTLER | B-BT1-40-I | Indirect Forced Circulation (IF) | 43.72 |  | BT1 | Glycol | Advanced Controller with a Vacation or Holiday Mode | Solar Storage and Auxiliary Tanks are separate | 40 | 1 | 1 | 55 | Z09 | [18 empty] | Los Angeles | FALSE | 30.27 |  | 2011-06-01: 2018-10-25; 2011-08-03: 2019-01-18; 2011-09-20: 2019-01-22 | 2099 | 3784 | Up-front Payment
SCG-012660 | Single Family Residential - Disadvantaged Community | Domestic Hot Water | Gas | Southern California Gas Company | Incentive:Paid | 3573 | 29.85 |  | 1 | 126 |  | 120 |  | 2019-01-18 13:21 | 2019-01-22 | TITANIUM POWER INC | Retrofit | Los Angeles | Los Angeles | 90062 | Host Customer is System Owner | 4 |  | 30004257 | Butler Sun Solutions, Inc. | SOLAR BUTLER | B-BT1-40-I | Indirect Forced Circulation (IF) | 43.72 |  | BT1 | Glycol | Advanced Controller with a Vacation or Holiday Mode | Solar Storage and Auxiliary Tanks are separate | 40 | 1 | 0.95 | 55 | Z08 | [18 empty] | Los Angeles | FALSE | 29.04 |  | 2011-06-01: 2018-10-25; 2011-08-03: 2019-01-18; 2011-09-20: 2019-01-22 | 2099 | 3659 | Up-front Payment
SCG-012661 | Single Family Residential | Domestic Hot Water | Gas | Southern California Gas Company | Incentive:Paid | 3567 | 25.37 |  | 2 | 148 |  | 141 |  | 2019-06-26 14:03 | 2019-09-11 | TITANIUM POWER INC | Retrofit | Los Angeles | Los Angeles | 90023 | Host Customer is System Owner | 6 |  | 30004272 | Butler Sun Solutions, Inc. | SOLAR BUTLER | BT1-40-I-T | Indirect Forced Circulation (IF) | 43.72 |  | BT1 | Glycol | Advanced Controller with a Vacation or Holiday Mode | Solar Storage with Tankless Auxiliary Water Heater | 40 | 1 | 0.95 | 75 | Z09 | [18 empty] | Los Angeles | FALSE | 29.45 |  | 2011-06-01: 2018-10-25; 2011-08-03: 2019-06-26; 2011-09-20: 2019-09-11 | 1868 | 4359 | Up-front Payment
SCG-012662 | Single Family Residential - Disadvantaged Community | Domestic Hot Water | Gas | Southern California Gas Company | Incentive:Paid | 3573 | 29.85 |  | 1 | 126 |  | 120 |  | 2019-01-18 13:17 | 2019-01-22 | TITANIUM POWER INC | Retrofit | Los Angeles | Los Angeles | 90062 | Host Customer is System Owner | 5 |  | 30004257 | Butler Sun Solutions, Inc. | SOLAR BUTLER | B-BT1-40-I | Indirect Forced Circulation (IF) | 43.72 |  | BT1 | Glycol | Advanced Controller with a Vacation or Holiday Mode | Solar Storage and Auxiliary Tanks are separate | 40 | 1 | 0.95 | 65 | Z08 | [18 empty] | Los Angeles | FALSE | 29.04 |  | 2011-06-01: 2018-10-25; 2011-08-03: 2019-01-18; 2011-09-20: 2019-01-22 | 2099 | 3659 | Up-front Payment
SCG-012664 | Low Income Single Family Residential | Domestic Hot Water | Gas | Southern California Gas Company | Incentive:Paid | 4649 | 36.9 |  | 1 | 126 |  | 126 |  | 2018-11-14 10:24 | 2018-11-21 | TITANIUM POWER INC | Retrofit | Los Angeles | Los Angeles | 90062 | Host Customer is System Owner | 4 |  | 30004257 | Butler Sun Solutions, Inc. | SOLAR BUTLER | B-BT1-40-I | Indirect Forced Circulation (IF) | 43.72 |  | BT1 | Glycol | Advanced Controller with a Vacation or Holiday Mode | Solar Storage and Auxiliary Tanks are separate | 40 | 1 | 1 | 55 | Z08 | [18 empty] | Los Angeles | FALSE | 37.26 |  | 2011-06-01: 2018-10-25; 2011-08-03: 2018-11-14; 2011-09-20: 2018-11-21 | 2154 | 4695 | Up-front Payment
SCG-012665 | Low Income Single Family Residential | Domestic Hot Water | Gas | Southern California Gas Company | Incentive:Paid | 4649 | 36.9 |  | 1 | 126 |  | 126 |  | 2018-11-08 09:24 | 2018-11-09 | TITANIUM POWER INC | Retrofit | Los Angeles | Los Angeles | 90062 | Host Customer is System Owner | 4 |  | 30004257 | Butler Sun Solutions, Inc. | SOLAR BUTLER | B-BT1-40-I | Indirect Forced Circulation (IF) | 43.72 |  | BT1 | Glycol | Advanced Controller with a Vacation or Holiday Mode | Solar Storage and Auxiliary Tanks are separate | 40 | 1 | 1 | 55 | Z08 | [18 empty] | Los Angeles | FALSE | 37.17 |  | 2011-06-01: 2018-10-25; 2011-08-03: 2018-11-08; 2011-09-20: 2018-11-09 | 2172 | 4684 | Up-front Payment
SCG-012666 | Low Income Single Family Residential | Domestic Hot Water | Gas | Southern California Gas Company | Incentive:Paid | 4417 | 36.9 |  | 1 | 126 |  | 120 |  | 2018-11-29 09:36 | 2018-12-03 | TITANIUM POWER INC | Retrofit | Los Angeles | Los Angeles | 90003 | Host Customer is System Owner | 4 |  | 30004257 | Butler Sun Solutions, Inc. | SOLAR BUTLER | B-BT1-40-I | Indirect Forced Circulation (IF) | 43.72 |  | BT1 | Glycol | Advanced Controller with a Vacation or Holiday Mode | Solar Storage and Auxiliary Tanks are separate | 40 | 1 | 0.95 | 55 | Z08 | [18 empty] | Los Angeles | FALSE | 35.42 |  | 2011-06-01: 2018-10-25; 2011-08-03: 2018-11-29; 2011-09-20: 2018-12-03 | 2137 | 4463 | Up-front Payment
SCG-012667 | Low Income Single Family Residential | Domestic Hot Water | Gas | Southern California Gas Company | Incentive:Canceled | 4613 | 36.9 |  | 1 | 125 |  | 125 |  |  |  | TITANIUM POWER INC | Retrofit | Los Angeles | Los Angeles | 90023 | Host Customer is System Owner | 5 |  | 30004257 | Butler Sun Solutions, Inc. | SOLAR BUTLER | B-BT1-40-I | Indirect Forced Circulation (IF) | 43.72 |  | BT1 | Glycol | Advanced Controller with a Vacation or Holiday Mode | Solar Storage and Auxiliary Tanks are separate | 40 | 1 | 1 | 65 | Z09 | [18 empty] | Los Angeles | FALSE | 37.56 |  | 2011-06-01: 2018-10-25 | 2193 | 4695 | Up-front Payment
SCG-012668 | Single Family Residential - Disadvantaged Community | Domestic Hot Water | Gas | Southern California Gas Company | Incentive:Paid | 3731 | 29.85 |  | 1 | 125 |  | 125 |  | 2019-01-18 13:15 | 2019-01-22 | TITANIUM POWER INC | Retrofit | Arleta | Los Angeles | 91331 | Host Customer is System Owner | 5 |  | 30004257 | Butler Sun Solutions, Inc. | SOLAR BUTLER | B-BT1-40-I | Indirect Forced Circulation (IF) | 43.72 |  | BT1 | Glycol | Advanced Controller with a Vacation or Holiday Mode | Solar Storage and Auxiliary Tanks are separate | 40 | 1 | 1 | 65 | Z09 | [18 empty] | Los Angeles | FALSE | 30.27 |  | 2011-06-01: 2018-10-25; 2011-08-03: 2019-01-18; 2011-09-20: 2019-01-22 | 2099 | 3784 | Up-front Payment
SCG-012669 | Single Family Residential - Disadvantaged Community | Domestic Hot Water | Gas | Southern California Gas Company | Incentive:Paid | 3731 | 29.85 |  | 1 | 125 |  | 125 |  | 2019-01-18 13:13 | 2019-01-23 | TITANIUM POWER INC | Retrofit | Los Angeles | Los Angeles | 90023 | Host Customer is System Owner | 5 |  | 30004257 | Butler Sun Solutions, Inc. | SOLAR BUTLER | B-BT1-40-I | Indirect Forced Circulation (IF) | 43.72 |  | BT1 | Glycol | Advanced Controller with a Vacation or Holiday Mode | Solar Storage and Auxiliary Tanks are separate | 40 | 1 | 1 | 65 | Z09 | [18 empty] | Los Angeles | FALSE | 30.27 |  | 2011-06-01: 2018-10-25; 2011-08-03: 2019-01-18; 2011-09-20: 2019-01-23 | 2085 | 3784 | Up-front Payment
SCG-012670 | Low Income Single Family Residential | Domestic Hot Water | Gas | Southern California Gas Company | Incentive:Paid | 4613 | 36.9 |  | 1 | 125 |  | 125 |  | 2018-11-12 08:56 | 2018-11-16 | TITANIUM POWER INC | Retrofit | Pacoima | Los Angeles | 91331 | Host Customer is System Owner | 4 |  | 30004257 | Butler Sun Solutions, Inc. | SOLAR BUTLER | B-BT1-40-I | Indirect Forced Circulation (IF) | 43.72 |  | BT1 | Glycol | Advanced Controller with a Vacation or Holiday Mode | Solar Storage and Auxiliary Tanks are separate | 40 | 1 | 1 | 55 | Z09 | [18 empty] | Los Angeles | FALSE | 37.27 |  | 2011-06-01: 2018-10-25; 2011-08-03: 2018-11-12; 2011-09-20: 2018-11-16 | 2154 | 4659 | Up-front Payment
SCG-012671 | Single Family Residential - Disadvantaged Community | Domestic Hot Water | Gas | Southern California Gas Company | Incentive:Paid | 3761 | 29.85 |  | 1 | 126 |  | 126 |  | 2019-01-18 12:30 | 2019-01-28 | TITANIUM POWER INC | Retrofit | Los Angeles | Los Angeles | 90003 | Host Customer is System Owner | 4 |  | 30004257 | Butler Sun Solutions, Inc. | SOLAR BUTLER | B-BT1-40-I | Indirect Forced Circulation (IF) | 43.72 |  | BT1 | Glycol | Advanced Controller with a Vacation or Holiday Mode | Solar Storage and Auxiliary Tanks are separate | 40 | 1 | 1 | 55 | Z08 | [18 empty] | Los Angeles | FALSE | 30.63 |  | 2011-06-01: 2018-10-25; 2011-08-03: 2019-01-18; 2011-09-20: 2019-01-28 | 2096 | 3859 | Up-front Payment
SCG-012672 | Single Family Residential | Domestic Hot Water | Gas | Southern California Gas Company | Incentive:Paid | 3710 | 25.37 |  | 2 | 148 |  | 148 |  | 2019-06-26 13:58 | 2019-09-11 | TITANIUM POWER INC | Retrofit | Los Angeles | Los Angeles | 90023 | Host Customer is System Owner | 7 |  | 30004272 | Butler Sun Solutions, Inc. | SOLAR BUTLER | BT1-40-I-T | Indirect Forced Circulation (IF) | 43.72 |  | BT1 | Glycol | Advanced Controller with a Vacation or Holiday Mode | Solar Storage with Tankless Auxiliary Water Heater | 40 | 1 | 1 | 85 | Z09 | [18 empty] | Los Angeles | FALSE | 30.13 |  | 2011-06-01: 2018-10-25; 2011-08-03: 2019-06-26; 2011-09-20: 2019-09-11 | 1868 | 4459 | Up-front Payment
SCG-012675 | Low Income Single Family Residential | Domestic Hot Water | Gas | Southern California Gas Company | Incentive:Paid | 4649 | 36.9 |  | 1 | 126 |  | 126 |  | 2018-11-14 10:14 | 2018-11-21 | TITANIUM POWER INC | Retrofit | Los Angeles | Los Angeles | 90003 | Host Customer is System Owner | 4 |  | 30004257 | Butler Sun Solutions, Inc. | SOLAR BUTLER | B-BT1-40-I | Indirect Forced Circulation (IF) | 43.72 |  | BT1 | Glycol | Advanced Controller with a Vacation or Holiday Mode | Solar Storage and Auxiliary Tanks are separate | 40 | 1 | 1 | 55 | Z08 | [18 empty] | Los Angeles | FALSE | 37.26 |  | 2011-06-01: 2018-10-26; 2011-08-03: 2018-11-14; 2011-09-20: 2018-11-21 | 2154 | 4695 | Up-front Payment
SCG-012676 | Single Family Residential | Domestic Hot Water | Gas | Southern California Gas Company | Incentive:Paid | 3591 | 25.37 |  | 2 | 149 |  | 142 |  | 2019-08-12 13:34 | 2020-08-06 | TITANIUM POWER INC | Retrofit | Los Angeles | Los Angeles | 90003 | Host Customer is System Owner | 5 |  | 30004272 | Butler Sun Solutions, Inc. | SOLAR BUTLER | BT1-40-I-T | Indirect Forced Circulation (IF) | 43.72 |  | BT1 | Glycol | Advanced Controller with a Vacation or Holiday Mode | Solar Storage with Tankless Auxiliary Water Heater | 40 | 1 | 0.95 | 65 | Z08 | [18 empty] | Los Angeles | FALSE | 24.56 |  | 2011-06-01: 2018-10-26; 2011-08-03: 2019-08-12; 2011-09-20: 2020-08-06 | 1538 | 3659 | Up-front Payment
SCG-012677 | Low Income Single Family Residential | Domestic Hot Water | Gas | Southern California Gas Company | Incentive:Paid | 4417 | 36.9 |  | 1 | 126 |  | 120 |  | 2018-11-14 10:25 | 2018-11-21 | TITANIUM POWER INC | Retrofit | LOS ANGELES | Los Angeles | 90011 | Host Customer is System Owner | 4 |  | 30004257 | Butler Sun Solutions, Inc. | SOLAR BUTLER | B-BT1-40-I | Indirect Forced Circulation (IF) | 43.72 |  | BT1 | Glycol | Advanced Controller with a Vacation or Holiday Mode | Solar Storage and Auxiliary Tanks are separate | 40 | 1 | 0.95 | 55 | Z08 | [18 empty] | Los Angeles | FALSE | 35.42 |  | 2011-06-01: 2018-10-26; 2011-08-03: 2018-11-14; 2011-09-20: 2018-11-21 | 2154 | 4463 | Up-front Payment
SCG-012678 | Low Income Single Family Residential | Domestic Hot Water | Gas | Southern California Gas Company | Incentive:Paid | 4649 | 36.9 |  | 1 | 126 |  | 126 |  | 2018-11-29 09:36 | 2018-11-29 | TITANIUM POWER INC | Retrofit | Los Angeles | Los Angeles | 90011 | Host Customer is System Owner | 5 |  | 30004257 | Butler Sun Solutions, Inc. | SOLAR BUTLER | B-BT1-40-I | Indirect Forced Circulation (IF) | 43.72 |  | BT1 | Glycol | Advanced Controller with a Vacation or Holiday Mode | Solar Storage and Auxiliary Tanks are separate | 40 | 1 | 1 | 65 | Z08 | [18 empty] | Los Angeles | FALSE | 37.26 |  | 2011-06-01: 2018-10-26; 2011-08-03: 2018-11-29; 2011-09-20: 2018-11-29 | 2153 | 4695 | Up-front Payment
SCG-012679 | Single Family Residential - Disadvantaged Community | Domestic Hot Water | Gas | Southern California Gas Company | Incentive:Paid | 3761 | 29.85 |  | 1 | 126 |  | 126 |  | 2019-01-18 12:34 | 2019-01-23 | TITANIUM POWER INC | Retrofit | Los Angeles | Los Angeles | 90003 | Host Customer is System Owner | 4 |  | 30004257 | Butler Sun Solutions, Inc. | SOLAR BUTLER | B-BT1-40-I | Indirect Forced Circulation (IF) | 43.72 |  | BT1 | Glycol | Advanced Controller with a Vacation or Holiday Mode | Solar Storage and Auxiliary Tanks are separate | 40 | 1 | 1 | 55 | Z08 | [18 empty] | Los Angeles | FALSE | 30.63 |  | 2011-06-01: 2018-10-26; 2011-08-03: 2019-01-18; 2011-09-20: 2019-01-23 | 2098 | 3859 | Up-front Payment
SCG-012680 | Low Income Single Family Residential | Domestic Hot Water | Gas | Southern California Gas Company | Incentive:Paid | 4649 | 36.9 |  | 1 | 126 |  | 126 |  | 2018-11-12 08:55 | 2018-11-14 | TITANIUM POWER INC | Retrofit | Los Angeles | Los Angeles | 90003 | Host Customer is System Owner | 4 |  | 30004257 | Butler Sun Solutions, Inc. | SOLAR BUTLER | B-BT1-40-I | Indirect Forced Circulation (IF) | 43.72 |  | BT1 | Glycol | Advanced Controller with a Vacation or Holiday Mode | Solar Storage and Auxiliary Tanks are separate | 40 | 1 | 1 | 55 | Z08 | [18 empty] | Los Angeles | FALSE | 37.26 |  | 2011-06-01: 2018-10-26; 2011-08-03: 2018-11-12; 2011-09-20: 2018-11-14 | 2162 | 4695 | Up-front Payment
SCG-012681 | Low Income Single Family Residential | Domestic Hot Water | Gas | Southern California Gas Company | Incentive:Paid | 4613 | 36.9 |  | 1 | 125 |  | 125 |  | 2018-11-14 10:22 | 2018-11-21 | TITANIUM POWER INC | Retrofit | Los Angeles | Los Angeles | 90023 | Host Customer is System Owner | 4 |  | 30004260 | Butler Sun Solutions, Inc. | SOLAR BUTLER | B-BT1-50-I | Indirect Forced Circulation (IF) | 43.72 |  | BT1 | Glycol | Advanced Controller with a Vacation or Holiday Mode | Solar Storage and Auxiliary Tanks are separate | 50 | 1 | 1 | 55 | Z09 | [18 empty] | Los Angeles | FALSE | 37.27 |  | 2011-06-01: 2018-10-26; 2011-08-03: 2018-11-14; 2011-09-20: 2018-11-21 | 2154 | 4659 | Up-front Payment
SCG-012683 | Commercial/Multifamily Residential | Domestic Hot Water | Gas | Southern California Gas Company | Incentive:Paid | 31416 | 20.19 |  | 1 | 1556 |  | 1556 |  | 2018-10-30 10:16 | 2018-11-05 | EVOLUTION ENERGY SOLUTIONS L L C | Retrofit | West Hollywood | Los Angeles | 90048 | Host Customer is System Owner | [7 empty] | 450.45 | 40.95 |  | Drainback | Drainback (Water) | Solar Storage and Auxiliary Tanks are separate |  | 1 | 1 | 798 | Z09 | 19 | Units | Apartments/Condos | TRB-40 | 11 | 1 | 800 | 1 | 200 | 2 | 199999 | TRUE | 140 | 140 |  |  |  |  | West Hollywood | FALSE | 20.19 |  | 2018-10-26 |  | 2018-10-30 | 2018-11-05 | 2019-06-25 | 2019-06-26 | 1926 | 31416 | Up-front Payment
SCG-012684 | Single Family Residential - Disadvantaged Community | Domestic Hot Water | Gas | Southern California Gas Company | Incentive:Paid | 3731 | 29.85 |  | 1 | 125 |  | 125 |  | 2018-10-30 11:13 | 2018-10-30 | TITANIUM POWER INC | Retrofit | Sun Valley | Los Angeles | 91352 | Host Customer is System Owner | 6 |  | 30004257 | Butler Sun Solutions, Inc. | SOLAR BUTLER | B-BT1-40-I | Indirect Forced Circulation (IF) | 43.72 |  | BT1 | Glycol | Advanced Controller with a Vacation or Holiday Mode | Solar Storage and Auxiliary Tanks are separate | 40 | 1 | 1 | 75 | Z09 | [18 empty] | Los Angeles | FALSE | 30.27 |  | 2011-06-01: 2018-10-26; 2011-08-03: 2018-10-30; 2011-09-20: 2018-10-30 | 2186 | 3784 | Up-front Payment
SCG-012685 | Single Family Residential - Disadvantaged Community | Domestic Hot Water | Gas | Southern California Gas Company | Incentive:Paid | 3731 | 29.85 |  | 1 | 125 |  | 125 |  | 2018-10-30 11:18 | 2018-11-05 | TITANIUM POWER INC | Retrofit | Arleta | Los Angeles | 91331 | Host Customer is System Owner | 6 |  | 30004257 | Butler Sun Solutions, Inc. | SOLAR BUTLER | B-BT1-40-I | Indirect Forced Circulation (IF) | 43.72 |  | BT1 | Glycol | Advanced Controller with a Vacation or Holiday Mode | Solar Storage and Auxiliary Tanks are separate | 40 | 1 | 1 | 75 | Z09 | [18 empty] | Los Angeles | FALSE | 30.27 |  | 2011-06-01: 2018-10-26; 2011-08-03: 2018-10-30; 2011-09-20: 2018-11-05 | 2173 | 3784 | Up-front Payment
SCG-012686 | Commercial/Multifamily Residential | Domestic Hot Water | Gas | Southern California Gas Company | Incentive:Paid | 29276 | 20.19 |  | 1 | 1450 |  | 1450 |  | 2018-10-30 10:16 | 2018-11-05 | EVOLUTION ENERGY SOLUTIONS L L C | Retrofit | Los Angeles | Los Angeles | 90046 | Host Customer is System Owner | [7 empty] | 450.45 | 40.95 |  | Drainback | Drainback (Water) | Solar Storage and Auxiliary Tanks are separate |  | 1 | 1 | 714 | Z09 | 17 | Units | Apartments/Condos | TRB-40 | 11 | 1 | 800 | 1 | 100 | 1 | 270000 | TRUE | 140 | 140 |  |  |  |  | Los Angeles | FALSE | 20.19 |  | 2018-10-26 |  | 2018-10-30 | 2018-11-05 | 2019-02-05 | 2019-02-06 | 2087 | 29276 | Up-front Payment
SCG-012687 | Single Family Residential | Domestic Hot Water | Gas | Southern California Gas Company | Incentive:Paid | 4284 | 29.85 |  | 1 | 149 |  | 149 |  | 2019-06-20 12:47 | 2019-07-30 | TITANIUM POWER INC | Retrofit | Los Angeles | Los Angeles | 90003 | Host Customer is System Owner | 8 |  | 30004272 | Butler Sun Solutions, Inc. | SOLAR BUTLER | BT1-40-I-T | Indirect Forced Circulation (IF) | 43.72 |  | BT1 | Glycol | Advanced Controller with a Vacation or Holiday Mode | Solar Storage with Tankless Auxiliary Water Heater | 40 | 1 | 1 | 95 | Z08 | [18 empty] | Los Angeles | FALSE | 28.75 |  | 2011-06-01: 2018-10-26; 2011-08-03: 2019-06-20; 2011-09-20: 2019-07-30 | 1912 | 4284 | Up-front Payment
SCG-012688 | Single Family Residential | Domestic Hot Water | Gas | Southern California Gas Company | Incentive:Paid | 3591 | 25.37 |  | 2 | 149 |  | 142 |  | 2019-07-16 15:40 | 2020-07-20 | TITANIUM POWER INC | Retrofit | Los Angeles | Los Angeles | 90003 | Host Customer is System Owner | 6 |  | 30004272 | Butler Sun Solutions, Inc. | SOLAR BUTLER | BT1-40-I-T | Indirect Forced Circulation (IF) | 43.72 |  | BT1 | Glycol | Advanced Controller with a Vacation or Holiday Mode | Solar Storage with Tankless Auxiliary Water Heater | 40 | 1 | 0.95 | 75 | Z08 | [18 empty] | Los Angeles | FALSE | 24.56 |  | 2011-06-01: 2018-10-26; 2011-08-03: 2019-07-16; 2011-09-20: 2020-07-20 | 1556 | 3659 | Up-front Payment
SCG-012689 | Single Family Residential | Domestic Hot Water | Gas | Southern California Gas Company | Incentive:Paid | 3710 | 25.37 |  | 2 | 148 |  | 148 |  | 2019-07-22 12:40 | 2020-07-28 | TITANIUM POWER INC | Retrofit | Los Angeles | Los Angeles | 90023 | Host Customer is System Owner | 4 |  | 30004272 | Butler Sun Solutions, Inc. | SOLAR BUTLER | BT1-40-I-T | Indirect Forced Circulation (IF) | 43.72 |  | BT1 | Glycol | Advanced Controller with a Vacation or Holiday Mode | Solar Storage with Tankless Auxiliary Water Heater | 40 | 1 | 1 | 55 | Z09 | [18 empty] | Los Angeles | FALSE | 25.4 |  | 2011-06-01: 2018-10-26; 2011-08-03: 2019-07-22; 2011-09-20: 2020-07-28 | 1545 | 3759 | Up-front Payment
SCG-012690 | Single Family Residential - Disadvantaged Community | Domestic Hot Water | Gas | Southern California Gas Company | Incentive:Paid | 3573 | 29.85 |  | 1 | 126 |  | 120 |  | 2018-11-12 08:53 | 2018-11-27 | TITANIUM POWER INC | New Construction | Los Angeles | Los Angeles | 90062 | Host Customer is System Owner | 6 |  | 30004257 | Butler Sun Solutions, Inc. | SOLAR BUTLER | B-BT1-40-I | Indirect Forced Circulation (IF) | 43.72 |  | BT1 | Glycol | Advanced Controller with a Vacation or Holiday Mode | Solar Storage and Auxiliary Tanks are separate | 40 | 1 | 0.95 | 75 | Z08 | [18 empty] | Los Angeles | FALSE | 28.64 |  | 2011-06-01: 2018-10-26; 2011-08-03: 2018-11-12; 2011-09-20: 2018-11-27 | 2154 | 3609 | Up-front Payment
SCG-012691 | Single Family Residential | Domestic Hot Water | Gas | Southern California Gas Company | Incentive:Paid | 3567 | 25.37 |  | 2 | 148 |  | 141 |  | 2019-06-28 09:10 | 2019-09-04 | TITANIUM POWER INC | Retrofit | Los Angeles | Los Angeles | 90023 | Host Customer is System Owner | 5 |  | 30004272 | Butler Sun Solutions, Inc. | SOLAR BUTLER | BT1-40-I-T | Indirect Forced Circulation (IF) | 43.72 |  | BT1 | Glycol | Advanced Controller with a Vacation or Holiday Mode | Solar Storage with Tankless Auxiliary Water Heater | 40 | 1 | 0.95 | 65 | Z09 | [18 empty] | Los Angeles | FALSE | 24.72 |  | 2011-06-01: 2018-10-26; 2011-08-03: 2019-06-28; 2011-09-20: 2019-09-04 | 1878 | 3659 | Up-front Payment
SCG-012692 | Low Income Single Family Residential | Domestic Hot Water | Gas | Southern California Gas Company | Incentive:Paid | 4463 | 36.9 |  | 1 | 128 |  | 122 |  | 2018-11-14 10:16 | 2018-11-16 | TITANIUM POWER INC | Retrofit | Los Angeles | Los Angeles | 90003 | Host Customer is System Owner | 4 |  | 30004260 | Butler Sun Solutions, Inc. | SOLAR BUTLER | B-BT1-50-I | Indirect Forced Circulation (IF) | 43.72 |  | BT1 | Glycol | Advanced Controller with a Vacation or Holiday Mode | Solar Storage and Auxiliary Tanks are separate | 50 | 1 | 0.95 | 55 | Z08 | [18 empty] | Los Angeles | FALSE | 34.87 |  | 2011-06-01: 2018-10-26; 2011-08-03: 2018-11-14; 2011-09-20: 2018-11-16 | 2162 | 4463 | Up-front Payment
SCG-012694 | Low Income Single Family Residential | Domestic Hot Water | Gas | Southern California Gas Company | Incentive:Paid | 4417 | 36.9 |  | 1 | 126 |  | 120 |  | 2018-11-14 10:23 | 2018-11-14 | TITANIUM POWER INC | Retrofit | Los Angeles | Los Angeles | 90003 | Host Customer is System Owner | 6 |  | 30004257 | Butler Sun Solutions, Inc. | SOLAR BUTLER | B-BT1-40-I | Indirect Forced Circulation (IF) | 43.72 |  | BT1 | Glycol | Advanced Controller with a Vacation or Holiday Mode | Solar Storage and Auxiliary Tanks are separate | 40 | 1 | 0.95 | 75 | Z08 | [18 empty] | Los Angeles | FALSE | 35.42 |  | 2011-06-01: 2018-10-26; 2011-08-03: 2018-11-14; 2011-09-20: 2018-11-14 | 2161 | 4463 | Up-front Payment
SCG-012695 | Single Family Residential | Domestic Hot Water | Gas | Southern California Gas Company | Incentive:Paid | 3710 | 25.37 |  | 2 | 148 |  | 148 |  | 2019-07-16 15:44 | 2020-07-20 | TITANIUM POWER INC | Retrofit | Los Angeles | Los Angeles | 90023 | Host Customer is System Owner | 5 |  | 30004272 | Butler Sun Solutions, Inc. | SOLAR BUTLER | BT1-40-I-T | Indirect Forced Circulation (IF) | 43.72 |  | BT1 | Glycol | Advanced Controller with a Vacation or Holiday Mode | Solar Storage with Tankless Auxiliary Water Heater | 40 | 1 | 1 | 65 | Z09 | [18 empty] | Los Angeles | FALSE | 25.4 |  | 2011-06-01: 2018-10-26; 2011-08-03: 2019-07-16; 2011-09-20: 2020-07-20 | 1556 | 3759 | Up-front Payment
SCG-012698 | Single Family Residential | Domestic Hot Water | Gas | Southern California Gas Company | Incentive:Canceled | 3759 | 25.37 |  | 2 | 148 |  | 148 |  | 2019-07-16 15:42 |  | TITANIUM POWER INC | Retrofit | Los Angeles | Los Angeles | 90023 | Host Customer is System Owner | 5 |  | 30004272 | Butler Sun Solutions, Inc. | SOLAR BUTLER | BT1-40-I-T | Indirect Forced Circulation (IF) | 43.72 |  | BT1 | Glycol | Advanced Controller with a Vacation or Holiday Mode | Solar Storage with Tankless Auxiliary Water Heater | 40 | 1 | 1 | 65 | Z09 | [18 empty] | Los Angeles | FALSE | 25.4 |  | 2011-06-01: 2018-10-26; 2011-06-21: 2019-07-23; 2011-08-03: 2019-07-16 | 1922 | 3759 | Up-front Payment
SCG-012699 | Single Family Residential | Domestic Hot Water | Gas | Southern California Gas Company | Incentive:Paid | 3591 | 25.37 |  | 2 | 149 |  | 142 |  | 2019-07-23 14:41 | 2020-07-29 | TITANIUM POWER INC | Retrofit | Los Angeles | Los Angeles | 90047 | Host Customer is System Owner | 5 |  | 30004272 | Butler Sun Solutions, Inc. | SOLAR BUTLER | BT1-40-I-T | Indirect Forced Circulation (IF) | 43.72 |  | BT1 | Glycol | Advanced Controller with a Vacation or Holiday Mode | Solar Storage with Tankless Auxiliary Water Heater | 40 | 1 | 0.95 | 65 | Z08 | [18 empty] | Los Angeles | FALSE | 24.56 |  | 2011-06-01: 2018-10-26; 2011-08-03: 2019-07-23; 2011-09-20: 2020-07-29 | 1545 | 3659 | Up-front Payment
SCG-012704 | Single Family Residential | Domestic Hot Water | Gas | Southern California Gas Company | Incentive:Paid | 3710 | 25.37 |  | 2 | 149 |  | 149 |  | 2019-07-23 14:34 | 2020-07-29 | TITANIUM POWER INC | Retrofit | Los Angeles | Los Angeles | 90037 | Host Customer is System Owner | 5 |  | 30004272 | Butler Sun Solutions, Inc. | SOLAR BUTLER | BT1-40-I-T | Indirect Forced Circulation (IF) | 43.72 |  | BT1 | Glycol | Advanced Controller with a Vacation or Holiday Mode | Solar Storage with Tankless Auxiliary Water Heater | 40 | 1 | 1 | 65 | Z08 | [18 empty] | Los Angeles | FALSE | 25.23 |  | 2011-06-01: 2018-10-26; 2011-08-03: 2019-07-23; 2011-09-20: 2020-07-29 | 1545 | 3759 | Up-front Payment
SCG-012705 | Single Family Residential | Domestic Hot Water | Gas | Southern California Gas Company | Incentive:Paid | 4225 | 29.85 |  | 1 | 149 |  | 142 |  | 2019-06-19 13:10 | 2019-07-10 | TITANIUM POWER INC | Retrofit | Los Angeles | Los Angeles | 90018 | Host Customer is System Owner | 4 |  | 30004272 | Butler Sun Solutions, Inc. | SOLAR BUTLER | BT1-40-I-T | Indirect Forced Circulation (IF) | 43.72 |  | BT1 | Glycol | Advanced Controller with a Vacation or Holiday Mode | Solar Storage with Tankless Auxiliary Water Heater | 40 | 1 | 0.95 | 55 | Z08 | [18 empty] | Los Angeles | FALSE | 29.26 |  | 2011-06-01: 2018-10-26; 2011-08-03: 2019-06-19; 2011-09-20: 2019-07-10 | 1927 | 4359 | Up-front Payment
SCG-012707 | Low Income Single Family Residential | Domestic Hot Water | Gas | Southern California Gas Company | Incentive:Paid | 4417 | 36.9 |  | 1 | 126 |  | 120 |  | 2019-01-09 13:42 | 2019-01-10 | TITANIUM POWER INC | New Construction | Los Angeles | Los Angeles | 90003 | Host Customer is System Owner | 4 |  | 30004257 | Butler Sun Solutions, Inc. | SOLAR BUTLER | B-BT1-40-I | Indirect Forced Circulation (IF) | 43.72 |  | BT1 | Glycol | Advanced Controller with a Vacation or Holiday Mode | Solar Storage and Auxiliary Tanks are separate | 40 | 1 | 0.95 | 55 | Z08 | [18 empty] | Los Angeles | FALSE | 35.79 |  | 2011-06-01: 2018-10-26; 2011-08-03: 2019-01-09; 2011-09-20: 2019-01-10 | 2112 | 4509 | Up-front Payment
SCG-012709 | Single Family Residential | Domestic Hot Water | Gas | Southern California Gas Company | Incentive:Paid | 3710 | 25.37 |  | 2 | 148 |  | 148 |  | 2019-07-09 14:10 | 2020-06-19 | TITANIUM POWER INC | Retrofit | Los Angeles | Los Angeles | 90033 | Host Customer is System Owner | 5 |  | 30004272 | Butler Sun Solutions, Inc. | SOLAR BUTLER | BT1-40-I-T | Indirect Forced Circulation (IF) | 43.72 |  | BT1 | Glycol | Advanced Controller with a Vacation or Holiday Mode | Solar Storage with Tankless Auxiliary Water Heater | 40 | 1 | 1 | 65 | Z09 | [18 empty] | Los Angeles | FALSE | 25.4 |  | 2011-06-01: 2018-10-26; 2011-08-03: 2019-07-09; 2011-09-20: 2020-06-19 | 1579 | 3759 | Up-front Payment
SCG-012710 | Single Family Residential | Domestic Hot Water | Gas | Southern California Gas Company | Incentive:Paid | 3710 | 25.37 |  | 2 | 148 |  | 148 |  | 2019-07-12 14:52 | 2020-09-09 | TITANIUM POWER INC | Retrofit | Los Angeles | Los Angeles | 90039 | Host Customer is System Owner | 4 |  | 30004272 | Butler Sun Solutions, Inc. | SOLAR BUTLER | BT1-40-I-T | Indirect Forced Circulation (IF) | 43.72 |  | BT1 | Glycol | Advanced Controller with a Vacation or Holiday Mode | Solar Storage with Tankless Auxiliary Water Heater | 40 | 1 | 1 | 55 | Z09 | [18 empty] | Los Angeles | FALSE | 25.4 |  | 2011-06-01: 2018-10-26; 2011-08-03: 2019-07-12; 2011-09-20: 2020-09-09 | 1493 | 3759 | Up-front Payment
SCG-012711 | Single Family Residential | Domestic Hot Water | Gas | Southern California Gas Company | Incentive:Paid | 3710 | 25.37 |  | 2 | 149 |  | 149 |  | 2019-07-25 13:11 | 2020-08-04 | TITANIUM POWER INC | Retrofit | Los Angeles | Los Angeles | 90062 | Host Customer is System Owner | 4 |  | 30004272 | Butler Sun Solutions, Inc. | SOLAR BUTLER | BT1-40-I-T | Indirect Forced Circulation (IF) | 43.72 |  | BT1 | Glycol | Advanced Controller with a Vacation or Holiday Mode | Solar Storage with Tankless Auxiliary Water Heater | 40 | 1 | 1 | 55 | Z08 | [18 empty] | Los Angeles | FALSE | 25.23 |  | 2011-06-01: 2018-10-26; 2011-08-03: 2019-07-25; 2011-09-20: 2020-08-04 | 1538 | 3759 | Up-front Payment
SCG-012712 | Single Family Residential | Domestic Hot Water | Gas | Southern California Gas Company | Incentive:Paid | 3710 | 25.37 |  | 2 | 149 |  | 149 |  | 2019-07-25 13:16 | 2020-08-04 | TITANIUM POWER INC | New Construction | Los Angeles | Los Angeles | 90062 | Host Customer is System Owner | 4 |  | 30004272 | Butler Sun Solutions, Inc. | SOLAR BUTLER | BT1-40-I-T | Indirect Forced Circulation (IF) | 43.72 |  | BT1 | Glycol | Advanced Controller with a Vacation or Holiday Mode | Solar Storage with Tankless Auxiliary Water Heater | 40 | 1 | 1 | 55 | Z08 | [18 empty] | Los Angeles | FALSE | 25.23 |  | 2011-06-01: 2018-10-26; 2011-08-03: 2019-07-25; 2011-09-20: 2020-08-04 | 1538 | 3759 | Up-front Payment
SCG-012714 | Single Family Residential | Domestic Hot Water | Gas | Southern California Gas Company | Incentive:Paid | 4366 | 29.85 |  | 1 | 148 |  | 148 |  | 2019-06-13 15:46 | 2019-07-08 | TITANIUM POWER INC | Retrofit | Los Angeles | Los Angeles | 90023 | Host Customer is System Owner | 5 |  | 30004272 | Butler Sun Solutions, Inc. | SOLAR BUTLER | BT1-40-I-T | Indirect Forced Circulation (IF) | 43.72 |  | BT1 | Glycol | Advanced Controller with a Vacation or Holiday Mode | Solar Storage with Tankless Auxiliary Water Heater | 40 | 1 | 1 | 65 | Z09 | [18 empty] | Los Angeles | FALSE | 30.13 |  | 2011-06-01: 2018-10-26; 2011-08-03: 2019-06-13; 2011-09-20: 2019-07-08 | 1927 | 4459 | Up-front Payment
SCG-012715 | Single Family Residential | Domestic Hot Water | Gas | Southern California Gas Company | Incentive:Paid | 3591 | 25.37 |  | 2 | 149 |  | 142 |  | 2019-06-24 13:23 | 2019-09-04 | TITANIUM POWER INC | New Construction | Los Angeles | Los Angeles | 90003 | Host Customer is System Owner | 4 |  | 30004272 | Butler Sun Solutions, Inc. | SOLAR BUTLER | BT1-40-I-T | Indirect Forced Circulation (IF) | 43.72 |  | BT1 | Glycol | Advanced Controller with a Vacation or Holiday Mode | Solar Storage with Tankless Auxiliary Water Heater | 40 | 1 | 0.95 | 55 | Z08 | [18 empty] | Los Angeles | FALSE | 29.26 |  | 2011-06-01: 2018-10-26; 2011-08-03: 2019-06-24; 2011-09-20: 2019-09-04 | 1873 | 4359 | Up-front Payment
SCG-012716 | Low Income Single Family Residential | Domestic Hot Water | Gas | Southern California Gas Company | Incentive:Canceled | 3759 | 36.9 |  | 1 | 125 |  | 125 |  |  |  | TITANIUM POWER INC | New Construction | Arleta | Los Angeles | 91331 | Host Customer is System Owner | 5 |  | 30004257 | Butler Sun Solutions, Inc. | SOLAR BUTLER | B-BT1-40-I | Indirect Forced Circulation (IF) | 43.72 |  | BT1 | Glycol | Advanced Controller with a Vacation or Holiday Mode | Solar Storage and Auxiliary Tanks are separate | 40 | 1 | 1 | 65 | Z09 | [18 empty] | Los Angeles | FALSE | 30.07 |  | 2011-06-01: 2018-10-26 | 2192 | 3759 | Up-front Payment
SCG-012717 | Low Income Single Family Residential | Domestic Hot Water | Gas | Southern California Gas Company | Incentive:Paid | 4613 | 36.9 |  | 1 | 125 |  | 125 |  | 2018-11-06 13:57 | 2018-11-08 | TITANIUM POWER INC | Retrofit | Sun Valley | Los Angeles | 91352 | Host Customer is System Owner | 5 |  | 30004257 | Butler Sun Solutions, Inc. | SOLAR BUTLER | B-BT1-40-I | Indirect Forced Circulation (IF) | 43.72 |  | BT1 | Glycol | Advanced Controller with a Vacation or Holiday Mode | Solar Storage and Auxiliary Tanks are separate | 40 | 1 | 1 | 65 | Z09 | [18 empty] | Los Angeles | FALSE | 37.27 |  | 2011-06-01: 2018-10-30; 2011-08-03: 2018-11-06; 2011-09-20: 2018-11-08 | 2172 | 4659 | Up-front Payment
SCG-012718 | Low Income Single Family Residential | Domestic Hot Water | Gas | Southern California Gas Company | Incentive:Paid | 4417 | 36.9 |  | 1 | 126 |  | 120 |  | 2018-11-06 14:21 | 2018-11-08 | TITANIUM POWER INC | Retrofit | Los Angeles | Los Angeles | 90003 | Host Customer is System Owner | 4 |  | 30004257 | Butler Sun Solutions, Inc. | SOLAR BUTLER | B-BT1-40-I | Indirect Forced Circulation (IF) | 43.72 |  | BT1 | Glycol | Advanced Controller with a Vacation or Holiday Mode | Solar Storage and Auxiliary Tanks are separate | 40 | 1 | 0.95 | 55 | Z08 | [18 empty] | Los Angeles | FALSE | 35.79 |  | 2011-06-01: 2018-10-30; 2011-08-03: 2018-11-06; 2011-09-20: 2018-11-08 | 2172 | 4509 | Up-front Payment
SCG-012719 | Single Family Residential | Domestic Hot Water | Gas | Southern California Gas Company | Incentive:Paid | 4366 | 29.85 |  | 1 | 148 |  | 148 |  | 2018-11-29 08:03 | 2018-11-30 | ALL VALLEY SOLAR INC | Retrofit | Costa Mesa | Costa Mesa | 92627 | Host Customer is System Owner | 4 |  | 2001028G | SunEarth, Inc. | CASCADE | EPRD-64-80-2G | Indirect Forced Circulation (IF) | 65.67 |  | EP-32 / EP-32-0.75 | Automatic Drainback |  | Solar Storage and Auxiliary Tanks are separate | 80 | 1 | 1 | 55 | Z06 | [18 empty] | City of Costa Mesa | FALSE | 113.45 |  | 2011-06-01: 2018-10-30; 2011-08-03: 2018-11-29; 2011-09-20: 2018-11-30 | 2153 | 16790 | Up-front Payment
SCG-012720 | Multifamily Residential - Disadvantaged Community | Domestic Hot Water | Gas | Southern California Gas Company | Incentive:Paid | 42964 | 20.19 |  | 1 | 2128 |  | 2128 |  | 2018-11-01 11:38 | 2018-11-14 | EVOLUTION ENERGY SOLUTIONS L L C | Retrofit | Los Angeles | Los Angeles | 90006 | Host Customer is System Owner | [7 empty] | 573.3 | 40.95 |  | Drainback | Drainback (Water) | Solar Storage and Auxiliary Tanks are separate |  | 1 | 1 | 1200 | Z09 | 30 | Units | Apartments/Condos | TRB-40 | 14 | 1 | 1000 | 1 | 219 | 2 | 270000 | TRUE | 140 | 140 |  | SunEarth - SETR A503 TTR U + VFS 10-200 |  | SunEarth - SETR A503 TTR U + VFS 10-200 | Los Angeles | FALSE | 20.19 |  | 2018-10-31 |  | 2018-11-01 | 2018-11-14 | 2018-12-13 | 2018-12-14 | 2138 | 42964 | Up-front Payment
SCG-012724 | Single Family Residential - Disadvantaged Community | Domestic Hot Water | Gas | Southern California Gas Company | Incentive:Paid | 3522 | 29.85 |  | 1 | 118 |  | 118 |  | 2019-01-17 12:54 | 2019-02-04 | INTELLIGENT GREEN SOLUTIONS CA | Retrofit | Armona | Kings | 93202 | Host Customer is System Owner | 3 |  | 30004236 | SunMaxx Solar LLC | ThermoPower | VTS30-HP-G | Indirect Thermosyphon (IT) | 47.9 |  | VTS-HP30 | Automatic Drainback | Drainback (Water) | Solar Storage and Auxiliary Tanks are separate | 79 | 1 | 1 | 45 | Z13 | [18 empty] | Kings County | FALSE | 52.88 |  | 2011-06-01: 2018-10-31; 2011-08-03: 2019-01-17; 2011-09-20: 2019-02-04 | 2087 | 6240 | Up-front Payment
PGE-012725 | Commercial/Multifamily Residential | Domestic Hot Water | Gas | Pacific Gas and Electric | Incentive:Paid | 11024 | 20.19 |  | 1 | 546 |  | 546 |  | 2018-11-01 10:28 | 2018-12-04 | SUN LIGHT & POWER | New Construction | Oakland | Alameda | 94612 | Host Customer is System Owner | [7 empty] | 168.48 | 42.12 |  | Glycol | Pressure Stagnation Protection (PSP) | Solar Storage and Auxiliary Tanks are separate |  | 1 | 1 | 2090 | Z03 | 55 | Units | Apartments/Condos | 10001912 | 4 | 1 | 238 | 2 | 250 | 1 | 800000 | TRUE | 70 | 133 |  |  |  |  | City of Oakland | FALSE | 86.34 |  | 2018-10-31 | 2018-11-05 | 2018-11-01 | 2018-12-04 | 2019-04-22 | 2019-04-30 | 1996 | 47143 | Up-front Payment
SCG-012726 | Commercial/Multifamily Residential | Domestic Hot Water | Gas | Southern California Gas Company | Incentive:Canceled | 39552 | 17.16 |  | 2 | 1959 |  | 1959 |  | 2018-11-19 09:50 |  | MAC GREINE ENERGY CORP | Retrofit | Redondo Beach | Los Angeles | 90277 | Host Customer is System Owner | 26 | [6 empty] | 642.72 | 40.17 |  | Glycol | Pressure Stagnation Protection (PSP) | Solar Storage and Auxiliary Tanks are separate |  | 1 | 1 | 1040 | Z06 | 26 | Units | Apartments/Condos | 2010115A | 16 | 1 | 1500 | 5 | 240 | 2 | 399000 | TRUE | 120 | 120 |  | Heliodyne - Delta-T Pro WiFi |  | Heliodyne - Delta-T Pro WiFi | Redondo Beach | FALSE | 30.12 |  | 2011-06-01: 2018-10-31; 2011-06-21: 2018-11-20; 2011-08-03: 2018-11-19 | 2167 | 59000 | Up-front Payment
PGE-012727 | Commercial/Multifamily Residential | Domestic Hot Water | Gas | Pacific Gas and Electric | Incentive:Paid | 9166 | 20.19 |  | 1 | 454 |  | 454 |  | 2018-11-01 13:45 | 2018-11-27 | EVOLUTION ENERGY SOLUTIONS L L C | Retrofit | Berkeley | Alameda | 94709 | Host Customer is System Owner | [7 empty] | 126.36 | 42.12 |  | Drainback | Advanced Controller with a Vacation or Holiday Mode | Solar Storage and Auxiliary Tanks are separate |  | 1 | 1 | 504 | Z03 | 12 | Units | Apartments/Condos | 10001912 | 3 | 1 | 160 | 2 | 100 | 1 | 199000 | TRUE | 140 | 140 |  |  |  |  | Berkeley | FALSE | 20.19 |  | 2018-11-01 | 2018-11-05 | 2018-11-01 | 2018-11-27 | 2019-05-28 | 2019-06-17 | 1942 | 9166 | Up-front Payment
SCG-012728 | Single Family Residential | Domestic Hot Water | Gas | Southern California Gas Company | Incentive:Paid | 2642 | 29.85 |  | 1 | 118 |  | 88 |  | 2018-11-02 09:17 | 2018-11-28 | INTELLIGENT GREEN SOLUTIONS CA | Retrofit | Bakersfield | Kern | 93312 | Host Customer is System Owner | 4 |  | 30004236 | SunMaxx Solar LLC | ThermoPower | VTS30-HP-G | Indirect Thermosyphon (IT) | 47.9 |  | VTS-HP30 | Automatic Drainback |  | Solar Storage and Auxiliary Tanks are separate | 79 | 1 | 0.75 | 55 | Z13 | [18 empty] | City Of Bakersfield | FALSE | 52.88 |  | 2011-06-01: 2018-11-02; 2011-08-03: 2018-11-02; 2011-09-20: 2018-11-28 | 2154 | 6240 | Up-front Payment
PGE-012729 | Multifamily Residential - Disadvantaged Community | Domestic Hot Water | Gas | Pacific Gas and Electric | Incentive:Canceled | 17242 | 20.19 |  | 1 | 854 |  | 854 |  | 2019-03-19 12:59 | 2019-04-08 | INTELLIGENT GREEN SOLUTIONS CA | Retrofit | Bakersfield | Kern | 93307 | Lease | [7 empty] | 294.9 | 29.49 |  | Glycol | Steam Back | Solar Storage and Auxiliary Tanks are separate |  | 1 | 1 | 644 | Z13 |  |  | Other | 10002034 | 10 | 1 | 500 | 1 | 50 | 1 | 36000 | FALSE | 160 | 140 | [5 empty] | FALSE | 44.89 |  | 2011-06-01: 2018-11-02; 2011-06-23: 2019-03-19; 2011-07-01: 2019-04-08 | 2028 | 38337 | Up-front Payment
SCG-012730 | Low Income Multifamily Residential | Domestic Hot Water | Gas | Southern California Gas Company | Incentive:Paid | 31859 | 24.89 |  | 1 | 1280 |  | 1280 |  | 2018-11-15 16:08 | 2018-12-07 | PROMISE ENERGY INC | New Construction | Los Angeles | Los Angeles | 90035 | Host Customer is System Owner | [7 empty] | 321.36 | 40.17 |  | Glycol | Steam Back | Solar Storage and Auxiliary Tanks are separate |  | 1 | 1 | 1920 | Z09 | 48 | Units | Apartments/Condos | 2010115A | 8 | 1 | 460 | 8 | 300 | 3 | 199000 | TRUE | 140 | 120 |  |  |  |  | Los Angeles | FALSE | 42.66 |  | 2018-11-05 |  | 2018-11-15 | 2018-12-07 | 2020-04-24 | 2020-06-18 | 1580 | 54608.6 | Up-front Payment
SCG-012731 | Single Family Residential | Domestic Hot Water | Gas | Southern California Gas Company | Incentive:Paid | 3243 | 29.85 |  | 1 | 142 |  | 109 |  | 2019-01-03 09:05 | 2019-01-09 | A F C PLUMBING AND SERVICES INC | Retrofit | Thousand Oaks | Thousand Oaks | 91360 | Host Customer is System Owner | 2 |  | 2006025C | Solene | SOLENE DC CLOSED LOOP | SLCO64DC-80HE-XG | Indirect Forced Circulation (IF) | 64 |  | SLAR-32 | Glycol | Advanced Controller with a Vacation or Holiday Mode | Solar Storage and Auxiliary Tanks are separate | 80 | 0.85 | 0.9 | 35 | Z09 | [18 empty] | Thousand Oaks | FALSE | 77.68 |  | 2011-06-01: 2018-11-05; 2011-08-03: 2019-01-03; 2011-09-20: 2019-01-09 | 2112 | 11031 | Up-front Payment
SCG-012733 | Low Income Single Family Residential | Domestic Hot Water | Gas | Southern California Gas Company | Incentive:Paid | 5351 | 36.9 |  | 1 | 145 |  | 145 |  | 2018-11-05 11:27 | 2018-11-12 | DOCTOR PIPER INC | Retrofit | Van Nuys | Los Angeles | 91411 | Host Customer is System Owner | 2 |  | 2011141B | Heliodyne, Inc. | HELIOPAK | HPAK 016 1 410 G 80 ACD Z | Indirect Forced Circulation (IF) | 40.17 |  | 410 001 | Glycol | Steam Back | Solar Storage and Auxiliary Tanks are separate | 80 | 1 | 1 | 35 | Z09 | [18 empty] | City of Los Angeles | FALSE | 55.17 |  | 2018-11-05 | 2018-11-07 |  |  | 2018-11-05 | 2018-11-12 | 2171 | 8000 | Up-front Payment
SCG-012734 | Low Income Multifamily Residential | Domestic Hot Water | Gas | Southern California Gas Company | Incentive:Paid | 35767 | 24.89 |  | 1 | 1437 |  | 1437 |  | 2018-11-15 16:14 | 2018-12-21 | PROMISE ENERGY INC | New Construction | Lancaster | Lancaster | 93535 | Host Customer is System Owner | [7 empty] | 401.7 | 40.17 |  | Glycol | Steam Back | Solar Storage and Auxiliary Tanks are separate |  | 1 | 1 | 1560 | Z14 | 39 | Units | Apartments/Condos | 2010115A | 10 | 1 | 600 | 1 | 390 | 1 | 600000 | TRUE | 140 | 120 |  |  |  |  | Lancaster | FALSE | 60.36 |  | 2018-11-06 |  | 2018-11-15 | 2018-12-21 | 2020-05-07 | 2020-05-18 | 1570 | 86741.32 | Up-front Payment
PGE-012736 | Single Family Residential | Domestic Hot Water | Gas | Pacific Gas and Electric | Incentive:Paid | 1851 | 29.85 |  | 1 | 62 |  | 62 |  | 2018-12-04 14:40 | 2018-12-26 | SUNTREK INDUSTRIES INC | Retrofit | Walnut Creek | Contra Costa | 94598 | Host Customer is System Owner | 4 |  | 30003825 | SunEarth, Inc. | CopperHeart | CP-40G | Direct Integral Collector Storage (DI) | 24.96 |  | CP-40 |  |  | Solar Storage and Auxiliary Tanks are separate | 39.9 | 1 | 1 | 55 | Z12 | [18 empty] | Walnut Creek | FALSE | 113.92 |  | 2018-11-06 | 2018-12-14 |  |  | 2018-12-04 | 2018-12-26 | 2104 | 7063 | Up-front Payment
SCG-012737 | Low Income Multifamily Residential | Domestic Hot Water | Gas | Southern California Gas Company | Incentive:Paid | 26234 | 24.89 |  | 1 | 1054 |  | 1054 |  | 2018-11-15 16:26 | 2018-12-21 | PROMISE ENERGY INC | New Construction | Lancaster | Lancaster | 93535 | Host Customer is System Owner | [7 empty] | 281.19 | 40.17 |  | Glycol | Steam Back | Solar Storage and Auxiliary Tanks are separate |  | 1 | 1 | 1200 | Z14 | 30 | Units | Apartments/Condos | 2010115A | 7 | 1 | 500 | 1 | 390 | 1 | 600000 | TRUE | 140 | 120 |  |  |  |  | Lancaster | FALSE | 57.61 |  | 2018-11-06 |  | 2018-11-15 | 2018-12-21 | 2020-05-07 | 2020-05-18 | 1570 | 60718.93 | Up-front Payment
PGE-012738 | Commercial Pools | Pool Heating | Gas | Pacific Gas and Electric | Incentive:Paid | 8003 | 7 |  | 1 | 1624 |  | 1575 |  | 2018-12-05 21:16 | 2018-12-14 | SUNTREK INDUSTRIES INC | Retrofit | Cotati | Sonoma | 94931 | Host Customer is System Owner | [7 empty] | 704 | 32 |  | Drainback |  |  |  | 0.97 | 1 |  | Z02 |  |  |  | 2007048A | 22 | 1 | [5 empty] | FALSE |  |  |  | SunEarth - SETR A503 TTR U + VFS 20-400 |  | SunEarth - SETR A503 TTR U + VFS 20-400 | Novato | FALSE | 9.86 |  | 2018-11-07 | 2019-03-20 | 2018-12-05 | 2018-12-14 | 2019-01-08 | 2019-03-18 | 2020 | 16006 | Up-front Payment
SCG-012739 | Commercial/Multifamily Residential | Domestic Hot Water | Gas | Southern California Gas Company | Incentive:Paid | 40360 | 20.19 |  | 1 | 1999 |  | 1999 |  | 2019-06-19 14:26 | 2019-07-11 | CALIFORNIA SOLAR INTEGRATORS INC | New Construction | Sun Valley | Los Angeles | 91352 | Host Customer is System Owner | [7 empty] | 491.4 | 40.95 |  | Glycol | Steam Back | Solar Storage and Auxiliary Tanks are separate |  | 1 | 1 | 1760 | Z09 | 44 | Units | Apartments/Condos | TRB-40 | 12 | 1 | 839 | 2 | 570 | 2 | 1200000 | TRUE | 120 | 140 |  | SunEarth - SETRA503 TTR U + Series 200 |  | SunEarth - SETRA503 TTR U + Series 200 | City of Los Angeles | FALSE | 65.91 |  | 2018-11-07 |  | 2019-06-19 | 2019-07-11 | 2021-06-03 | 2021-06-07 | 1230 | 131755 | Up-front Payment
SCG-012740 | Multifamily Residential - Disadvantaged Community | Domestic Hot Water | Gas | Southern California Gas Company | Incentive:Paid | 31557 | 20.19 |  | 1 | 1563 |  | 1563 |  | 2018-11-14 09:32 | 2018-11-20 | EVOLUTION ENERGY SOLUTIONS L L C | Retrofit | Winnetka | Los Angeles | 91306 | Host Customer is System Owner | [7 empty] | 440.44 | 40.04 |  | Drainback | Drainback (Water) | Solar Storage and Auxiliary Tanks are separate |  | 1 | 1 | 880 | Z09 | 22 | Units | Apartments/Condos | 10002008 | 11 | 1 | 800 | 1 | 99 | 1 | 250000 | TRUE | 140 | 140 |  |  |  |  | Los Angeles | FALSE | 20.19 |  | 2018-11-07 |  | 2018-11-14 | 2018-11-20 | 2019-02-06 | 2019-02-19 | 2074 | 31557 | Up-front Payment
SCG-012741 | Single Family Residential - Disadvantaged Community | Domestic Hot Water | Gas | Southern California Gas Company | Incentive:Paid | 2642 | 29.85 |  | 1 | 118 |  | 88 |  | 2018-11-09 11:14 | 2018-11-12 | INTELLIGENT GREEN SOLUTIONS CA | Retrofit | Orange cove | Fresno | 93646 | Host Customer is System Owner | 5 |  | 30004236 | SunMaxx Solar LLC | ThermoPower | VTS30-HP-G | Indirect Thermosyphon (IT) | 47.9 |  | VTS-HP30 | Automatic Drainback |  | Solar Storage and Auxiliary Tanks are separate | 79 | 1 | 0.75 | 65 | Z13 | [18 empty] | City of Orange Cove | FALSE | 52.88 |  | 2011-06-01: 2018-11-07; 2011-08-03: 2018-11-09; 2011-09-20: 2018-11-12 | 2171 | 6240 | Up-front Payment
SCG-012742 | Single Family Residential - Disadvantaged Community | Domestic Hot Water | Gas | Southern California Gas Company | Incentive:Paid | 2994 | 29.85 |  | 1 | 118 |  | 100 |  | 2019-01-25 09:13 | 2019-01-29 | INTELLIGENT GREEN SOLUTIONS CA | Retrofit | Armona | Kings | 93202 | Host Customer is System Owner | 3 |  | 30004236 | SunMaxx Solar LLC | ThermoPower | VTS30-HP-G | Indirect Thermosyphon (IT) | 47.9 |  | VTS-HP30 | Automatic Drainback |  | Solar Storage and Auxiliary Tanks are separate | 79 | 1 | 0.85 | 45 | Z13 | [18 empty] | Kings County | FALSE | 52.88 |  | 2011-06-01: 2018-11-08; 2011-08-03: 2019-01-25; 2011-09-20: 2019-01-29 | 2091 | 6240 | Up-front Payment
PGE-012743 | Multifamily Residential - Disadvantaged Community | Domestic Hot Water | Gas | Pacific Gas and Electric | Reservation:Canceled | 14456 | 20.19 |  | 1 | 716 |  | 716 |  | 2019-10-21 15:36 |  | INTELLIGENT GREEN SOLUTIONS CA | Retrofit | Fresno | Fresno | 93706 | Lease | [7 empty] | 412.86 | 29.49 |  | Glycol | Steam Back | Solar Storage and Auxiliary Tanks are separate |  | 1 | 1 | 420 | Z13 | 28 | Units | Hotels/Motels | 10002034 | 14 | 1 | 600 | 1 | 175 | 2 | 199000 | FALSE | 160 | 140 | [5 empty] | FALSE | 74.96 |  | 2011-06-01: 2018-11-08; 2011-06-21: 2019-11-15; 2011-06-23: 2019-10-21 | 1496 | 53672 | Up-front Payment
PGE-012745 | Multifamily Residential - Disadvantaged Community | Domestic Hot Water | Gas | Pacific Gas and Electric | Incentive:Paid | 14355 | 20.19 |  | 1 | 711 |  | 711 |  | 2019-02-07 12:26 | 2019-03-01 | INTELLIGENT GREEN SOLUTIONS CA | Retrofit | Bakersfield | Kern | 93307 | Lease | [7 empty] | 235.92 | 29.49 |  | Glycol | Steam Back | Solar Storage and Auxiliary Tanks are separate |  | 1 | 1 | 560 | Z13 |  |  | Other | 10002034 | 8 | 1 | 500 | 1 | 74 | 1 | 75100 | FALSE | 160 | 140 |  |  |  |  | Kern County | FALSE | 43.14 |  | 2018-11-08 |  | 2019-02-07 | 2019-03-01 | 2019-08-15 | 2019-08-27 | 1871 | 30669 | Up-front Payment
SCG-012748 | Low Income Single Family Residential | Domestic Hot Water | Gas | Southern California Gas Company | Incentive:Paid | 5351 | 36.9 |  | 1 | 145 |  | 145 |  | 2018-11-09 17:32 | 2018-11-12 | DOCTOR PIPER INC | Retrofit | Van Nuys | Los Angeles | 91405 | Host Customer is System Owner | 3 |  | 2011141B | Heliodyne, Inc. | HELIOPAK | HPAK 016 1 410 G 80 ACD Z | Indirect Forced Circulation (IF) | 40.17 |  | 410 001 | Glycol | Steam Back | Solar Storage and Auxiliary Tanks are separate | 80 | 1 | 1 | 45 | Z09 | [18 empty] | Los Angeles Department of Building and Safety | FALSE | 55.17 |  | 2011-06-01: 2018-11-09; 2011-08-03: 2018-11-09; 2011-09-20: 2018-11-12 | 2171 | 8000 | Up-front Payment
SCG-012749 | Low Income Multifamily Residential | Domestic Hot Water | Gas | Southern California Gas Company | Incentive:Paid | 20708 | 24.89 |  | 1 | 927 |  | 927 |  | 2018-11-21 13:21 | 2019-01-03 | PROMISE ENERGY INC | New Construction | Los Angeles | Los Angeles | 90044 | Host Customer is System Owner | [7 empty] | 241.56 | 40.26 |  | Glycol | Steam Back | Solar Storage and Auxiliary Tanks are separate |  | 1 | 1 | 840 | Z08 | 21 | Units | Apartments/Condos | 2010115A | 6 | 1 | 360 | 3 | 524 | 1 | 398000 | TRUE | 140 | 120 |  |  |  |  | Vermont | FALSE | 45.53 |  | 2018-11-11 |  | 2018-11-21 | 2019-01-03 | 2020-05-05 | 2020-05-06 | 1627 | 42205.91 | Up-front Payment
SCG-012750 | Low Income Multifamily Residential | Domestic Hot Water | Gas | Southern California Gas Company | Incentive:Paid | 41168 | 24.89 |  | 1 | 1710 |  | 1710 |  | 2018-11-21 13:21 | 2019-01-03 | PROMISE ENERGY INC | New Construction | Los Angeles | Los Angeles | 90044 | Host Customer is System Owner | [7 empty] | 483.12 | 40.26 |  | Glycol | Steam Back | Solar Storage and Auxiliary Tanks are separate |  | 1 | 1 | 1800 | Z08 | 45 | Units | Apartments/Condos | 2010115A | 12 | 1 | 720 | 6 | 922 | 1 | 598000 | TRUE | 140 | 120 |  | Heliodyne - Delta-T Pro WiFi |  | Heliodyne - Delta-T Pro WiFi | Vermont | FALSE | 49.36 |  | 2018-11-11 |  | 2018-11-21 | 2019-01-03 | 2020-05-05 | 2020-05-06 | 1627 | 84411.82 | Up-front Payment
SCG-012751 | Multifamily Residential - Disadvantaged Community | Domestic Hot Water | Gas | Southern California Gas Company | Incentive:Paid | 38058 | 20.19 |  | 1 | 1885 |  | 1885 |  | 2018-11-14 09:28 | 2018-11-29 | EVOLUTION ENERGY SOLUTIONS L L C | Retrofit | Los Angeles | Los Angeles | 90038 | Host Customer is System Owner | [7 empty] | 532.35 | 40.95 |  | Drainback | Drainback (Water) | Solar Storage and Auxiliary Tanks are separate |  | 1 | 1 | 960 | Z09 | 24 | Units | Apartments/Condos | TRB-40 | 13 | 1 | 1000 | 1 | 300 | 3 | 170000 | TRUE | 140 | 140 |  | SunEarth - SETR A503 TTR U + VFS 10-200 |  | SunEarth - SETR A503 TTR U + VFS 10-200 | Los Angeles | FALSE | 20.19 |  | 2018-11-12 |  | 2018-11-14 | 2018-11-29 | 2019-03-25 | 2019-04-10 | 2025 | 38058 | Up-front Payment
SCG-012752 | Multifamily Residential - Disadvantaged Community | Domestic Hot Water | Gas | Southern California Gas Company | Incentive:Paid | 39047 | 20.19 |  | 1 | 1934 |  | 1934 |  | 2018-11-14 09:25 | 2018-11-29 | EVOLUTION ENERGY SOLUTIONS L L C | Retrofit | Los Angeles | Los Angeles | 90029 | Host Customer is System Owner | [7 empty] | 532.35 | 40.95 |  | Drainback | Drainback (Water) | Solar Storage and Auxiliary Tanks are separate |  | 1 | 1 | 960 | Z08 | 24 | Units | Apartments/Condos | TRB-40 | 13 | 1 | 1000 | 1 | 300 | 3 | 170000 | TRUE | 140 | 140 |  | SunEarth - SETR A503 TTR U + VFS 10-200 |  | SunEarth - SETR A503 TTR U + VFS 10-200 | Los Angeles | FALSE | 20.19 |  | 2018-11-12 |  | 2018-11-14 | 2018-11-29 | 2019-03-25 | 2019-03-26 | 2033 | 39047 | Up-front Payment
SCG-012754 | Multifamily Residential - Disadvantaged Community | Domestic Hot Water | Gas | Southern California Gas Company | Incentive:Paid | 42661 | 20.19 |  | 1 | 2113 |  | 2113 |  | 2018-11-14 09:28 | 2018-11-28 | EVOLUTION ENERGY SOLUTIONS L L C | Retrofit | Los Angeles | Los Angeles | 90038 | Host Customer is System Owner | [7 empty] | 589.68 | 42.12 |  | Drainback | Drainback (Water) | Solar Storage and Auxiliary Tanks are separate |  | 1 | 1 | 1120 | Z09 | 28 | Units | Apartments/Condos | 10001912 | 14 | 1 | 1100 | 1 | 300 | 3 | 170000 | TRUE | 140 | 140 |  | SunEarth - SETR A503 TTR U + VFS 10-200 |  | SunEarth - SETR A503 TTR U + VFS 10-200 | Los Angeles | FALSE | 20.19 |  | 2018-11-12 |  | 2018-11-14 | 2018-11-28 | 2019-03-25 | 2019-04-10 | 2025 | 42661 | Up-front Payment
SCG-012756 | Single Family Residential - Disadvantaged Community | Domestic Hot Water | Gas | Southern California Gas Company | Incentive:Paid | 3731 | 29.85 |  | 1 | 125 |  | 125 |  | 2018-11-14 10:21 | 2019-02-19 | TITANIUM POWER INC | Retrofit | Pacoima | Los Angeles | 91331 | Host Customer is System Owner | 8 |  | 30004257 | Butler Sun Solutions, Inc. | SOLAR BUTLER | B-BT1-40-I | Indirect Forced Circulation (IF) | 43.72 |  | BT1 | Glycol | Advanced Controller with a Vacation or Holiday Mode | Solar Storage and Auxiliary Tanks are separate | 40 | 1 | 1 | 95 | Z09 | [18 empty] | Los Angeles | FALSE | 30.07 |  | 2011-06-01: 2018-11-12; 2011-08-03: 2018-11-14; 2011-09-20: 2019-02-19 | 2074 | 3759 | Up-front Payment
PGE-012757 | Multifamily Residential - Disadvantaged Community | Domestic Hot Water | Gas | Pacific Gas and Electric | Incentive:Paid | 22047 | 20.19 |  | 1 | 1092 |  | 1092 |  | 2019-02-05 08:58 | 2019-03-01 | INTELLIGENT GREEN SOLUTIONS CA | Retrofit | Bakersfield | Kern | 93307 | Lease | [7 empty] | 442.35 | 29.49 |  | Glycol | Steam Back | Solar Storage and Auxiliary Tanks are separate |  | 1 | 1 | 672 | Z13 |  |  | Other | 10002034 | 15 | 1 | 800 | 1 | 75 | 1 | 53600 | FALSE | 160 | 140 |  |  |  |  | City of Bakersfield | FALSE | 52.66 |  | 2018-11-12 |  | 2019-02-05 | 2019-03-01 | 2019-04-19 | 2019-04-23 | 1996 | 57506 | Up-front Payment
SCG-012758 | Multifamily Residential - Disadvantaged Community | Domestic Hot Water | Gas | Southern California Gas Company | Incentive:Paid | 31880 | 20.19 |  | 1 | 1579 |  | 1579 |  | 2018-11-14 13:25 | 2018-11-19 | EVOLUTION ENERGY SOLUTIONS L L C | Retrofit | Los Angeles | Los Angeles | 90027 | Host Customer is System Owner | [7 empty] | 450.45 | 40.95 |  | Drainback | Drainback (Water) | Solar Storage and Auxiliary Tanks are separate |  | 1 | 1 | 840 | Z09 | 20 | Units | Apartments/Condos | TRB-40 | 11 | 1 | 800 | 1 | 100 | 1 | 270000 | TRUE | 140 | 140 |  |  |  |  | Los Angeles | FALSE | 20.19 |  | 2018-11-14 |  | 2018-11-14 | 2018-11-19 | 2019-07-31 | 2019-08-01 | 1909 | 31880 | Up-front Payment
PGE-012759 | Single Family Residential | Domestic Hot Water | Gas | Pacific Gas and Electric | Incentive:Paid | 4357 | 29.85 |  | 1 | 167 |  | 146 |  | 2020-07-29 16:08 | 2020-11-12 | Self Installer | Retrofit | Sebastopol | Sonoma | 95472 | Host Customer is System Owner | 3 |  | 2009146A | Apricus Inc. | APSS_CLOSED_AP30_FTB_PBGT | APSS_CLOSED_AP30_FTB_PBGT | Indirect Forced Circulation (IF) | 44.76 |  | AP-30 | Automatic Drainback | Drainback (Water) | Solar Storage with Tankless Auxiliary Water Heater | 120 | 0.92 | 0.95 | 45 | Z02 | [18 empty] | Sonoma County | FALSE | 56.35 |  | 2018-11-15 | 2020-08-11 |  |  | 2020-07-29 | 2020-11-12 | 1440 | 9410.93 | Up-front Payment
SCG-012760 | Low Income Single Family Residential | Domestic Hot Water | Gas | Southern California Gas Company | Incentive:Paid | 4834 | 36.9 |  | 1 | 131 |  | 131 |  | 2019-04-11 16:23 | 2019-04-12 | EVOLUTION ENERGY SOLUTIONS L L C | Retrofit | Los Angeles | Los Angeles | 90003 | Host Customer is System Owner | 4 |  | 2001028E | SunEarth, Inc. | CASCADE | EPRD-48-80-2G | Indirect Forced Circulation (IF) | 49.3 |  | EP-24 / EP-24-0.75 | Automatic Drainback | Drainback (Water) | Solar Storage and Auxiliary Tanks are separate | 80 | 1 | 1 | 55 | Z08 | [18 empty] | Los Angeles | FALSE | 62.05 |  | 2011-06-01: 2018-11-15; 2011-08-03: 2019-04-11; 2011-09-20: 2019-04-12 | 2020 | 8128.87 | Up-front Payment
SCG-012761 | Low Income Single Family Residential | Domestic Hot Water | Gas | Southern California Gas Company | Incentive:Paid | 4317 | 36.9 |  | 1 | 156 |  | 117 |  | 2019-04-11 16:28 | 2019-04-12 | EVOLUTION ENERGY SOLUTIONS L L C | Retrofit | Los Angeles | Los Angeles | 90003 | Host Customer is System Owner | 4 |  | 2001028G | SunEarth, Inc. | CASCADE | EPRD-64-80-2G | Indirect Forced Circulation (IF) | 65.67 |  | EP-32 / EP-32-0.75 | Automatic Drainback |  | Solar Storage and Auxiliary Tanks are separate | 80 | 1 | 0.75 | 55 | Z08 | [18 empty] | Los Angeles | FALSE | 53.44 |  | 2011-06-01: 2018-11-15; 2011-08-03: 2019-04-11; 2011-09-20: 2019-04-12 | 2020 | 8336.87 | Up-front Payment
SCG-012762 | Low Income Single Family Residential | Domestic Hot Water | Gas | Southern California Gas Company | Incentive:Paid | 5351 | 36.9 |  | 1 | 145 |  | 145 |  | 2018-11-16 10:52 | 2018-12-06 | DOCTOR PIPER INC | Retrofit | Mission Hills | Los Angeles | 91345 | Host Customer is System Owner | 3 |  | 2011141B | Heliodyne, Inc. | HELIOPAK | HPAK 016 1 410 G 80 ACD Z | Indirect Forced Circulation (IF) | 40.17 |  | 410 001 | Glycol | Steam Back | Solar Storage and Auxiliary Tanks are separate | 80 | 1 | 1 | 45 | Z09 | [18 empty] | City of Los Angeles | FALSE | 55.17 |  | 2011-06-01: 2018-11-16; 2011-08-03: 2018-11-16; 2011-09-20: 2018-12-06 | 2146 | 8000 | Up-front Payment
SCG-012763 | Low Income Single Family Residential | Domestic Hot Water | Gas | Southern California Gas Company | Incentive:Paid | 4019 | 36.9 |  | 1 | 131 |  | 111 |  | 2018-12-04 11:01 | 2018-12-10 | EVOLUTION ENERGY SOLUTIONS L L C | Retrofit | Los Angeles | Los Angeles | 90059 | Host Customer is System Owner | 5 |  | 2001028E | SunEarth, Inc. | CASCADE | EPRD-48-80-2G | Indirect Forced Circulation (IF) | 49.3 |  | EP-24 / EP-24-0.75 | Automatic Drainback |  | Solar Storage and Auxiliary Tanks are separate | 80 | 1 | 0.85 | 65 | Z08 | [18 empty] | Los Angeles | FALSE | 62.05 |  | 2011-06-01: 2018-11-16; 2011-08-03: 2018-12-04; 2011-09-20: 2018-12-10 | 2136 | 8128.87 | Up-front Payment
PGE-012764 | Low Income Multifamily Residential | Domestic Hot Water | Gas | Pacific Gas and Electric | Incentive:Paid | 51870 | 24.89 |  | 1 | 2105 |  | 2084 |  | 2019-05-09 07:38 | 2019-06-28 | SUN LIGHT & POWER | New Construction | Livermore | Alameda | 94551 | Host Customer is System Owner | [7 empty] | 562.38 | 40.17 |  | Glycol | Pressure Stagnation Protection (PSP) | Solar Storage and Auxiliary Tanks are separate |  | 0.99 | 1 | 1640 | Z12 | 41 | Units | Apartments/Condos | 2010115A | 14 | 2 | 960 | 1 | 250 | 2 | 600000 | TRUE | 125 | 120 |  | Heliodyne - Delta-T Pro Ethernet |  | Heliodyne - Delta-T Pro Ethernet | City of Livermore | FALSE | 60.18 |  | 2019-04-25 | 2019-05-17 | 2019-05-09 | 2019-06-28 | 2020-12-23 | 2020-12-28 | 1390 | 126680 | Up-front Payment
SCG-012765 | Commercial Pools | Pool Heating | Gas | Southern California Gas Company | Incentive:Paid | 8725 | 7 |  | 1 | 1730 |  | 1730 |  | 2019-02-11 15:39 | 2019-02-26 | MOHR POWER SOLAR INC | Retrofit | Huntington Beach | Orange | 92649 | Host Customer is System Owner | [7 empty] | 810.16 | 42.64 |  | Drainback |  |  |  | 1 | 1 |  | Z06 |  |  |  | 10001781 | 19 | 1 | [5 empty] | FALSE |  |  |  | Grundfos UPC-BTU w/VFS 20-400 |  | Grundfos UPC-BTU w/VFS 20-400 | Department of Housing and Community Development | FALSE | 10.09 |  | 2018-11-19 |  | 2019-02-11 | 2019-02-26 | 2019-02-28 | 2019-03-12 | 2053 | 17450 | Up-front Payment
SCG-012767 | Low Income Single Family Residential | Domestic Hot Water | Gas | Southern California Gas Company | Incentive:Paid | 5397 | 36.9 |  | 1 | 150 |  | 150 |  | 2018-11-19 14:54 | 2018-11-26 | DOCTOR PIPER INC | Retrofit | Reseda | Los Angeles | 91335 | Host Customer is System Owner | 3 |  | 30004247 | Heliodyne, Inc. | HELIO-PAS | HPAS 1 410 G 80 AC D Z | Indirect Forced Circulation (IF) | 40.17 |  | 410 001 | Glycol | Steam Back | Solar Storage and Auxiliary Tanks are separate | 80 | 1 | 1 | 45 | Z09 | [18 empty] | City of Los Angeles | FALSE | 53.33 |  | 2011-06-01: 2018-11-19; 2011-08-03: 2018-11-19; 2011-09-20: 2018-11-26 | 2154 | 8000 | Up-front Payment
SCG-012769 | Single Family Residential - Disadvantaged Community | Domestic Hot Water | Gas | Southern California Gas Company | Incentive:Paid | 3346 | 29.85 |  | 1 | 118 |  | 112 |  | 2019-02-06 11:20 | 2019-02-06 | INTELLIGENT GREEN SOLUTIONS CA | Retrofit | Hanford | Kings | 93230 | Host Customer is System Owner | 5 |  | 30004236 | SunMaxx Solar LLC | ThermoPower | VTS30-HP-G | Indirect Thermosyphon (IT) | 47.9 |  | VTS-HP30 | Automatic Drainback |  | Solar Storage and Auxiliary Tanks are separate | 79 | 1 | 0.95 | 65 | Z13 | [18 empty] | Kings County | FALSE | 52.88 |  | 2011-06-01: 2018-11-23; 2011-08-03: 2019-02-06; 2011-09-20: 2019-02-06 | 2087 | 6240 | Up-front Payment
SCG-012770 | Commercial/Multifamily Residential | Domestic Hot Water | Gas | Southern California Gas Company | Incentive:Paid | 39673 | 20.19 |  | 1 | 1965 |  | 1965 |  | 2018-11-26 11:06 | 2018-12-21 | MAC GREINE ENERGY CORP | Retrofit | Redondo Beach | Los Angeles | 90277 | Host Customer is System Owner | [7 empty] | 642.4 | 40.15 |  | Glycol | Pressure Stagnation Protection (PSP) | Solar Storage and Auxiliary Tanks are separate |  | 1 | 1 | 1040 | Z06 | 26 | Units | Apartments/Condos | 2010115A | 16 | 1 | 1500 | 5 | 240 | 2 | 399000 | TRUE | 120 | 120 |  | Heliodyne - Delta-T Pro WiFi |  | Heliodyne - Delta-T Pro WiFi | Redondo Beach | FALSE | 39.08 |  | 2018-11-25 |  | 2018-11-26 | 2018-12-21 | 2019-01-07 | 2019-01-14 | 2110 | 76800 | Up-front Payment
SCG-012771 | Commercial Pools | Pool Heating | Gas | Southern California Gas Company | Incentive:Paid | 4365 | 5 |  | 1 | 873 |  | 873 |  | 2018-12-11 20:46 | 2018-12-21 | PROMISE ENERGY INC | New Construction | Los Angeles | Los Angeles | 90049 | Host Customer is System Owner | [7 empty] | 402.8 | 40.28 |  | Drainback |  |  |  | 1 | 1 |  | Z06 |  |  |  | 10001781 | 10 | 2 | [5 empty] | FALSE | [6 empty] | LADBS | FALSE | 16.8 |  | 2018-11-25 |  | 2018-12-11 | 2018-12-21 | 2020-10-13 | 2021-02-11 | 1348 | 14664 | Up-front Payment
SCG-012773 | Low Income Single Family Residential | Domestic Hot Water | Gas | Southern California Gas Company | Incentive:Paid | 5397 | 36.9 |  | 1 | 150 |  | 150 |  | 2018-11-28 10:28 | 2018-12-17 | DOCTOR PIPER INC | Retrofit | Van Nuys | Los Angeles | 91411 | Host Customer is System Owner | 4 |  | 30004247 | Heliodyne, Inc. | HELIO-PAS | HPAS 1 410 G 80 AC D Z | Indirect Forced Circulation (IF) | 40.17 |  | 410 001 | Glycol | Steam Back | Solar Storage and Auxiliary Tanks are separate | 80 | 1 | 1 | 55 | Z09 | [18 empty] | City of Los Angeles | FALSE | 53.33 |  | 2011-06-01: 2018-11-27; 2011-08-03: 2018-11-28; 2011-09-20: 2018-12-17 | 2136 | 8000 | Up-front Payment
SCG-012774 | Low Income Single Family Residential | Domestic Hot Water | Gas | Southern California Gas Company | Incentive:Paid | 5397 | 36.9 |  | 1 | 150 |  | 150 |  | 2018-12-03 10:23 | 2018-12-18 | DOCTOR PIPER INC | Retrofit | Reseda | Los Angeles | 91335 | Host Customer is System Owner | 3 |  | 30004247 | Heliodyne, Inc. | HELIO-PAS | HPAS 1 410 G 80 AC D Z | Indirect Forced Circulation (IF) | 40.17 |  | 410 001 | Glycol | Steam Back | Solar Storage and Auxiliary Tanks are separate | 80 | 1 | 1 | 45 | Z09 | [18 empty] | City of Los Angeles | FALSE | 53.33 |  | 2011-06-01: 2018-11-27; 2011-08-03: 2018-12-03; 2011-09-20: 2018-12-18 | 2137 | 8000 | Up-front Payment
SCG-012775 | Low Income Single Family Residential | Domestic Hot Water | Gas | Southern California Gas Company | Incentive:Paid | 5397 | 36.9 |  | 1 | 150 |  | 150 |  | 2019-03-25 13:25 | 2019-03-29 | DOCTOR PIPER INC | Retrofit | Reseda | Los Angeles | 91335 | Host Customer is System Owner | 3 |  | 30004247 | Heliodyne, Inc. | HELIO-PAS | HPAS 1 410 G 80 AC D Z | Indirect Forced Circulation (IF) | 40.17 |  | 410 001 | Glycol | Steam Back | Solar Storage and Auxiliary Tanks are separate | 80 | 1 | 1 | 45 | Z09 | [18 empty] | City of Los Angeles | FALSE | 35.98 |  | 2011-06-01: 2018-11-27; 2011-08-03: 2019-03-25; 2011-09-20: 2019-03-29 | 2025 | 5397 | Up-front Payment
SCG-012776 | Low Income Single Family Residential | Domestic Hot Water | Gas | Southern California Gas Company | Incentive:Paid | 5397 | 36.9 |  | 1 | 150 |  | 150 |  | 2019-03-25 13:48 | 2019-04-10 | DOCTOR PIPER INC | Retrofit | Reseda | Los Angeles | 91335 | Host Customer is System Owner | 4 |  | 30004247 | Heliodyne, Inc. | HELIO-PAS | HPAS 1 410 G 80 AC D Z | Indirect Forced Circulation (IF) | 40.17 |  | 410 001 | Glycol | Steam Back | Solar Storage and Auxiliary Tanks are separate | 80 | 1 | 1 | 55 | Z09 | [18 empty] | City of Los Angeles | FALSE | 35.98 |  | 2011-06-01: 2018-11-27; 2011-08-03: 2019-03-25; 2011-09-20: 2019-04-10 | 2025 | 5397 | Up-front Payment
SCG-012777 | Low Income Single Family Residential | Domestic Hot Water | Gas | Southern California Gas Company | Incentive:Paid | 5351 | 36.9 |  | 1 | 145 |  | 145 |  | 2018-12-03 10:08 | 2018-12-10 | DOCTOR PIPER INC | Retrofit | Mission Hills | Los Angeles | 91345 | Host Customer is System Owner | 3 |  | 2011141B | Heliodyne, Inc. | HELIOPAK | HPAK 016 1 410 G 80 ACD Z | Indirect Forced Circulation (IF) | 40.17 |  | 410 001 | Glycol | Steam Back | Solar Storage and Auxiliary Tanks are separate | 80 | 1 | 1 | 45 | Z09 | [18 empty] | City of Los Angeles | FALSE | 55.17 |  | 2011-06-01: 2018-11-27; 2011-08-03: 2018-12-03; 2011-09-20: 2018-12-10 | 2136 | 8000 | Up-front Payment
SCG-012778 | Low Income Single Family Residential | Domestic Hot Water | Gas | Southern California Gas Company | Incentive:Paid | 5397 | 36.9 |  | 1 | 150 |  | 150 |  | 2018-12-28 10:34 | 2019-01-23 | DOCTOR PIPER INC | Retrofit | Van Nuys | Los Angeles | 91411 | Host Customer is System Owner | 4 |  | 30004247 | Heliodyne, Inc. | HELIO-PAS | HPAS 1 410 G 80 AC D Z | Indirect Forced Circulation (IF) | 40.17 |  | 410 001 | Glycol | Steam Back | Solar Storage and Auxiliary Tanks are separate | 80 | 1 | 1 | 55 | Z09 | [18 empty] | City of Los Angeles | FALSE | 53.33 |  | 2011-06-01: 2018-11-27; 2011-08-03: 2018-12-28; 2011-09-20: 2019-01-23 | 2099 | 8000 | Up-front Payment
SCG-012780 | Low Income Single Family Residential | Domestic Hot Water | Gas | Southern California Gas Company | Incentive:Paid | 5397 | 36.9 |  | 1 | 150 |  | 150 |  | 2019-03-14 13:06 | 2019-03-15 | DOCTOR PIPER INC | Retrofit | Reseda | Los Angeles | 91335 | Host Customer is System Owner | 4 |  | 30004247 | Heliodyne, Inc. | HELIO-PAS | HPAS 1 410 G 80 AC D Z | Indirect Forced Circulation (IF) | 40.17 |  | 410 001 | Glycol | Steam Back | Solar Storage and Auxiliary Tanks are separate | 80 | 1 | 1 | 55 | Z09 | [18 empty] | City of Los Angeles | FALSE | 35.98 |  | 2011-06-01: 2018-11-27; 2011-08-03: 2019-03-14; 2011-09-20: 2019-03-15 | 2047 | 5397 | Up-front Payment
SCG-012781 | Low Income Single Family Residential | Domestic Hot Water | Gas | Southern California Gas Company | Incentive:Paid | 3507 | 36.9 |  | 1 | 131 |  | 105 |  | 2018-12-04 10:49 | 2018-12-05 | EVOLUTION ENERGY SOLUTIONS L L C | Retrofit | Los Angeles | Los Angeles | 90003 | Host Customer is System Owner | 4 |  | 2001028E | SunEarth, Inc. | CASCADE | EPRD-48-80-2G | Indirect Forced Circulation (IF) | 49.3 |  | EP-24 / EP-24-0.75 | Automatic Drainback |  | Solar Storage and Auxiliary Tanks are separate | 80 | 1 | 0.8 | 55 | Z08 | [18 empty] | Los Angeles | FALSE | 62.05 |  | 2011-06-01: 2018-11-28; 2011-08-03: 2018-12-04; 2011-09-20: 2018-12-05 | 2136 | 8128.87 | Up-front Payment
SCG-012782 | Low Income Single Family Residential | Domestic Hot Water | Gas | Southern California Gas Company | Incentive:Paid | 2415 | 36.9 |  | 1 | 77 |  | 65 |  | 2018-11-30 08:17 | 2018-12-17 | INTELLIGENT GREEN SOLUTIONS CA | Retrofit | Hanford | Kings | 93230 | Host Customer is System Owner | 5 |  | 30004234 | SunMaxx Solar LLC | ThermoPower | VTS15-HP-G | Indirect Thermosyphon (IT) | 24.46 |  | ThermoPower-VTS-HP15 | Automatic Drainback |  | Solar Storage and Auxiliary Tanks are separate | 39.6 | 1 | 0.85 | 65 | Z13 | [18 empty] | City of Hanford | FALSE | 81.04 |  | 2011-06-01: 2018-11-28; 2011-08-03: 2018-11-30; 2011-09-20: 2018-12-17 | 2136 | 6240 | Up-front Payment
SCG-012783 | Low Income Single Family Residential | Domestic Hot Water | Gas | Southern California Gas Company | Incentive:Paid | 2415 | 36.9 |  | 1 | 77 |  | 65 |  | 2018-11-30 08:24 | 2018-12-17 | INTELLIGENT GREEN SOLUTIONS CA | Retrofit | Hanford | Kings | 93230 | Host Customer is System Owner | 5 |  | 30004234 | SunMaxx Solar LLC | ThermoPower | VTS15-HP-G | Indirect Thermosyphon (IT) | 24.46 |  | ThermoPower-VTS-HP15 | Automatic Drainback |  | Solar Storage and Auxiliary Tanks are separate | 39.6 | 1 | 0.85 | 65 | Z13 | [18 empty] | City of Hanford | FALSE | 81.04 |  | 2011-06-01: 2018-11-28; 2011-08-03: 2018-11-30; 2011-09-20: 2018-12-17 | 2136 | 6240 | Up-front Payment
SCG-012784 | Low Income Single Family Residential | Domestic Hot Water | Gas | Southern California Gas Company | Incentive:Paid | 5397 | 36.9 |  | 1 | 150 |  | 150 |  | 2018-11-30 15:53 | 2018-12-06 | DOCTOR PIPER INC | Retrofit | Van Nuys | Los Angeles | 91406 | Host Customer is System Owner | 4 |  | 30004247 | Heliodyne, Inc. | HELIO-PAS | HPAS 1 410 G 80 AC D Z | Indirect Forced Circulation (IF) | 40.17 |  | 410 001 | Glycol | Steam Back | Solar Storage and Auxiliary Tanks are separate | 80 | 1 | 1 | 55 | Z09 | [18 empty] | City of Los Angeles | FALSE | 53.33 |  | 2011-06-01: 2018-11-28; 2011-08-03: 2018-11-30; 2011-09-20: 2018-12-06 | 2146 | 8000 | Up-front Payment
SCG-012785 | Low Income Single Family Residential | Domestic Hot Water | Gas | Southern California Gas Company | Incentive:Paid | 5397 | 36.9 |  | 1 | 150 |  | 150 |  | 2019-03-15 10:29 | 2019-03-19 | DOCTOR PIPER INC | Retrofit | Northridge | Los Angeles | 91325 | Host Customer is System Owner | 3 |  | 30004247 | Heliodyne, Inc. | HELIO-PAS | HPAS 1 410 G 80 AC D Z | Indirect Forced Circulation (IF) | 40.17 |  | 410 001 | Glycol | Steam Back | Solar Storage and Auxiliary Tanks are separate | 80 | 1 | 1 | 45 | Z09 | [18 empty] | City of Los Angeles | FALSE | 35.98 |  | 2011-06-01: 2018-11-28; 2011-08-03: 2019-03-15; 2011-09-20: 2019-03-19 | 2047 | 5397 | Up-front Payment
SCG-012786 | Low Income Single Family Residential | Domestic Hot Water | Gas | Southern California Gas Company | Incentive:Paid | 5397 | 36.9 |  | 1 | 150 |  | 150 |  | 2018-12-07 09:56 | 2019-01-04 | DOCTOR PIPER INC | Retrofit | Northridge | Los Angeles | 91325 | Host Customer is System Owner | 4 |  | 30004247 | Heliodyne, Inc. | HELIO-PAS | HPAS 1 410 G 80 AC D Z | Indirect Forced Circulation (IF) | 40.17 |  | 410 001 | Glycol | Steam Back | Solar Storage and Auxiliary Tanks are separate | 80 | 1 | 1 | 55 | Z09 | [18 empty] | City of Los Angeles | FALSE | 53.33 |  | 2011-06-01: 2018-11-28; 2011-08-03: 2018-12-07; 2011-09-20: 2019-01-04 | 2118 | 8000 | Up-front Payment
SCG-012787 | Low Income Single Family Residential | Domestic Hot Water | Gas | Southern California Gas Company | Incentive:Paid | 2131 | 36.9 |  | 1 | 77 |  | 58 |  | 2018-11-30 08:29 | 2018-12-17 | INTELLIGENT GREEN SOLUTIONS CA | Retrofit | Hanford | Kings | 93230 | Host Customer is System Owner | 5 |  | 30004234 | SunMaxx Solar LLC | ThermoPower | VTS15-HP-G | Indirect Thermosyphon (IT) | 24.46 |  | ThermoPower-VTS-HP15 | Automatic Drainback |  | Solar Storage and Auxiliary Tanks are separate | 39.6 | 1 | 0.75 | 65 | Z13 | [18 empty] | City of Hanford | FALSE | 81.04 |  | 2011-06-01: 2018-11-29; 2011-08-03: 2018-11-30; 2011-09-20: 2018-12-17 | 2136 | 6240 | Up-front Payment
SCG-012788 | Low Income Single Family Residential | Domestic Hot Water | Gas | Southern California Gas Company | Incentive:Paid | 2131 | 36.9 |  | 1 | 77 |  | 58 |  | 2018-11-30 08:39 | 2018-12-17 | INTELLIGENT GREEN SOLUTIONS CA | Retrofit | Hanford | Kings | 93230 | Host Customer is System Owner | 5 |  | 30004234 | SunMaxx Solar LLC | ThermoPower | VTS15-HP-G | Indirect Thermosyphon (IT) | 24.46 |  | ThermoPower-VTS-HP15 | Automatic Drainback |  | Solar Storage and Auxiliary Tanks are separate | 39.6 | 1 | 0.75 | 65 | Z13 | [18 empty] | City of Hanford | FALSE | 81.04 |  | 2011-06-01: 2018-11-29; 2011-08-03: 2018-11-30; 2011-09-20: 2018-12-17 | 2136 | 6240 | Up-front Payment
SCG-012789 | Low Income Single Family Residential | Domestic Hot Water | Gas | Southern California Gas Company | Incentive:Paid | 2131 | 36.9 |  | 1 | 77 |  | 58 |  | 2018-11-30 09:01 | 2018-12-18 | INTELLIGENT GREEN SOLUTIONS CA | Retrofit | Hanford | Kings | 93230 | Host Customer is System Owner | 5 |  | 30004234 | SunMaxx Solar LLC | ThermoPower | VTS15-HP-G | Indirect Thermosyphon (IT) | 24.46 |  | ThermoPower-VTS-HP15 | Automatic Drainback |  | Solar Storage and Auxiliary Tanks are separate | 39.6 | 1 | 0.75 | 65 | Z13 | [18 empty] | City of Hanford | FALSE | 81.04 |  | 2011-06-01: 2018-11-29; 2011-08-03: 2018-11-30; 2011-09-20: 2018-12-18 | 2137 | 6240 | Up-front Payment
SCG-012790 | Low Income Single Family Residential | Domestic Hot Water | Gas | Southern California Gas Company | Incentive:Paid | 2415 | 36.9 |  | 1 | 77 |  | 65 |  | 2018-11-30 09:27 | 2018-12-18 | INTELLIGENT GREEN SOLUTIONS CA | Retrofit | Hanford | Kings | 93230 | Host Customer is System Owner | 5 |  | 30004234 | SunMaxx Solar LLC | ThermoPower | VTS15-HP-G | Indirect Thermosyphon (IT) | 24.46 |  | ThermoPower-VTS-HP15 | Automatic Drainback |  | Solar Storage and Auxiliary Tanks are separate | 39.6 | 1 | 0.85 | 65 | Z13 | [18 empty] | City of Hanford | FALSE | 81.04 |  | 2011-06-01: 2018-11-29; 2011-08-03: 2018-11-30; 2011-09-20: 2018-12-18 | 2137 | 6240 | Up-front Payment
SCG-012791 | Low Income Single Family Residential | Domestic Hot Water | Gas | Southern California Gas Company | Incentive:Paid | 2415 | 36.9 |  | 1 | 77 |  | 65 |  | 2018-11-30 12:07 | 2018-12-18 | INTELLIGENT GREEN SOLUTIONS CA | Retrofit | Hanford | Kings | 93230 | Host Customer is System Owner | 5 |  | 30004234 | SunMaxx Solar LLC | ThermoPower | VTS15-HP-G | Indirect Thermosyphon (IT) | 24.46 |  | ThermoPower-VTS-HP15 |  |  | Solar Storage and Auxiliary Tanks are separate | 39.6 | 1 | 0.85 | 65 | Z13 | [18 empty] | City of Hanford | FALSE | 81.04 |  | 2011-06-01: 2018-11-29; 2011-08-03: 2018-11-30; 2011-09-20: 2018-12-18 | 2137 | 6240 | Up-front Payment
SCG-012793 | Low Income Single Family Residential | Domestic Hot Water | Gas | Southern California Gas Company | Incentive:Canceled | 5397 | 36.9 |  | 1 | 150 |  | 150 |  | 2018-12-05 18:02 |  | DOCTOR PIPER INC | Retrofit | Northridge | Los Angeles | 91325 | Host Customer is System Owner | 4 |  | 30004247 | Heliodyne, Inc. | HELIO-PAS | HPAS 1 410 G 80 AC D Z | Indirect Forced Circulation (IF) | 40.17 |  | 410 001 | Glycol | Steam Back | Solar Storage and Auxiliary Tanks are separate | 80 | 1 | 1 | 55 | Z09 | [18 empty] | City of Los Angeles | FALSE | 53.33 |  | 2011-06-01: 2018-11-29; 2011-08-03: 2018-12-05 | 2152 | 8000 | Up-front Payment
SCG-012794 | Low Income Single Family Residential | Domestic Hot Water | Gas | Southern California Gas Company | Incentive:Paid | 2415 | 36.9 |  | 1 | 77 |  | 65 |  | 2018-11-30 12:15 | 2018-12-18 | INTELLIGENT GREEN SOLUTIONS CA | Retrofit | Hanford | Kings | 93230 | Host Customer is System Owner | 5 |  | 30004234 | SunMaxx Solar LLC | ThermoPower | VTS15-HP-G | Indirect Thermosyphon (IT) | 24.46 |  | ThermoPower-VTS-HP15 | Automatic Drainback |  | Solar Storage and Auxiliary Tanks are separate | 39.6 | 1 | 0.85 | 65 | Z13 | [18 empty] | City of Hanford | FALSE | 81.04 |  | 2011-06-01: 2018-11-29; 2011-08-03: 2018-11-30; 2011-09-20: 2018-12-18 | 2137 | 6240 | Up-front Payment
SCG-012795 | Low Income Single Family Residential | Domestic Hot Water | Gas | Southern California Gas Company | Incentive:Paid | 4649 | 36.9 |  | 1 | 126 |  | 126 |  | 2018-12-04 08:30 | 2018-12-10 | TITANIUM POWER INC | Retrofit | Los Angeles | Los Angeles | 90062 | Host Customer is System Owner | 4 |  | 30004257 | Butler Sun Solutions, Inc. | SOLAR BUTLER | B-BT1-40-I | Indirect Forced Circulation (IF) | 43.72 |  | BT1 | Glycol | Advanced Controller with a Vacation or Holiday Mode | Solar Storage and Auxiliary Tanks are separate | 40 | 1 | 1 | 55 | Z08 | [18 empty] | Los Angeles | FALSE | 37.17 |  | 2011-06-01: 2018-11-29; 2011-08-03: 2018-12-04; 2011-09-20: 2018-12-10 | 2137 | 4684 | Up-front Payment
SCG-012796 | Commercial/Multifamily Residential | Domestic Hot Water | Gas | Southern California Gas Company | Incentive:Paid | 45367 | 20.19 |  | 1 | 2247 |  | 2247 |  | 2018-12-07 09:25 | 2018-12-31 | ALL VALLEY SOLAR INC | Retrofit | Los Angeles | Los Angeles | 90025 | Host Customer is System Owner | [7 empty] | 655.2 | 40.95 |  | Drainback |  | Solar Storage and Auxiliary Tanks are separate |  | 1 | 1 | 1320 | Z06 | 33 | Units | Apartments/Condos | TRB-40 | 16 | 2 | 802 | 7 | 225 | 1 | 399000 | TRUE | 135 | 140 |  | SunEarth - SETR A503 TTR U + VFS 10-200 |  | SunEarth - SETR A503 TTR U + VFS 10-200 | LADBS | FALSE | 24.53 |  | 2018-11-29 |  | 2018-12-07 | 2018-12-31 | 2019-01-30 | 2019-02-05 | 2088 | 55120 | Up-front Payment
SCG-012797 | Single Family Residential - Disadvantaged Community | Domestic Hot Water | Gas | Southern California Gas Company | Incentive:Paid | 3821 | 29.85 |  | 1 | 128 |  | 128 |  | 2018-12-04 08:23 | 2018-12-17 | TITANIUM POWER INC | Retrofit | Pacoima | Los Angeles | 91331 | Host Customer is System Owner | 4 |  | 30004079 | GREENoneTEC Solarindustrie GmbH | Solpal Plus | Solpal Plus L-GT | Direct Integral Collector Storage (DI) | 25.66 |  | Solpal Plus L |  |  | Solar Storage with Tankless Auxiliary Water Heater | 51 | 1 | 1 | 55 | Z09 | [18 empty] | Los Angeles | FALSE | 30.15 |  | 2011-06-01: 2018-11-29; 2011-08-03: 2018-12-04; 2011-09-20: 2018-12-17 | 2137 | 3859 | Up-front Payment
SCG-012798 | Low Income Single Family Residential | Domestic Hot Water | Gas | Southern California Gas Company | Incentive:Paid | 5397 | 36.9 |  | 1 | 150 |  | 150 |  | 2019-01-10 15:16 | 2019-01-23 | DOCTOR PIPER INC | Retrofit | Sylmar | Los Angeles | 91342 | Host Customer is System Owner | 4 |  | 30004247 | Heliodyne, Inc. | HELIO-PAS | HPAS 1 410 G 80 AC D Z | Indirect Forced Circulation (IF) | 40.17 |  | 410 001 | Glycol | Steam Back | Solar Storage and Auxiliary Tanks are separate | 80 | 1 | 1 | 55 | Z09 | [18 empty] | City of Los Angeles | FALSE | 53.33 |  | 2011-06-01: 2018-11-29; 2011-08-03: 2019-01-10; 2011-09-20: 2019-01-23 | 2099 | 8000 | Up-front Payment
SCG-012799 | Low Income Single Family Residential | Domestic Hot Water | Gas | Southern California Gas Company | Incentive:Paid | 2131 | 36.9 |  | 1 | 77 |  | 58 |  | 2018-11-30 12:18 | 2018-12-18 | INTELLIGENT GREEN SOLUTIONS CA | Retrofit | Hanford | Kings | 93230 | Host Customer is System Owner | 5 |  | 30004234 | SunMaxx Solar LLC | ThermoPower | VTS15-HP-G | Indirect Thermosyphon (IT) | 24.46 |  | ThermoPower-VTS-HP15 | Automatic Drainback |  | Solar Storage and Auxiliary Tanks are separate | 39.6 | 1 | 0.75 | 65 | Z13 | [18 empty] | City of Hanford | FALSE | 81.04 |  | 2011-06-01: 2018-11-29; 2011-08-03: 2018-11-30; 2011-09-20: 2018-12-18 | 2137 | 6240 | Up-front Payment
SCG-012800 | Low Income Single Family Residential | Domestic Hot Water | Gas | Southern California Gas Company | Incentive:Paid | 5397 | 36.9 |  | 1 | 150 |  | 150 |  | 2019-02-05 15:25 | 2019-02-21 | DOCTOR PIPER INC | Retrofit | San Fernando | Los Angeles | 91340 | Host Customer is System Owner | 3 |  | 30004247 | Heliodyne, Inc. | HELIO-PAS | HPAS 1 410 G 80 AC D Z | Indirect Forced Circulation (IF) | 40.17 |  | 410 001 | Glycol | Steam Back | Solar Storage and Auxiliary Tanks are separate | 80 | 1 | 1 | 45 | Z09 | [18 empty] | City of Los Angeles | FALSE | 53.33 |  | 2011-06-01: 2018-11-29; 2011-08-03: 2019-02-05; 2011-09-20: 2019-02-21 | 2069 | 8000 | Up-front Payment
SCG-012801 | Low Income Single Family Residential | Domestic Hot Water | Gas | Southern California Gas Company | Incentive:Paid | 5397 | 36.9 |  | 1 | 150 |  | 150 |  | 2018-12-19 16:24 | 2019-01-04 | DOCTOR PIPER INC | Retrofit | San Fernando | Los Angeles | 91342 | Host Customer is System Owner | 4 |  | 30004247 | Heliodyne, Inc. | HELIO-PAS | HPAS 1 410 G 80 AC D Z | Indirect Forced Circulation (IF) | 40.17 |  | 410 001 | Glycol | Steam Back | Solar Storage and Auxiliary Tanks are separate | 80 | 1 | 1 | 55 | Z09 | [18 empty] | City of Los Angeles | FALSE | 53.33 |  | 2011-06-01: 2018-11-29; 2011-08-03: 2018-12-19; 2011-09-20: 2019-01-04 | 2118 | 8000 | Up-front Payment
SCG-012802 | Low Income Single Family Residential | Domestic Hot Water | Gas | Southern California Gas Company | Incentive:Paid | 2131 | 36.9 |  | 1 | 77 |  | 58 |  | 2018-11-30 12:22 | 2018-12-18 | INTELLIGENT GREEN SOLUTIONS CA | Retrofit | Hanford | Kings | 93230 | Host Customer is System Owner | 5 |  | 30004234 | SunMaxx Solar LLC | ThermoPower | VTS15-HP-G | Indirect Thermosyphon (IT) | 24.46 |  | ThermoPower-VTS-HP15 | Automatic Drainback |  | Solar Storage and Auxiliary Tanks are separate | 39.6 | 1 | 0.75 | 65 | Z13 | [18 empty] | City of Hanford | FALSE | 81.04 |  | 2011-06-01: 2018-11-29; 2011-08-03: 2018-11-30; 2011-09-20: 2018-12-18 | 2137 | 6240 | Up-front Payment
SCG-012803 | Low Income Single Family Residential | Domestic Hot Water | Gas | Southern California Gas Company | Incentive:Paid | 5397 | 36.9 |  | 1 | 150 |  | 150 |  | 2018-12-19 16:39 | 2019-01-08 | DOCTOR PIPER INC | Retrofit | San Fernando | Los Angeles | 91340 | Host Customer is System Owner | 3 |  | 30004247 | Heliodyne, Inc. | HELIO-PAS | HPAS 1 410 G 80 AC D Z | Indirect Forced Circulation (IF) | 40.17 |  | 410 001 | Glycol | Steam Back | Solar Storage and Auxiliary Tanks are separate | 80 | 1 | 1 | 45 | Z09 | [18 empty] | City of San Fernando | FALSE | 53.33 |  | 2011-06-01: 2018-11-29; 2011-08-03: 2018-12-19; 2011-09-20: 2019-01-08 | 2117 | 8000 | Up-front Payment
SCG-012804 | Low Income Single Family Residential | Domestic Hot Water | Gas | Southern California Gas Company | Incentive:Paid | 2131 | 36.9 |  | 1 | 77 |  | 58 |  | 2018-11-30 12:26 | 2018-12-18 | INTELLIGENT GREEN SOLUTIONS CA | Retrofit | Hanford | Kings | 93230 | Host Customer is System Owner | 5 |  | 30004234 | SunMaxx Solar LLC | ThermoPower | VTS15-HP-G | Indirect Thermosyphon (IT) | 24.46 |  | ThermoPower-VTS-HP15 | Automatic Drainback |  | Solar Storage and Auxiliary Tanks are separate | 39.6 | 1 | 0.75 | 65 | Z13 | [18 empty] | City of Hanford | FALSE | 81.04 |  | 2011-06-01: 2018-11-29; 2011-08-03: 2018-11-30; 2011-09-20: 2018-12-18 | 2137 | 6240 | Up-front Payment
SCG-012806 | Low Income Single Family Residential | Domestic Hot Water | Gas | Southern California Gas Company | Incentive:Paid | 5397 | 36.9 |  | 1 | 150 |  | 150 |  | 2019-02-01 15:41 | 2019-02-04 | DOCTOR PIPER INC | Retrofit | San Fernando | Los Angeles | 91340 | Host Customer is System Owner | 4 |  | 30004247 | Heliodyne, Inc. | HELIO-PAS | HPAS 1 410 G 80 AC D Z | Indirect Forced Circulation (IF) | 40.17 |  | 410 001 | Glycol | Steam Back | Solar Storage and Auxiliary Tanks are separate | 80 | 1 | 1 | 55 | Z09 | [18 empty] | City of San Fernando | FALSE | 53.33 |  | 2011-06-01: 2018-11-29; 2011-08-03: 2019-02-01; 2011-09-20: 2019-02-04 | 2087 | 8000 | Up-front Payment
PGE-012807 | Commercial/Multifamily Residential | Domestic Hot Water | Gas | Pacific Gas and Electric | Incentive:Paid | 158848 | 20.19 |  | 1 | 8111 |  | 7868 |  | 2018-12-19 10:42 | 2019-01-17 | SUN LIGHT & POWER | New Construction | San Francsico | San Francisco | 94105 | Host Customer is System Owner | [7 empty] | 2155.2 | 26.94 |  | Glycol | Pressure Stagnation Protection (PSP) | Solar Storage with Tankless Auxiliary Water Heater |  | 0.97 | 1 | 19075 | Z03 | 545 | Units | Apartments/Condos | 2010115C | 80 | 2 | 3200 | 1 | 318 | 1 | 3200000 | TRUE | 145 | 130 |  | Heliodyne - Delta-T Pro Ethernet |  | Heliodyne - Delta-T Pro Ethernet | City and County of San Francisco | FALSE | 69.33 |  | 2018-11-29 | 2018-12-26 | 2018-12-19 | 2019-01-17 | 2020-05-22 | 2019-02-13 | 1444 | 562344 | Up-front Payment
SCG-012808 | Single Family Residential | Domestic Hot Water | Gas | Southern California Gas Company | Incentive:Paid | 3731 | 29.85 |  | 1 | 125 |  | 125 |  | 2018-12-04 08:17 | 2018-12-04 | TITANIUM POWER INC | Retrofit | Arleta | Los Angeles | 91331 | Host Customer is System Owner | 6 |  | 30004257 | Butler Sun Solutions, Inc. | SOLAR BUTLER | B-BT1-40-I | Indirect Forced Circulation (IF) | 43.72 |  | BT1 | Glycol | Advanced Controller with a Vacation or Holiday Mode | Solar Storage and Auxiliary Tanks are separate | 40 | 1 | 1 | 75 | Z09 | [18 empty] | Los Angeles | FALSE | 30.23 |  | 2011-06-01: 2018-11-30; 2011-08-03: 2018-12-04; 2011-09-20: 2018-12-04 | 2150 | 3779 | Up-front Payment
SDG-012809 | Commercial/Multifamily Residential | Domestic Hot Water | Gas | San Diego Gas and Electric | Incentive:Paid | 128893 | 20.19 |  | 1 | 6384 |  | 6384 |  | 2018-12-06 08:52 | 2019-02-21 | CORE ENERGY GROUP INC | Retrofit | San Marcos | San Diego | 92078 | Host Customer is System Owner | [7 empty] | 2334.15 | 40.95 |  | Glycol | Advanced Controller with a Thermal Cycling Function | Solar Storage and Auxiliary Tanks are separate |  | 1 | 1 | 4070 | Z07 | 110 | Units | Apartments/Condos | TRB-40 | 57 | 1 | 4236 | 2 | 1000 | 2 | 5997000 | TRUE | 130 | 130 |  | RESOL - WMZ |  | RESOL - WMZ | City of San Marcos | FALSE | 21.38 |  | 2018-12-05 | 2019-01-16 | 2018-12-06 | 2019-02-21 | 2019-04-12 | 2019-06-17 | 1928 | 136496.81 | Up-front Payment
SCG-012812 | Single Family Residential | Domestic Hot Water | Gas | Southern California Gas Company | Incentive:Paid | 3400 | 29.85 |  | 1 | 134 |  | 114 |  | 2019-06-12 12:03 | 2019-06-28 | EVOLUTION ENERGY SOLUTIONS L L C | Retrofit | Baldwin Park | Los Angeles | 91706 | Host Customer is System Owner | 7 |  | 2001001A | SunEarth, Inc. | SOLARAY | TE40P-80-2G | Indirect Forced Circulation (IF) | 40.9 |  | EP-40 / EP-40-0.75 | Automatic Drainback |  | Solar Storage and Auxiliary Tanks are separate | 80 | 1 | 0.85 | 85 | Z09 | [18 empty] | Baldwin Park | FALSE | 59.07 |  | 2011-06-01: 2018-12-05; 2011-08-03: 2019-06-12; 2011-09-20: 2019-06-28 | 1927 | 7914.87 | Up-front Payment
PGE-012813 | Low Income Multifamily Residential | Domestic Hot Water | Gas | Pacific Gas and Electric | Incentive:Paid | 41442 | 24.89 |  | 1 | 1877 |  | 1877 |  | 2019-03-25 14:10 | 2019-04-24 | EVOLUTION ENERGY SOLUTIONS L L C | Retrofit | Union City | Alameda | 94587 | Host Customer is System Owner | [7 empty] | 532.35 | 40.95 |  | Drainback | Drainback (Water) | Solar Storage and Auxiliary Tanks are separate |  | 1 | 1 | 920 | Z10 | 23 | Units | Apartments/Condos | TRB-40 | 13 | 1 | 1100 | 1 | 100 | 1 | 399000 | TRUE | 140 | 140 |  | SunEarth - SETR A503 TTR U + VFS 10-200 |  | SunEarth - SETR A503 TTR U + VFS 10-200 | Union City | FALSE | 22.08 |  | 2019-03-06 | 2019-04-15 | 2019-03-25 | 2019-04-24 | 2020-10-13 | 2021-01-15 | 1367 | 41442 | Up-front Payment
PGE-012814 | Low Income Multifamily Residential | Domestic Hot Water | Gas | Pacific Gas and Electric | Incentive:Paid | 37534 | 24.89 |  | 1 | 1508 |  | 1508 |  | 2019-03-25 14:27 | 2019-04-15 | EVOLUTION ENERGY SOLUTIONS L L C | Retrofit | Union City | Alameda | 94587 | Host Customer is System Owner | [7 empty] | 532.35 | 40.95 |  | Drainback | Drainback (Water) | Solar Storage and Auxiliary Tanks are separate |  | 1 | 1 | 714 | Z03 | 17 | Units | Apartments/Condos | TRB-40 | 13 | 1 | 1000 | 1 | 120 | 1 | 399000 | TRUE | 140 | 140 |  | SunEarth - SETR A503 TTR U + VFS 10-200 |  | SunEarth - SETR A503 TTR U + VFS 10-200 | Union City | FALSE | 24.89 |  | 2019-03-06 | 2020-11-23 | 2019-03-25 | 2019-04-15 | 2020-10-13 | 2021-01-15 | 1367 | 37534 | Up-front Payment
SCG-012815 | Low Income Single Family Residential | Domestic Hot Water | Gas | Southern California Gas Company | Incentive:Paid | 2841 | 36.9 |  | 1 | 77 |  | 77 |  | 2018-12-17 08:52 | 2018-12-21 | INTELLIGENT GREEN SOLUTIONS CA | Retrofit | Hanford | Kings | 93230 | Host Customer is System Owner | 4 |  | 30004234 | SunMaxx Solar LLC | ThermoPower | VTS15-HP-G | Indirect Thermosyphon (IT) | 24.46 |  | ThermoPower-VTS-HP15 | Automatic Drainback |  | Solar Storage and Auxiliary Tanks are separate | 39.6 | 1 | 1 | 55 | Z13 | [18 empty] | City of Hanford | FALSE | 81.04 |  | 2011-06-01: 2018-12-05; 2011-08-03: 2018-12-17; 2011-09-20: 2018-12-21 | 2117 | 6240 | Up-front Payment
PGE-012816 | Low Income Multifamily Residential | Domestic Hot Water | Gas | Pacific Gas and Electric | Incentive:Paid | 55256 | 24.89 |  | 1 | 2230 |  | 2230 |  | 2019-03-25 14:29 | 2019-04-15 | EVOLUTION ENERGY SOLUTIONS L L C | Retrofit | Union City | Alameda | 94587 | Host Customer is System Owner | [7 empty] | 737.1 | 40.95 |  | Drainback | Drainback (Water) | Solar Storage and Auxiliary Tanks are separate |  | 1 | 1 | 1080 | Z03 | 27 | Units | Apartments/Condos | TRB-40 | 18 | 1 | 1300 | 1 | 100 | 1 | 399000 | TRUE | 140 | 140 |  | SunEarth - SETR A503 TTR U + VFS 10-200 |  | SunEarth - SETR A503 TTR U + VFS 10-200 | Union City | FALSE | 24.78 |  | 2019-03-06 | 2020-11-23 | 2019-03-25 | 2019-04-15 | 2020-10-13 | 2021-01-15 | 1367 | 55256 | Up-front Payment
SCG-012817 | Low Income Single Family Residential | Domestic Hot Water | Gas | Southern California Gas Company | Incentive:Paid | 2841 | 36.9 |  | 1 | 77 |  | 77 |  | 2018-12-17 08:56 | 2018-12-21 | INTELLIGENT GREEN SOLUTIONS CA | Retrofit | Hanford | Kings | 93230 | Host Customer is System Owner | 5 |  | 30004234 | SunMaxx Solar LLC | ThermoPower | VTS15-HP-G | Indirect Thermosyphon (IT) | 24.46 |  | ThermoPower-VTS-HP15 | Automatic Drainback |  | Solar Storage and Auxiliary Tanks are separate | 39.6 | 1 | 1 | 65 | Z13 | [18 empty] | City of Hanford | FALSE | 81.04 |  | 2011-06-01: 2018-12-05; 2011-08-03: 2018-12-17; 2011-09-20: 2018-12-21 | 2130 | 6240 | Up-front Payment
PGE-012818 | Low Income Multifamily Residential | Domestic Hot Water | Gas | Pacific Gas and Electric | Incentive:Paid | 21679 | 24.89 |  | 1 | 871 |  | 871 |  | 2019-04-30 10:23 | 2019-05-22 | EVOLUTION ENERGY SOLUTIONS L L C | Retrofit | UNION CITY | Alameda | 94587 | Host Customer is System Owner | [7 empty] | 286.65 | 40.95 |  | Drainback | Drainback (Water) | Solar Storage and Auxiliary Tanks are separate |  | 1 | 1 | 462 | Z03 | 11 | Units | Apartments/Condos | TRB-40 | 7 | 1 | 500 | 1 | 75 | 1 | 399000 | TRUE | 140 | 140 |  |  |  |  | Union City | FALSE | 24.89 |  | 2019-04-18 | 2019-05-22 | 2019-04-30 | 2019-05-22 | 2020-10-13 | 2021-01-15 | 1367 | 21679 | Up-front Payment
PGE-012819 | Low Income Multifamily Residential | Domestic Hot Water | Gas | Pacific Gas and Electric | Incentive:Paid | 49606 | 24.89 |  | 1 | 1997 |  | 1997 |  | 2019-03-25 14:32 | 2019-04-15 | EVOLUTION ENERGY SOLUTIONS L L C | Retrofit | Union City | Alameda | 94587 | Host Customer is System Owner | [7 empty] | 614.25 | 40.95 |  | Drainback | Drainback (Water) | Solar Storage and Auxiliary Tanks are separate |  | 1 | 1 | 1040 | Z03 | 26 | Units | Apartments/Condos | TRB-40 | 15 | 1 | 1100 | 1 | 100 | 1 | 399000 | TRUE | 140 | 140 |  | SunEarth - SETR A503 TTR U + VFS 10-200 |  | SunEarth - SETR A503 TTR U + VFS 10-200 | Union City | FALSE | 24.84 |  | 2019-03-06 | 2020-11-23 | 2019-03-25 | 2019-04-15 | 2020-10-13 | 2021-01-15 | 1367 | 49606 | Up-front Payment
PGE-012820 | Low Income Multifamily Residential | Domestic Hot Water | Gas | Pacific Gas and Electric | Incentive:Paid | 41442 | 24.89 |  | 1 | 1681 |  | 1681 |  | 2019-04-30 10:17 | 2019-05-20 | EVOLUTION ENERGY SOLUTIONS L L C | Retrofit | Union City | Alameda | 94587 | Host Customer is System Owner | [7 empty] | 532.35 | 40.95 |  | Drainback | Drainback (Water) | Solar Storage and Auxiliary Tanks are separate |  | 1 | 1 | 840 | Z03 | 20 | Units | Apartments/Condos | TRB-40 | 13 | 1 | 1000 | 1 | 100 | 1 | 399000 | TRUE | 140 | 140 |  | SunEarth - SETR A503 TTR U + VFS 10-200 |  | SunEarth - SETR A503 TTR U + VFS 10-200 | Union City | FALSE | 24.65 |  | 2019-04-18 | 2019-05-09 | 2019-04-30 | 2019-05-20 | 2020-10-13 | 2021-01-15 | 1367 | 41442 | Up-front Payment
PGE-012821 | Low Income Multifamily Residential | Domestic Hot Water | Gas | Pacific Gas and Electric | Incentive:Paid | 28773 | 24.89 |  | 1 | 1156 |  | 1156 |  | 2019-03-25 14:34 | 2019-04-15 | EVOLUTION ENERGY SOLUTIONS L L C | Retrofit | Union City | Alameda | 94587 | Host Customer is System Owner | [7 empty] | 368.55 | 40.95 |  | Drainback | Drainback (Water) | Solar Storage and Auxiliary Tanks are separate |  | 1 | 1 | 672 | Z03 | 16 | Units | Apartments/Condos | TRB-40 | 9 | 1 | 700 | 1 | 100 | 1 | 399000 | TRUE | 140 | 140 |  |  |  |  | Union City | FALSE | 24.89 |  | 2019-03-06 | 2020-11-23 | 2019-03-25 | 2019-04-15 | 2020-10-13 | 2021-01-15 | 1367 | 28773 | Up-front Payment
PGE-012822 | Low Income Multifamily Residential | Domestic Hot Water | Gas | Pacific Gas and Electric | Incentive:Canceled | 94034 | 24.89 |  | 1 | 3778 |  | 3778 |  | 2019-05-23 10:27 | 2019-09-04 | EVOLUTION ENERGY SOLUTIONS L L C | Retrofit | San Jose | San Jose | 95122 | Host Customer is System Owner | [7 empty] | 900.9 | 40.95 |  | Drainback | Drainback (Water) | Solar Storage and Auxiliary Tanks are separate |  | 1 | 1 | 4810 | Z04 | 130 | Units | Apartments/Condos | TRB-40 | 22 | 1 | 3000 | 1 | 500 | 1 | 1000000 | TRUE | 140 | 140 |  | SunEarth - SETR A503 TTR U + VFS 10-200 |  | SunEarth - SETR A503 TTR U + VFS 10-200 |  | FALSE | 24.89 |  | 2019-04-23 | 2019-06-25 | 2019-05-23 | 2019-09-04 |  |  | 1879 | 94034 | Up-front Payment
PGE-012823 | Low Income Multifamily Residential | Domestic Hot Water | Gas | Pacific Gas and Electric | Incentive:Canceled | 65361 | 24.89 |  | 1 | 2626 |  | 2626 |  | 2019-05-23 10:29 | 2019-06-26 |  | Retrofit | San Jose | San Jose | 95126 | Host Customer is System Owner | [7 empty] | 655.2 | 40.95 |  | Drainback | Drainback (Water) | Solar Storage and Auxiliary Tanks are separate |  | 1 | 1 | 1800 | Z04 | 45 | Units | Apartments/Condos | TRB-40 | 16 | 1 | 1900 | 1 | 500 | 3 | 597000 | TRUE | 140 | 140 |  | SunEarth - SETR A503 TTR U + VFS 10-200 |  | SunEarth - SETR A503 TTR U + VFS 10-200 |  | FALSE | 24.89 |  | 2019-04-23 | 2019-06-25 | 2019-05-23 | 2019-06-26 |  |  | 1949 | 65361 | Up-front Payment
SCG-012825 | Low Income Single Family Residential | Domestic Hot Water | Gas | Southern California Gas Company | Incentive:Paid | 2841 | 36.9 |  | 1 | 77 |  | 77 |  | 2018-12-17 08:59 | 2018-12-21 | INTELLIGENT GREEN SOLUTIONS CA | Retrofit | Hanford | Kings | 93230 | Host Customer is System Owner | 4 |  | 30004234 | SunMaxx Solar LLC | ThermoPower | VTS15-HP-G | Indirect Thermosyphon (IT) | 24.46 |  | ThermoPower-VTS-HP15 | Automatic Drainback |  | Solar Storage and Auxiliary Tanks are separate | 39.6 | 1 | 1 | 55 | Z13 | [18 empty] | City of Hanford | FALSE | 81.04 |  | 2011-06-01: 2018-12-06; 2011-08-03: 2018-12-17; 2011-09-20: 2018-12-21 | 2130 | 6240 | Up-front Payment
SCG-012826 | Low Income Single Family Residential | Domestic Hot Water | Gas | Southern California Gas Company | Incentive:Paid | 2841 | 36.9 |  | 1 | 77 |  | 77 |  | 2018-12-17 09:03 | 2018-12-21 | INTELLIGENT GREEN SOLUTIONS CA | Retrofit | Hanford | Kings | 93230 | Host Customer is System Owner | 5 |  | 30004234 | SunMaxx Solar LLC | ThermoPower | VTS15-HP-G | Indirect Thermosyphon (IT) | 24.46 |  | ThermoPower-VTS-HP15 | Automatic Drainback |  | Solar Storage and Auxiliary Tanks are separate | 39.6 | 1 | 1 | 65 | Z13 | [18 empty] | City of Hanford | FALSE | 81.04 |  | 2011-06-01: 2018-12-06; 2011-08-03: 2018-12-17; 2011-09-20: 2018-12-21 | 2130 | 6240 | Up-front Payment
PGE-012827 | Commercial Pools | Pool Heating | Gas | Pacific Gas and Electric | Incentive:Paid | 27835 | 5 |  | 1 | 5285 |  | 5179 |  | 2018-12-06 12:38 | 2018-12-17 | SUNTREK INDUSTRIES INC | Retrofit | Mill Valley | Marin | 94941 | Host Customer is System Owner | [7 empty] | 2914.13 | 35.11 |  | Drainback |  |  |  | 0.98 | 1 |  | Z03 |  |  |  | 2007048A | 83 | 1 | [5 empty] | FALSE |  |  |  | SunEarth - SETR A503 TTR U + VFS 20-400 |  | SunEarth - SETR A503 TTR U + VFS 20-400 | Mill Valley | FALSE | 10.53 |  | 2018-12-06 | 2018-12-14 | 2018-12-06 | 2018-12-17 | 2018-12-18 | 2019-01-15 | 2104 | 55670 | Up-front Payment
SCG-012828 | Single Family Residential | Domestic Hot Water | Gas | Southern California Gas Company | Incentive:Paid | 3701 | 29.85 |  | 1 | 124 |  | 124 |  | 2019-06-10 21:26 | 2019-07-10 | EVOLUTION ENERGY SOLUTIONS L L C | Retrofit | Wilmington | Los Angeles | 90744 | Host Customer is System Owner | 4 |  | 2001028E | SunEarth, Inc. | CASCADE | EPRD-48-80-2G | Indirect Forced Circulation (IF) | 49.3 |  | EP-24 / EP-24-0.75 | Automatic Drainback |  | Solar Storage and Auxiliary Tanks are separate | 80 | 1 | 1 | 55 | Z06 | [18 empty] | Los Angeles | FALSE | 75.13 |  | 2011-06-01: 2018-12-06; 2011-08-03: 2019-06-10; 2011-09-20: 2019-07-10 | 1930 | 9315.87 | Up-front Payment
SCG-012829 | Low Income Single Family Residential | Domestic Hot Water | Gas | Southern California Gas Company | Incentive:Paid | 5397 | 36.9 |  | 1 | 156 |  | 156 |  | 2019-01-29 15:02 | 2019-01-31 | EVOLUTION ENERGY SOLUTIONS L L C | Retrofit | Los Angeles | Los Angeles | 90011 | Host Customer is System Owner | 4 |  | 2001028G | SunEarth, Inc. | CASCADE | EPRD-64-80-2G | Indirect Forced Circulation (IF) | 65.67 |  | EP-32 / EP-32-0.75 | Automatic Drainback |  | Solar Storage and Auxiliary Tanks are separate | 80 | 1 | 1 | 55 | Z08 | [18 empty] | Los Angeles | FALSE | 52.11 |  | 2011-06-01: 2018-12-06; 2011-08-03: 2019-01-29; 2011-09-20: 2019-01-31 | 2090 | 8128.87 | Up-front Payment
SCG-012830 | Low Income Single Family Residential | Domestic Hot Water | Gas | Southern California Gas Company | Incentive:Paid | 2841 | 36.9 |  | 1 | 77 |  | 77 |  | 2018-12-17 09:08 | 2018-12-21 | INTELLIGENT GREEN SOLUTIONS CA | Retrofit | Hanford | Kings | 93230 | Host Customer is System Owner | 4 |  | 30004234 | SunMaxx Solar LLC | ThermoPower | VTS15-HP-G | Indirect Thermosyphon (IT) | 24.46 |  | ThermoPower-VTS-HP15 | Automatic Drainback |  | Solar Storage and Auxiliary Tanks are separate | 39.6 | 1 | 1 | 55 | Z13 | [18 empty] | City of Hanford | FALSE | 81.04 |  | 2011-06-01: 2018-12-07; 2011-08-03: 2018-12-17; 2011-09-20: 2018-12-21 | 2130 | 6240 | Up-front Payment
SCG-012831 | Low Income Single Family Residential | Domestic Hot Water | Gas | Southern California Gas Company | Incentive:Paid | 2841 | 36.9 |  | 1 | 77 |  | 77 |  | 2018-12-17 09:11 | 2018-12-21 | INTELLIGENT GREEN SOLUTIONS CA | Retrofit | Hanford | Kings | 93230 | Host Customer is System Owner | 4 |  | 30004234 | SunMaxx Solar LLC | ThermoPower | VTS15-HP-G | Indirect Thermosyphon (IT) | 24.46 |  | ThermoPower-VTS-HP15 | Automatic Drainback |  | Solar Storage and Auxiliary Tanks are separate | 39.6 | 1 | 1 | 55 | Z13 | [18 empty] | City of Hanford | FALSE | 81.04 |  | 2011-06-01: 2018-12-07; 2011-08-03: 2018-12-17; 2011-09-20: 2018-12-21 | 2130 | 6240 | Up-front Payment
SCG-012832 | Low Income Single Family Residential | Domestic Hot Water | Gas | Southern California Gas Company | Incentive:Paid | 2841 | 36.9 |  | 1 | 77 |  | 77 |  | 2018-12-17 09:16 | 2018-12-21 | INTELLIGENT GREEN SOLUTIONS CA | Retrofit | Hanford | Kings | 93230 | Host Customer is System Owner | 5 |  | 30004234 | SunMaxx Solar LLC | ThermoPower | VTS15-HP-G | Indirect Thermosyphon (IT) | 24.46 |  | ThermoPower-VTS-HP15 | Automatic Drainback |  | Solar Storage and Auxiliary Tanks are separate | 39.6 | 1 | 1 | 65 | Z13 | [18 empty] | City of Hanford | FALSE | 81.04 |  | 2011-06-01: 2018-12-07; 2011-08-03: 2018-12-17; 2011-09-20: 2018-12-21 | 2130 | 6240 | Up-front Payment
SCG-012833 | Commercial Pools | Pool Heating | Gas | Southern California Gas Company | Incentive:Paid | 3425 | 5 |  | 1 | 726 |  | 726 |  | 2018-12-10 07:54 | 2018-12-10 | SOLAR UNLIMITED INC | Retrofit | Los Angeles | Los Angeles | 90025 | Host Customer is System Owner | [7 empty] | 386.4 | 48.3 |  | Drainback |  |  |  | 1 | 1 |  | Z06 |  |  |  | 10001888 | 8 | 1 | [5 empty] | FALSE | [6 empty] | Los Angeles, Los Angeles, CA | FALSE | 9.44 |  | 2018-12-07 |  | 2018-12-10 | 2018-12-10 | 2020-10-15 | 2020-10-16 | 1458 | 6850 | Up-front Payment
PGE-012834 | Commercial/Multifamily Residential | Domestic Hot Water | Gas | Pacific Gas and Electric | Incentive:Paid | 29356 | 20.19 |  | 1 | 1454 |  | 1454 |  | 2018-12-11 10:14 | 2019-01-23 | EVOLUTION ENERGY SOLUTIONS L L C | Retrofit | Berkeley | Alameda | 94704 | Host Customer is System Owner | [7 empty] | 532.35 | 40.95 |  | Drainback | Drainback (Water) | Solar Storage and Auxiliary Tanks are separate |  | 1 | 1 | 1014 | Z03 | 78 | Persons | Women's Dormitories | TRB-40 | 13 | 1 | 800 | 1 | 119 | 1 | 199000 | TRUE | 140 | 140 |  | SunEarth - SETR A503 TTR U + VFS 10-200 |  | SunEarth - SETR A503 TTR U + VFS 10-200 | Berkeley | FALSE | 20.19 |  | 2018-12-10 | 2018-12-14 | 2018-12-11 | 2019-01-23 | 2019-08-05 | 2019-08-08 | 1892 | 29356 | Up-front Payment
SCG-012835 | Low Income Single Family Residential | Domestic Hot Water | Gas | Southern California Gas Company | Incentive:Paid | 2841 | 36.9 |  | 1 | 77 |  | 77 |  | 2018-12-17 11:46 | 2018-12-21 | INTELLIGENT GREEN SOLUTIONS CA | Retrofit | Hanford | Kings | 93230 | Host Customer is System Owner | 4 |  | 30004234 | SunMaxx Solar LLC | ThermoPower | VTS15-HP-G | Indirect Thermosyphon (IT) | 24.46 |  | ThermoPower-VTS-HP15 | Automatic Drainback |  | Solar Storage and Auxiliary Tanks are separate | 39.6 | 1 | 1 | 55 | Z13 | [18 empty] | City of Hanford | FALSE | 81.04 |  | 2011-06-01: 2018-12-10; 2011-08-03: 2018-12-17; 2011-09-20: 2018-12-21 | 2130 | 6240 | Up-front Payment
SCG-012836 | Low Income Single Family Residential | Domestic Hot Water | Gas | Southern California Gas Company | Incentive:Paid | 2841 | 36.9 |  | 1 | 77 |  | 77 |  | 2018-12-17 11:37 | 2018-12-21 | INTELLIGENT GREEN SOLUTIONS CA | Retrofit | Hanford | Kings | 93230 | Host Customer is System Owner | 5 |  | 30004234 | SunMaxx Solar LLC | ThermoPower | VTS15-HP-G | Indirect Thermosyphon (IT) | 24.46 |  | ThermoPower-VTS-HP15 | Automatic Drainback |  | Solar Storage and Auxiliary Tanks are separate | 39.6 | 1 | 1 | 65 | Z13 | [18 empty] | City of Hanford | FALSE | 81.04 |  | 2011-06-01: 2018-12-11; 2011-08-03: 2018-12-17; 2011-09-20: 2018-12-21 | 2130 | 6240 | Up-front Payment
SCG-012837 | Low Income Single Family Residential | Domestic Hot Water | Gas | Southern California Gas Company | Incentive:Paid | 2841 | 36.9 |  | 1 | 77 |  | 77 |  | 2018-12-17 12:03 | 2018-12-21 | INTELLIGENT GREEN SOLUTIONS CA | Retrofit | Hanford | Kings | 93230 | Host Customer is System Owner | 5 |  | 30004234 | SunMaxx Solar LLC | ThermoPower | VTS15-HP-G | Indirect Thermosyphon (IT) | 24.46 |  | ThermoPower-VTS-HP15 | Automatic Drainback |  | Solar Storage and Auxiliary Tanks are separate | 39.6 | 1 | 1 | 65 | Z13 | [18 empty] | City of Hanford | FALSE | 81.04 |  | 2011-06-01: 2018-12-11; 2011-08-03: 2018-12-17; 2011-09-20: 2018-12-21 | 2130 | 6240 | Up-front Payment
SCG-012838 | Low Income Single Family Residential | Domestic Hot Water | Gas | Southern California Gas Company | Incentive:Paid | 2841 | 36.9 |  | 1 | 77 |  | 77 |  | 2018-12-17 12:07 | 2018-12-21 | INTELLIGENT GREEN SOLUTIONS CA | Retrofit | Hanford | Kings | 93230 | Host Customer is System Owner | 5 |  | 30004234 | SunMaxx Solar LLC | ThermoPower | VTS15-HP-G | Indirect Thermosyphon (IT) | 24.46 |  | ThermoPower-VTS-HP15 | Automatic Drainback |  | Solar Storage and Auxiliary Tanks are separate | 39.6 | 1 | 1 | 65 | Z13 | [18 empty] | City of Hanford | FALSE | 81.04 |  | 2011-06-01: 2018-12-11; 2011-08-03: 2018-12-17; 2011-09-20: 2018-12-21 | 2130 | 6240 | Up-front Payment
SCG-012839 | Commercial Pools | Pool Heating | Gas | Southern California Gas Company | Incentive:Paid | 13640 | 5 |  | 1 | 3606 |  | 3606 |  | 2018-12-12 15:35 | 2019-01-08 | SUNTREK INDUSTRIES INC | Retrofit | Culver City | Los Angeles | 90280 | Host Customer is System Owner | [7 empty] | 1280 | 40 |  | Drainback |  |  |  | 1 | 1 |  | Z08 |  |  |  | 2007048A | 32 | 1 | [5 empty] | FALSE |  |  |  | SunEarth - SETR A503 TTR U + VFS 20-400 |  | SunEarth - SETR A503 TTR U + VFS 20-400 | Culver City | FALSE | 7.57 |  | 2018-12-11 |  | 2018-12-12 | 2019-01-08 | 2019-02-05 | 2019-02-06 | 2087 | 27280 | Up-front Payment
SCG-012840 | Low Income Single Family Residential | Domestic Hot Water | Gas | Southern California Gas Company | Incentive:Paid | 2841 | 36.9 |  | 1 | 77 |  | 77 |  | 2018-12-17 12:42 | 2018-12-21 | INTELLIGENT GREEN SOLUTIONS CA | Retrofit | Hanford | Kings | 93230 | Host Customer is System Owner | 5 |  | 30004234 | SunMaxx Solar LLC | ThermoPower | VTS15-HP-G | Indirect Thermosyphon (IT) | 24.46 |  | ThermoPower-VTS-HP15 | Automatic Drainback |  | Solar Storage and Auxiliary Tanks are separate | 39.6 | 1 | 1 | 65 | Z13 | [18 empty] | City of Hanford | FALSE | 81.04 |  | 2011-06-01: 2018-12-11; 2011-08-03: 2018-12-17; 2011-09-20: 2018-12-21 | 2130 | 6240 | Up-front Payment
SCG-012843 | Single Family Residential | Domestic Hot Water | Gas | Southern California Gas Company | Incentive:Paid | 3170 | 29.85 |  | 1 | 118 |  | 106 |  | 2019-02-13 09:48 | 2019-02-15 | INTELLIGENT GREEN SOLUTIONS CA | Retrofit | Hanford | Kings | 93230 | Host Customer is System Owner | 4 |  | 30004236 | SunMaxx Solar LLC | ThermoPower | VTS30-HP-G | Indirect Thermosyphon (IT) | 47.9 |  | VTS-HP30 | Automatic Drainback |  | Solar Storage and Auxiliary Tanks are separate | 79 | 1 | 0.9 | 55 | Z13 | [18 empty] | City of Hanford | FALSE | 52.88 |  | 2011-06-01: 2018-12-13; 2011-08-03: 2019-02-13; 2011-09-20: 2019-02-15 | 2075 | 6240 | Up-front Payment
SCG-012844 | Low Income Single Family Residential | Domestic Hot Water | Gas | Southern California Gas Company | Incentive:Paid | 2273 | 36.9 |  | 1 | 77 |  | 62 |  | 2018-12-17 12:52 | 2019-01-07 | INTELLIGENT GREEN SOLUTIONS CA | Retrofit | Hanford | Kings | 93230 | Host Customer is System Owner | 4 |  | 30004234 | SunMaxx Solar LLC | ThermoPower | VTS15-HP-G | Indirect Thermosyphon (IT) | 24.46 |  | ThermoPower-VTS-HP15 | Automatic Drainback |  | Solar Storage and Auxiliary Tanks are separate | 39.6 | 1 | 0.8 | 55 | Z13 | [18 empty] | City of Hanford | FALSE | 81.04 |  | 2011-06-01: 2018-12-14; 2011-08-03: 2018-12-17; 2011-09-20: 2019-01-07 | 2118 | 6240 | Up-front Payment
SCG-012845 | Low Income Single Family Residential | Domestic Hot Water | Gas | Southern California Gas Company | Incentive:Paid | 2273 | 36.9 |  | 1 | 77 |  | 62 |  | 2018-12-17 12:58 | 2019-01-07 | INTELLIGENT GREEN SOLUTIONS CA | Retrofit | Hanford | Kings | 93230 | Host Customer is System Owner | 4 |  | 30004234 | SunMaxx Solar LLC | ThermoPower | VTS15-HP-G | Indirect Thermosyphon (IT) | 24.46 |  | ThermoPower-VTS-HP15 | Automatic Drainback |  | Solar Storage and Auxiliary Tanks are separate | 39.6 | 1 | 0.8 | 55 | Z13 | [18 empty] | City of Hanford | FALSE | 81.04 |  | 2011-06-01: 2018-12-14; 2011-08-03: 2018-12-17; 2011-09-20: 2019-01-07 | 2117 | 6240 | Up-front Payment
SCG-012846 | Low Income Single Family Residential | Domestic Hot Water | Gas | Southern California Gas Company | Incentive:Paid | 2273 | 36.9 |  | 1 | 77 |  | 62 |  | 2018-12-17 13:09 | 2019-01-07 | INTELLIGENT GREEN SOLUTIONS CA | Retrofit | Hanford | Kings | 93230 | Host Customer is System Owner | 4 |  | 30004234 | SunMaxx Solar LLC | ThermoPower | VTS15-HP-G | Indirect Thermosyphon (IT) | 24.46 |  | ThermoPower-VTS-HP15 | Automatic Drainback |  | Solar Storage and Auxiliary Tanks are separate | 39.6 | 1 | 0.8 | 55 | Z13 | [18 empty] | City of Hanford | FALSE | 81.04 |  | 2011-06-01: 2018-12-14; 2011-08-03: 2018-12-17; 2011-09-20: 2019-01-07 | 2117 | 6240 | Up-front Payment
SCG-012847 | Low Income Single Family Residential | Domestic Hot Water | Gas | Southern California Gas Company | Incentive:Paid | 2131 | 36.9 |  | 1 | 77 |  | 58 |  | 2018-12-17 13:13 | 2019-01-07 | INTELLIGENT GREEN SOLUTIONS CA | Retrofit | Hanford | Kings | 93230 | Host Customer is System Owner | 4 |  | 30004234 | SunMaxx Solar LLC | ThermoPower | VTS15-HP-G | Indirect Thermosyphon (IT) | 24.46 |  | ThermoPower-VTS-HP15 | Automatic Drainback |  | Solar Storage and Auxiliary Tanks are separate | 39.6 | 1 | 0.75 | 55 | Z13 | [18 empty] | City of Hanford | FALSE | 81.04 |  | 2011-06-01: 2018-12-14; 2011-08-03: 2018-12-17; 2011-09-20: 2019-01-07 | 2117 | 6240 | Up-front Payment
SCG-012848 | Low Income Single Family Residential | Domestic Hot Water | Gas | Southern California Gas Company | Incentive:Paid | 2131 | 36.9 |  | 1 | 77 |  | 58 |  | 2018-12-17 13:20 | 2019-01-07 | INTELLIGENT GREEN SOLUTIONS CA | Retrofit | Hanford | Kings | 93230 | Host Customer is System Owner | 4 |  | 30004234 | SunMaxx Solar LLC | ThermoPower | VTS15-HP-G | Indirect Thermosyphon (IT) | 24.46 |  | ThermoPower-VTS-HP15 | Automatic Drainback |  | Solar Storage and Auxiliary Tanks are separate | 39.6 | 1 | 0.75 | 55 | Z13 | [18 empty] | City of Hanford | FALSE | 81.04 |  | 2011-06-01: 2018-12-14; 2011-08-03: 2018-12-17; 2011-09-20: 2019-01-07 | 2116 | 6240 | Up-front Payment
SCG-012849 | Low Income Single Family Residential | Domestic Hot Water | Gas | Southern California Gas Company | Incentive:Paid | 2131 | 36.9 |  | 1 | 77 |  | 58 |  | 2018-12-17 14:09 | 2019-01-07 | INTELLIGENT GREEN SOLUTIONS CA | Retrofit | Hanford | Kings | 93230 | Host Customer is System Owner | 4 |  | 30004234 | SunMaxx Solar LLC | ThermoPower | VTS15-HP-G | Indirect Thermosyphon (IT) | 24.46 |  | ThermoPower-VTS-HP15 | Automatic Drainback |  | Solar Storage and Auxiliary Tanks are separate | 39.6 | 1 | 0.75 | 55 | Z13 | [18 empty] | City of Hanford | FALSE | 81.04 |  | 2011-06-01: 2018-12-14; 2011-08-03: 2018-12-17; 2011-09-20: 2019-01-07 | 2116 | 6240 | Up-front Payment
SCG-012850 | Low Income Single Family Residential | Domestic Hot Water | Gas | Southern California Gas Company | Incentive:Paid | 2273 | 36.9 |  | 1 | 77 |  | 62 |  | 2018-12-17 13:03 | 2019-01-07 | INTELLIGENT GREEN SOLUTIONS CA | Retrofit | Hanford | Kings | 93230 | Host Customer is System Owner | 4 |  | 30004234 | SunMaxx Solar LLC | ThermoPower | VTS15-HP-G | Indirect Thermosyphon (IT) | 24.46 |  | ThermoPower-VTS-HP15 | Automatic Drainback |  | Solar Storage and Auxiliary Tanks are separate | 39.6 | 1 | 0.8 | 55 | Z13 | [18 empty] | City of Hanford | FALSE | 81.04 |  | 2011-06-01: 2018-12-14; 2011-08-03: 2018-12-17; 2011-09-20: 2019-01-07 | 2115 | 6240 | Up-front Payment
SCG-012851 | Low Income Single Family Residential | Domestic Hot Water | Gas | Southern California Gas Company | Incentive:Paid | 2273 | 36.9 |  | 1 | 77 |  | 62 |  | 2018-12-17 14:13 | 2019-01-07 | INTELLIGENT GREEN SOLUTIONS CA | Retrofit | Hanford | Kings | 93230 | Host Customer is System Owner | 4 |  | 30004234 | SunMaxx Solar LLC | ThermoPower | VTS15-HP-G | Indirect Thermosyphon (IT) | 24.46 |  | ThermoPower-VTS-HP15 | Automatic Drainback |  | Solar Storage and Auxiliary Tanks are separate | 39.6 | 1 | 0.8 | 55 | Z13 | [18 empty] | City of Hanford | FALSE | 81.04 |  | 2011-06-01: 2018-12-14; 2011-08-03: 2018-12-17; 2011-09-20: 2019-01-07 | 2117 | 6240 | Up-front Payment
SCG-012852 | Low Income Single Family Residential | Domestic Hot Water | Gas | Southern California Gas Company | Incentive:Paid | 2273 | 36.9 |  | 1 | 77 |  | 62 |  | 2018-12-17 14:17 | 2019-01-07 | INTELLIGENT GREEN SOLUTIONS CA | Retrofit | Hanford | Kings | 93230 | Host Customer is System Owner | 5 |  | 30004234 | SunMaxx Solar LLC | ThermoPower | VTS15-HP-G | Indirect Thermosyphon (IT) | 24.46 |  | ThermoPower-VTS-HP15 | Automatic Drainback |  | Solar Storage and Auxiliary Tanks are separate | 39.6 | 1 | 0.8 | 65 | Z13 | [18 empty] | City of Hanford | FALSE | 81.04 |  | 2011-06-01: 2018-12-14; 2011-08-03: 2018-12-17; 2011-09-20: 2019-01-07 | 2117 | 6240 | Up-front Payment
SCG-012853 | Low Income Single Family Residential | Domestic Hot Water | Gas | Southern California Gas Company | Incentive:Canceled | 2131 | 36.9 |  | 1 | 77 |  | 58 |  | 2018-12-17 14:20 |  | INTELLIGENT GREEN SOLUTIONS CA | Retrofit | Hanford | Kings | 93230 | Host Customer is System Owner | 5 |  | 30004234 | SunMaxx Solar LLC | ThermoPower | VTS15-HP-G | Indirect Thermosyphon (IT) | 24.46 |  | ThermoPower-VTS-HP15 | Automatic Drainback |  | Solar Storage and Auxiliary Tanks are separate | 39.6 | 1 | 0.75 | 65 | Z13 | [18 empty] | City of Hanford | FALSE | 81.04 |  | 2011-06-01: 2018-12-14; 2011-06-21: 2019-02-07; 2011-08-03: 2018-12-17 | 2088 | 6240 | Up-front Payment
SCG-012854 | Low Income Single Family Residential | Domestic Hot Water | Gas | Southern California Gas Company | Incentive:Paid | 2131 | 36.9 |  | 1 | 77 |  | 58 |  | 2018-12-17 14:24 | 2019-01-07 | INTELLIGENT GREEN SOLUTIONS CA | Retrofit | Hanford | Kings | 93230 | Host Customer is System Owner | 4 |  | 30004234 | SunMaxx Solar LLC | ThermoPower | VTS15-HP-G | Indirect Thermosyphon (IT) | 24.46 |  | ThermoPower-VTS-HP15 | Automatic Drainback |  | Solar Storage and Auxiliary Tanks are separate | 39.6 | 1 | 0.75 | 55 | Z13 | [18 empty] | City of Hanford | FALSE | 81.04 |  | 2011-06-01: 2018-12-14; 2011-08-03: 2018-12-17; 2011-09-20: 2019-01-07 | 2117 | 6240 | Up-front Payment
SCG-012855 | Low Income Single Family Residential | Domestic Hot Water | Gas | Southern California Gas Company | Incentive:Paid | 2131 | 36.9 |  | 1 | 77 |  | 58 |  | 2018-12-18 11:43 | 2019-01-07 | INTELLIGENT GREEN SOLUTIONS CA | Retrofit | Hanford | Kings | 93230 | Host Customer is System Owner | 4 |  | 30004234 | SunMaxx Solar LLC | ThermoPower | VTS15-HP-G | Indirect Thermosyphon (IT) | 24.46 |  | ThermoPower-VTS-HP15 | Automatic Drainback |  | Solar Storage and Auxiliary Tanks are separate | 39.6 | 1 | 0.75 | 55 | Z13 | [18 empty] | City of Hanford | FALSE | 81.04 |  | 2011-06-01: 2018-12-14; 2011-08-03: 2018-12-18; 2011-09-20: 2019-01-07 | 2117 | 6240 | Up-front Payment
PGE-012856 | Single Family Residential | Domestic Hot Water | Gas | Pacific Gas and Electric | Incentive:Paid | 3522 | 29.85 |  | 1 | 118 |  | 118 |  | 2018-12-19 10:24 | 2019-01-15 | INTELLIGENT GREEN SOLUTIONS CA | Retrofit | Bakersfield | Kern | 93309 | Host Customer is System Owner | 5 |  | 30004236 | SunMaxx Solar LLC | ThermoPower | VTS30-HP-G | Indirect Thermosyphon (IT) | 47.9 |  | VTS-HP30 | Automatic Drainback |  | Solar Storage and Auxiliary Tanks are separate | 79 | 1 | 1 | 65 | Z13 | [18 empty] | City Of Bakersfield | FALSE | 52.88 |  | 2018-12-17 | 2018-12-21 |  |  | 2018-12-19 | 2019-01-15 | 2081 | 6240 | Up-front Payment
PGE-012857 | Single Family Residential | Domestic Hot Water | Gas | Pacific Gas and Electric | Incentive:Paid | 4366 | 29.85 |  | 1 | 193 |  | 174 |  | 2018-12-26 13:21 | 2019-01-24 | BONNEY INC | New Construction | BELVEDERE | Marin | 94920 | Host Customer is System Owner |  | 4 | 2007023B | HTP Comfort Solutions LLC | SOLAR SKIES | PR-119-64-GB | Indirect Forced Circulation (IF) | 63.87 |  | SS-32-FP | Glycol | Advanced Controller with a Vacation or Holiday Mode | Solar and Auxiliary Storage are the same Tank | 119 | 1 | 0.9 | 55 | Z03 | [18 empty] | Belvedere CA | FALSE | 108.81 |  | 2011-06-01: 2018-12-18; 2011-08-03: 2018-12-26; 2011-09-20: 2019-01-24 | 2081 | 21000 | Up-front Payment
SDG-012858 | Single Family Residential | Domestic Hot Water | Gas | San Diego Gas and Electric | Incentive:Paid | 3913 | 29.85 |  | 1 | 138 |  | 131 |  | 2019-01-11 17:31 | 2019-02-11 | CLEANTECH ENERGY SOLUTIONS INC | Retrofit | San Diego | San Diego | 92116 | Host Customer is System Owner | 4 |  | 2001001C | SunEarth, Inc. | SOLARAY | TE48P-80-2G | Indirect Forced Circulation (IF) | 49.3 |  | EP-24 / EP-24-0.75 | Glycol | Advanced Controller with a Vacation or Holiday Mode | Solar Storage and Auxiliary Tanks are separate | 80 | 0.95 | 1 | 55 | Z07 | [18 empty] | City of San Diego | FALSE | 67.44 |  | 2018-12-18 | 2019-01-28 |  |  | 2019-01-11 | 2019-02-11 | 2040 | 9307 | Up-front Payment
SDG-012859 | Single Family Residential | Domestic Hot Water | Gas | San Diego Gas and Electric | Incentive:Canceled | 3913 | 29.85 |  | 1 | 138 |  | 131 |  |  |  | CLEANTECH ENERGY SOLUTIONS INC | Retrofit | San Diego | San Diego | 92116 | Host Customer is System Owner | 4 |  | 2001001C | SunEarth, Inc. | SOLARAY | TE48P-80-2G | Indirect Forced Circulation (IF) | 49.3 |  | EP-24 / EP-24-0.75 | Glycol | Advanced Controller with a Vacation or Holiday Mode | Solar Storage and Auxiliary Tanks are separate | 80 | 0.95 | 1 | 55 | Z07 | [18 empty] | City of San Diego | FALSE | 67.44 |  | 2011-06-01: 2018-12-18 | 2139 | 9307 | Up-front Payment
SCG-012860 | Low Income Single Family Residential | Domestic Hot Water | Gas | Southern California Gas Company | Incentive:Paid | 4613 | 36.9 |  | 1 | 125 |  | 125 |  | 2018-12-19 14:33 | 2018-12-20 | TITANIUM POWER INC | Retrofit | Los Angeles | Los Angeles | 90023 | Host Customer is System Owner | 5 |  | 30004257 | Butler Sun Solutions, Inc. | SOLAR BUTLER | B-BT1-40-I | Indirect Forced Circulation (IF) | 43.72 |  | BT1 | Glycol | Advanced Controller with a Vacation or Holiday Mode | Solar Storage and Auxiliary Tanks are separate | 40 | 1 | 1 | 65 | Z09 | [18 empty] | Los Angeles | FALSE | 37.27 |  | 2011-06-01: 2018-12-18; 2011-08-03: 2018-12-19; 2011-09-20: 2018-12-20 | 2130 | 4659 | Up-front Payment
PGE-012861 | Low Income Multifamily Residential | Domestic Hot Water | Gas | Pacific Gas and Electric | Incentive:Canceled | 57396 | 24.89 |  | 1 | 2306 |  | 2306 |  | 2019-01-03 09:15 | 2019-02-06 |  | Retrofit | Antioch | Contra Costa | 94509 | Host Customer is System Owner | [7 empty] | 573.3 | 40.95 |  | Drainback | Drainback (Water) | Solar Storage and Auxiliary Tanks are separate |  | 1 | 1 | 1520 | Z12 | 38 | Units | Apartments/Condos | TRB-40 | 14 | 1 | 1100 | 1 | 200 | 2 | 500000 | TRUE | 140 | 140 |  | SunEarth - SETR A503 TTR U + VFS 10-200 |  | SunEarth - SETR A503 TTR U + VFS 10-200 |  | FALSE | 24.89 |  | 2019-01-02 | 2019-01-16 | 2019-01-03 | 2019-02-06 |  |  | 2089 | 57396 | Up-front Payment
SCG-012862 | Low Income Single Family Residential | Domestic Hot Water | Gas | Southern California Gas Company | Incentive:Paid | 3919 | 36.9 |  | 1 | 118 |  | 106 |  | 2018-12-19 10:05 | 2019-01-07 | INTELLIGENT GREEN SOLUTIONS CA | Retrofit | Hanford | Kings | 93230 | Host Customer is System Owner | 4 |  | 30004236 | SunMaxx Solar LLC | ThermoPower | VTS30-HP-G | Indirect Thermosyphon (IT) | 47.9 |  | VTS-HP30 | Automatic Drainback |  | Solar Storage and Auxiliary Tanks are separate | 79 | 1 | 0.9 | 55 | Z13 | [18 empty] | City of Hanford | FALSE | 52.88 |  | 2011-06-01: 2018-12-18; 2011-08-03: 2018-12-19; 2011-09-20: 2019-01-07 | 2117 | 6240 | Up-front Payment
SCG-012863 | Low Income Single Family Residential | Domestic Hot Water | Gas | Southern California Gas Company | Incentive:Paid | 3919 | 36.9 |  | 1 | 118 |  | 106 |  | 2018-12-19 10:44 | 2019-01-07 | INTELLIGENT GREEN SOLUTIONS CA | Retrofit | Hanford | Kings | 93230 | Host Customer is System Owner | 4 |  | 30004236 | SunMaxx Solar LLC | ThermoPower | VTS30-HP-G | Indirect Thermosyphon (IT) | 47.9 |  | VTS-HP30 | Automatic Drainback |  | Solar Storage and Auxiliary Tanks are separate | 79 | 1 | 0.9 | 55 | Z13 | [18 empty] | City of Hanford | FALSE | 52.88 |  | 2011-06-01: 2018-12-18; 2011-08-03: 2018-12-19; 2011-09-20: 2019-01-07 | 2117 | 6240 | Up-front Payment
SCG-012865 | Low Income Single Family Residential | Domestic Hot Water | Gas | Southern California Gas Company | Incentive:Paid | 3919 | 36.9 |  | 1 | 118 |  | 106 |  | 2018-12-19 10:15 | 2019-01-07 | INTELLIGENT GREEN SOLUTIONS CA | Retrofit | Hanford | Kings | 93230 | Host Customer is System Owner | 4 |  | 30004236 | SunMaxx Solar LLC | ThermoPower | VTS30-HP-G | Indirect Thermosyphon (IT) | 47.9 |  | VTS-HP30 | Automatic Drainback |  | Solar Storage and Auxiliary Tanks are separate | 79 | 1 | 0.9 | 55 | Z13 | [18 empty] | City of Hanford | FALSE | 52.88 |  | 2011-06-01: 2018-12-18; 2011-08-03: 2018-12-19; 2011-09-20: 2019-01-07 | 2117 | 6240 | Up-front Payment
SCG-012866 | Low Income Single Family Residential | Domestic Hot Water | Gas | Southern California Gas Company | Incentive:Paid | 3919 | 36.9 |  | 1 | 118 |  | 106 |  | 2018-12-19 10:36 | 2019-01-07 | INTELLIGENT GREEN SOLUTIONS CA | Retrofit | Hanford | Kings | 93230 | Host Customer is System Owner | 4 |  | 30004236 | SunMaxx Solar LLC | ThermoPower | VTS30-HP-G | Indirect Thermosyphon (IT) | 47.9 |  | VTS-HP30 | Automatic Drainback |  | Solar Storage and Auxiliary Tanks are separate | 79 | 1 | 0.9 | 55 | Z13 | [18 empty] | City of Hanford | FALSE | 52.88 |  | 2011-06-01: 2018-12-18; 2011-08-03: 2018-12-19; 2011-09-20: 2019-01-07 | 2117 | 6240 | Up-front Payment
SCG-012867 | Single Family Residential | Domestic Hot Water | Gas | Southern California Gas Company | Incentive:Paid | 4366 | 29.85 |  | 1 | 150 |  | 150 |  | 2018-12-19 12:12 | 2019-01-04 | DOCTOR PIPER INC | Retrofit | Van Nuys | Los Angeles | 91405 | Host Customer is System Owner | 3 |  | 30004247 | Heliodyne, Inc. | HELIO-PAS | HPAS 1 410 G 80 AC D Z | Indirect Forced Circulation (IF) | 40.17 |  | 410 001 | Glycol | Steam Back | Solar Storage and Auxiliary Tanks are separate | 80 | 1 | 1 | 45 | Z09 | [18 empty] | City of Los Angeles | FALSE | 53.33 |  | 2011-06-01: 2018-12-18; 2011-08-03: 2018-12-19; 2011-09-20: 2019-01-04 | 2118 | 8000 | Up-front Payment
SCG-012868 | Low Income Single Family Residential | Domestic Hot Water | Gas | Southern California Gas Company | Incentive:Paid | 5397 | 36.9 |  | 1 | 156 |  | 156 |  | 2018-12-20 10:50 | 2018-12-21 | EVOLUTION ENERGY SOLUTIONS L L C | Retrofit | Los Angeles | Los Angeles | 90011 | Host Customer is System Owner | 6 |  | 2001028G | SunEarth, Inc. | CASCADE | EPRD-64-80-2G | Indirect Forced Circulation (IF) | 65.67 |  | EP-32 / EP-32-0.75 | Automatic Drainback |  | Solar Storage and Auxiliary Tanks are separate | 80 | 1 | 1 | 75 | Z08 | [18 empty] | Los Angeles | FALSE | 53.49 |  | 2011-06-01: 2018-12-19; 2011-08-03: 2018-12-20; 2011-09-20: 2018-12-21 | 2130 | 8344.87 | Up-front Payment
SCG-012869 | Low Income Single Family Residential | Domestic Hot Water | Gas | Southern California Gas Company | Incentive:Paid | 5258 | 36.9 |  | 1 | 150 |  | 142 |  | 2018-12-19 16:14 | 2019-01-08 | DOCTOR PIPER INC | Retrofit | San Fernando | Los Angeles | 91340 | Host Customer is System Owner | 4 |  | 30004247 | Heliodyne, Inc. | HELIO-PAS | HPAS 1 410 G 80 AC D Z | Indirect Forced Circulation (IF) | 40.17 |  | 410 001 | Glycol | Steam Back | Solar Storage and Auxiliary Tanks are separate | 80 | 1 | 0.95 | 55 | Z09 | [18 empty] | City of San Fernando | FALSE | 53.33 |  | 2011-06-01: 2018-12-19; 2011-08-03: 2018-12-19; 2011-09-20: 2019-01-08 | 2116 | 8000 | Up-front Payment
PGE-012870 | Low Income Multifamily Residential | Domestic Hot Water | Gas | Pacific Gas and Electric | Incentive:Paid | 36041 | 24.89 |  | 1 | 1448 |  | 1448 |  | 2019-01-03 08:51 | 2019-01-18 | EVOLUTION ENERGY SOLUTIONS L L C | Retrofit | Oakland | Alameda | 94608 | Host Customer is System Owner | [7 empty] | 450.45 | 40.95 |  | Drainback | Pressure Stagnation Protection (PSP) | Solar Storage and Auxiliary Tanks are separate |  | 1 | 1 | 756 | Z03 | 18 | Units | Apartments/Condos | TRB-40 | 11 | 1 | 800 | 1 | 100 | 2 | 300000 | TRUE | 140 | 140 | [5 empty] | FALSE | 24.89 |  | 2019-01-02 | 2019-01-16 | 2019-01-03 | 2019-01-18 | 2020-10-26 | 2021-02-05 | 1335 | 36041 | Up-front Payment
PGE-012871 | Low Income Multifamily Residential | Domestic Hot Water | Gas | Pacific Gas and Electric | Incentive:Canceled | 100755 | 24.89 |  | 1 | 4048 |  | 4048 |  | 2019-01-03 08:57 | 2019-02-06 |  | Retrofit | Oakland | Alameda | 94608 | Host Customer is System Owner | [7 empty] | 1146.6 | 40.95 |  | Drainback | Pressure Stagnation Protection (PSP) | Solar Storage and Auxiliary Tanks are separate |  | 1 | 1 | 2470 | Z03 | 65 | Units | Apartments/Condos | TRB-40 | 28 | 1 | 2200 | 1 | 200 | 2 | 600000 | TRUE | 140 | 140 | [5 empty] | FALSE | 24.89 |  | 2019-01-02 | 2019-01-16 | 2019-01-03 | 2019-02-06 |  |  | 2089 | 100755 | Up-front Payment
SCG-012872 | Low Income Single Family Residential | Domestic Hot Water | Gas | Southern California Gas Company | Incentive:Paid | 4613 | 36.9 |  | 1 | 125 |  | 125 |  | 2019-01-04 10:52 | 2019-01-09 | TITANIUM POWER INC | Retrofit | Pomona | Pomona | 91766 | Host Customer is System Owner | 4 |  | 30004257 | Butler Sun Solutions, Inc. | SOLAR BUTLER | B-BT1-40-I | Indirect Forced Circulation (IF) | 43.72 |  | BT1 | Glycol | Advanced Controller with a Vacation or Holiday Mode | Solar Storage and Auxiliary Tanks are separate | 40 | 1 | 1 | 55 | Z09 | [18 empty] | Pomona | FALSE | 37.6 |  | 2011-06-01: 2018-12-19; 2011-08-03: 2019-01-04; 2011-09-20: 2019-01-09 | 2112 | 4700 | Up-front Payment
SCG-012873 | Low Income Single Family Residential | Domestic Hot Water | Gas | Southern California Gas Company | Incentive:Paid | 4613 | 36.9 |  | 1 | 125 |  | 125 |  | 2018-12-21 13:54 | 2019-01-04 | TITANIUM POWER INC | Retrofit | Pomona | Pomona | 91766 | Host Customer is System Owner | 5 |  | 30004257 | Butler Sun Solutions, Inc. | SOLAR BUTLER | B-BT1-40-I | Indirect Forced Circulation (IF) | 43.72 |  | BT1 | Glycol | Advanced Controller with a Vacation or Holiday Mode | Solar Storage and Auxiliary Tanks are separate | 40 | 1 | 1 | 65 | Z09 | [18 empty] | Pomona | FALSE | 37.6 |  | 2011-06-01: 2018-12-19; 2011-08-03: 2018-12-21; 2011-09-20: 2019-01-04 | 2117 | 4700 | Up-front Payment
SCG-012874 | Low Income Single Family Residential | Domestic Hot Water | Gas | Southern California Gas Company | Incentive:Paid | 4613 | 36.9 |  | 1 | 125 |  | 125 |  | 2018-12-21 13:51 | 2019-01-08 | TITANIUM POWER INC | Retrofit | Pomona | Pomona | 91766 | Host Customer is System Owner | 4 |  | 30004257 | Butler Sun Solutions, Inc. | SOLAR BUTLER | B-BT1-40-I | Indirect Forced Circulation (IF) | 43.72 |  | BT1 | Glycol | Advanced Controller with a Vacation or Holiday Mode | Solar Storage and Auxiliary Tanks are separate | 40 | 1 | 1 | 55 | Z09 | [18 empty] | Pomona | FALSE | 37.6 |  | 2011-06-01: 2018-12-19; 2011-08-03: 2018-12-21; 2011-09-20: 2019-01-08 | 2109 | 4700 | Up-front Payment
SCG-012875 | Low Income Single Family Residential | Domestic Hot Water | Gas | Southern California Gas Company | Incentive:Paid | 5397 | 36.9 |  | 1 | 150 |  | 150 |  | 2018-12-19 16:04 | 2019-02-04 | DOCTOR PIPER INC | Retrofit | Sylmar | Los Angeles | 91342 | Host Customer is System Owner | 3 |  | 30004247 | Heliodyne, Inc. | HELIO-PAS | HPAS 1 410 G 80 AC D Z | Indirect Forced Circulation (IF) | 40.17 |  | 410 001 | Glycol | Steam Back | Solar Storage and Auxiliary Tanks are separate | 80 | 1 | 1 | 45 | Z09 | [18 empty] | City of San Fernando | FALSE | 53.33 |  | 2011-06-01: 2018-12-19; 2011-08-03: 2018-12-19; 2011-09-20: 2019-02-04 | 2084 | 8000 | Up-front Payment
PGE-012876 | Single Family Residential | Domestic Hot Water | Gas | Pacific Gas and Electric | Incentive:Paid | 2184 | 29.85 |  | 1 | 77 |  | 73 |  | 2019-01-29 08:18 | 2019-04-24 | INTELLIGENT GREEN SOLUTIONS CA | Retrofit | SANGER | Fresno | 93657 | Host Customer is System Owner | 5 |  | 30004234 | SunMaxx Solar LLC | ThermoPower | VTS15-HP-G | Indirect Thermosyphon (IT) | 24.46 |  | ThermoPower-VTS-HP15 | Automatic Drainback |  | Solar Storage and Auxiliary Tanks are separate | 39.6 | 1 | 0.95 | 65 | Z13 | [18 empty] | City of Sanger | FALSE | 81.04 |  | 2018-12-20 | 2019-03-01 |  |  | 2019-01-29 | 2019-04-24 | 1996 | 6240 | Up-front Payment
PGE-012877 | Single Family Residential | Domestic Hot Water | Gas | Pacific Gas and Electric | Incentive:Paid | 2184 | 29.85 |  | 1 | 77 |  | 73 |  | 2018-12-27 11:26 | 2019-01-02 | INTELLIGENT GREEN SOLUTIONS CA | Retrofit | Sanger | Fresno | 93657 | Host Customer is System Owner | 4 |  | 30004234 | SunMaxx Solar LLC | ThermoPower | VTS15-HP-G | Indirect Thermosyphon (IT) | 24.46 |  | ThermoPower-VTS-HP15 | Automatic Drainback |  | Solar Storage and Auxiliary Tanks are separate | 39.6 | 1 | 0.95 | 55 | Z13 | [18 empty] | City of Sanger | FALSE | 81.04 |  | 2018-12-20 | 2019-01-02 |  |  | 2018-12-27 | 2019-01-02 | 2104 | 6240 | Up-front Payment
PGE-012879 | Single Family Residential | Domestic Hot Water | Gas | Pacific Gas and Electric | Incentive:Paid | 2184 | 29.85 |  | 1 | 77 |  | 73 |  | 2019-02-07 13:47 | 2019-03-19 | INTELLIGENT GREEN SOLUTIONS CA | Retrofit | Sanger | Fresno | 93657 | Host Customer is System Owner | 5 |  | 30004234 | SunMaxx Solar LLC | ThermoPower | VTS15-HP-G | Indirect Thermosyphon (IT) | 24.46 |  | ThermoPower-VTS-HP15 | Automatic Drainback |  | Solar Storage and Auxiliary Tanks are separate | 39.6 | 1 | 0.95 | 65 | Z13 | [18 empty] | City of Sanger | FALSE | 81.04 |  | 2018-12-20 | 2019-03-15 |  |  | 2019-02-07 | 2019-03-19 | 2020 | 6240 | Up-front Payment
PGE-012880 | Single Family Residential | Domestic Hot Water | Gas | Pacific Gas and Electric | Incentive:Paid | 1954 | 29.85 |  | 1 | 77 |  | 65 |  | 2019-02-01 14:44 | 2019-04-24 | INTELLIGENT GREEN SOLUTIONS CA | Retrofit | Sanger | Fresno | 93657 | Host Customer is System Owner | 4 |  | 30004234 | SunMaxx Solar LLC | ThermoPower | VTS15-HP-G | Indirect Thermosyphon (IT) | 24.46 |  | ThermoPower-VTS-HP15 | Automatic Drainback |  | Solar Storage and Auxiliary Tanks are separate | 39.6 | 1 | 0.85 | 55 | Z13 | [18 empty] | City of Sanger | FALSE | 81.04 |  | 2018-12-20 | 2019-03-27 |  |  | 2019-02-01 | 2019-04-24 | 1996 | 6240 | Up-front Payment
SCG-012881 | Low Income Single Family Residential | Domestic Hot Water | Gas | Southern California Gas Company | Incentive:Paid | 5397 | 36.9 |  | 1 | 150 |  | 150 |  | 2018-12-20 13:09 | 2019-01-28 | DOCTOR PIPER INC | Retrofit | Encino | Los Angeles | 91436 | Host Customer is System Owner | 4 |  | 30004247 | Heliodyne, Inc. | HELIO-PAS | HPAS 1 410 G 80 AC D Z | Indirect Forced Circulation (IF) | 40.17 |  | 410 001 | Glycol | Steam Back | Solar Storage and Auxiliary Tanks are separate | 80 | 1 | 1 | 55 | Z09 | [18 empty] | City of Los Angeles | FALSE | 53.33 |  | 2011-06-01: 2018-12-20; 2011-08-03: 2018-12-20; 2011-09-20: 2019-01-28 | 2097 | 8000 | Up-front Payment
SCG-012882 | Commercial/Multifamily Residential | Domestic Hot Water | Gas | Southern California Gas Company | Reservation:Canceled | 38422 | 20.19 |  | 1 | 1903 |  | 1903 |  | 2019-01-16 15:38 |  | SYNTHESIS CONSTRUCTION CORP | Retrofit | sun valley | Los Angeles | 91352 | Host Customer is System Owner | [7 empty] | 757.28 | 47.33 |  | Glycol | Steam Back | Solar Storage and Auxiliary Tanks are separate |  | 1 | 1 | 1600 | Z09 | 40 | Units | Apartments/Condos | 10001909 | 16 | 1 | 800 | 1 | 100 | 1 | 399000 | TRUE | 122 | 120 | [5 empty] | FALSE | 91.7 |  | 2011-06-01: 2018-12-21; 2011-06-21: 2019-02-14; 2011-06-23: 2019-01-16 | 2082 | 174505.07 | Up-front Payment
SCG-012883 | Low Income Single Family Residential | Domestic Hot Water | Gas | Southern California Gas Company | Incentive:Paid | 3625 | 36.9 |  | 1 | 131 |  | 98 |  | 2019-01-07 13:33 | 2019-01-10 | EVOLUTION ENERGY SOLUTIONS L L C | Retrofit | Los Angeles | Los Angeles | 90044 | Host Customer is System Owner | 4 |  | 2001028E | SunEarth, Inc. | CASCADE | EPRD-48-80-2G | Indirect Forced Circulation (IF) | 49.3 |  | EP-24 / EP-24-0.75 | Automatic Drainback |  | Solar Storage and Auxiliary Tanks are separate | 80 | 1 | 0.75 | 55 | Z08 | [18 empty] | Los Angeles | FALSE | 62.05 |  | 2011-06-01: 2018-12-27; 2011-08-03: 2019-01-07; 2011-09-20: 2019-01-10 | 2112 | 8128.87 | Up-front Payment
SCG-012884 | Low Income Single Family Residential | Domestic Hot Water | Gas | Southern California Gas Company | Incentive:Paid | 4834 | 36.9 |  | 1 | 131 |  | 131 |  | 2019-01-07 10:47 | 2019-01-11 | EVOLUTION ENERGY SOLUTIONS L L C | Retrofit | Los Angeles | Los Angeles | 90044 | Host Customer is System Owner | 5 |  | 2001028E | SunEarth, Inc. | CASCADE | EPRD-48-80-2G | Indirect Forced Circulation (IF) | 49.3 |  | EP-24 / EP-24-0.75 | Automatic Drainback |  | Solar Storage and Auxiliary Tanks are separate | 80 | 1 | 1 | 65 | Z08 | [18 empty] | Los Angeles | FALSE | 62.05 |  | 2011-06-01: 2018-12-27; 2011-08-03: 2019-01-07; 2011-09-20: 2019-01-11 | 2112 | 8128.87 | Up-front Payment
SCG-012885 | Low Income Single Family Residential | Domestic Hot Water | Gas | Southern California Gas Company | Incentive:Paid | 4109 | 36.9 |  | 1 | 131 |  | 111 |  | 2019-01-23 13:54 | 2019-01-29 | EVOLUTION ENERGY SOLUTIONS L L C | Retrofit | Los Angeles | Los Angeles | 90044 | Host Customer is System Owner | 6 |  | 2001028E | SunEarth, Inc. | CASCADE | EPRD-48-80-2G | Indirect Forced Circulation (IF) | 49.3 |  | EP-24 / EP-24-0.75 | Automatic Drainback |  | Solar Storage and Auxiliary Tanks are separate | 80 | 1 | 0.85 | 75 | Z08 | [18 empty] | Los Angeles | FALSE | 56.52 |  | 2011-06-01: 2018-12-27; 2011-08-03: 2019-01-23; 2011-09-20: 2019-01-29 | 2091 | 7403.87 | Up-front Payment
SCG-012886 | Low Income Single Family Residential | Domestic Hot Water | Gas | Southern California Gas Company | Incentive:Paid | 5351 | 36.9 |  | 1 | 145 |  | 145 |  | 2018-12-28 10:08 | 2019-01-23 | DOCTOR PIPER INC | Retrofit | Van Nuys | Los Angeles | 91411 | Host Customer is System Owner | 3 |  | 2011141B | Heliodyne, Inc. | HELIOPAK | HPAK 016 1 410 G 80 ACD Z | Indirect Forced Circulation (IF) | 40.17 |  | 410 001 | Glycol | Steam Back | Solar Storage and Auxiliary Tanks are separate | 80 | 1 | 1 | 45 | Z09 | [18 empty] | City of Los Angeles | FALSE | 55.17 |  | 2011-06-01: 2018-12-28; 2011-08-03: 2018-12-28; 2011-09-20: 2019-01-23 | 2099 | 8000 | Up-front Payment
SCG-012887 | Commercial/Multifamily Residential | Domestic Hot Water | Gas | Southern California Gas Company | Incentive:Canceled | 212197 | 20.19 |  | 1 | 10510 |  | 10510 |  | 2019-01-02 11:19 | 2019-01-10 |  | Retrofit | Los Angeles | Los Angeles | 90036 | Host Customer is System Owner | [7 empty] | 2866.5 | 40.95 |  | Drainback | Drainback (Water) | Solar Storage and Auxiliary Tanks are separate |  | 1 | 1 | 6253 | Z09 | 169 | Units | Apartments/Condos | TRB-40 | 70 | 1 | 5000 | 1 | 200 | 1 | 1500000 | TRUE | 140 | 140 |  | SunEarth - SETR A503 TTR U + VFS 10-200 |  | SunEarth - SETR A503 TTR U + VFS 10-200 |  | FALSE | 20.19 |  | 2011-06-01: 2018-12-28; 2011-06-23: 2019-01-02; 2011-07-01: 2019-01-10 | 2116 | 212197 | Up-front Payment
SCG-012888 | Single Family Residential | Domestic Hot Water | Gas | Southern California Gas Company | Incentive:Paid | 4328 | 29.85 |  | 1 | 145 |  | 145 |  | 2018-12-28 15:12 | 2019-01-03 | DOCTOR PIPER INC | Retrofit | Van Nuys | Los Angeles | 91401 | Host Customer is System Owner | 3 |  | 2011141B | Heliodyne, Inc. | HELIOPAK | HPAK 016 1 410 G 80 ACD Z | Indirect Forced Circulation (IF) | 40.17 |  | 410 001 | Glycol | Steam Back | Solar Storage and Auxiliary Tanks are separate | 80 | 1 | 1 | 45 | Z09 | [18 empty] | City of Los Angeles | FALSE | 55.17 |  | 2011-06-01: 2018-12-28; 2011-08-03: 2018-12-28; 2011-09-20: 2019-01-03 | 2118 | 8000 | Up-front Payment
SCG-012889 | Low Income Single Family Residential | Domestic Hot Water | Gas | Southern California Gas Company | Incentive:Paid | 5397 | 36.9 |  | 1 | 150 |  | 150 |  | 2019-01-15 12:42 | 2019-01-23 | DOCTOR PIPER INC | Retrofit | Studio City | Los Angeles | 91604 | Host Customer is System Owner | 2 |  | 30004247 | Heliodyne, Inc. | HELIO-PAS | HPAS 1 410 G 80 AC D Z | Indirect Forced Circulation (IF) | 40.17 |  | 410 001 | Glycol | Steam Back | Solar Storage and Auxiliary Tanks are separate | 80 | 1 | 1 | 35 | Z09 | [18 empty] | City of Los Angeles | FALSE | 53.33 |  | 2011-06-01: 2018-12-28; 2011-08-03: 2019-01-15; 2011-09-20: 2019-01-23 | 2099 | 8000 | Up-front Payment
SCG-012890 | Low Income Single Family Residential | Domestic Hot Water | Gas | Southern California Gas Company | Incentive:Paid | 3919 | 36.9 |  | 1 | 118 |  | 106 |  | 2019-01-04 12:26 | 2019-01-14 | INTELLIGENT GREEN SOLUTIONS CA | Retrofit | Hanford | Kings | 93230 | Host Customer is System Owner | 4 |  | 30004236 | SunMaxx Solar LLC | ThermoPower | VTS30-HP-G | Indirect Thermosyphon (IT) | 47.9 |  | VTS-HP30 | Automatic Drainback |  | Solar Storage and Auxiliary Tanks are separate | 79 | 1 | 0.9 | 55 | Z13 | [18 empty] | City of Hanford | FALSE | 52.88 |  | 2011-06-01: 2018-12-31; 2011-08-03: 2019-01-04; 2011-09-20: 2019-01-14 | 2110 | 6240 | Up-front Payment
SCG-012891 | Low Income Single Family Residential | Domestic Hot Water | Gas | Southern California Gas Company | Incentive:Paid | 3919 | 36.9 |  | 1 | 118 |  | 106 |  | 2019-01-04 12:29 | 2019-01-14 | INTELLIGENT GREEN SOLUTIONS CA | Retrofit | Hanford | Kings | 93230 | Host Customer is System Owner | 4 |  | 30004236 | SunMaxx Solar LLC | ThermoPower | VTS30-HP-G | Indirect Thermosyphon (IT) | 47.9 |  | VTS-HP30 | Automatic Drainback |  | Solar Storage and Auxiliary Tanks are separate | 79 | 1 | 0.9 | 55 | Z13 | [18 empty] | City of Hanford | FALSE | 52.88 |  | 2011-06-01: 2018-12-31; 2011-08-03: 2019-01-04; 2011-09-20: 2019-01-14 | 2110 | 6240 | Up-front Payment
SCG-012892 | Low Income Single Family Residential | Domestic Hot Water | Gas | Southern California Gas Company | Incentive:Paid | 3919 | 36.9 |  | 1 | 118 |  | 106 |  | 2019-01-04 12:32 | 2019-01-14 | INTELLIGENT GREEN SOLUTIONS CA | Retrofit | Hanford | Kings | 93230 | Host Customer is System Owner | 4 |  | 30004236 | SunMaxx Solar LLC | ThermoPower | VTS30-HP-G | Indirect Thermosyphon (IT) | 47.9 |  | VTS-HP30 | Automatic Drainback |  | Solar Storage and Auxiliary Tanks are separate | 79 | 1 | 0.9 | 55 | Z13 | [18 empty] | City of Hanford | FALSE | 52.88 |  | 2011-06-01: 2018-12-31; 2011-08-03: 2019-01-04; 2011-09-20: 2019-01-14 | 2110 | 6240 | Up-front Payment
SCG-012893 | Low Income Single Family Residential | Domestic Hot Water | Gas | Southern California Gas Company | Incentive:Paid | 3919 | 36.9 |  | 1 | 118 |  | 106 |  | 2019-01-04 12:36 | 2019-01-14 | INTELLIGENT GREEN SOLUTIONS CA | Retrofit | Hanford | Kings | 93230 | Host Customer is System Owner | 4 |  | 30004236 | SunMaxx Solar LLC | ThermoPower | VTS30-HP-G | Indirect Thermosyphon (IT) | 47.9 |  | VTS-HP30 | Automatic Drainback |  | Solar Storage and Auxiliary Tanks are separate | 79 | 1 | 0.9 | 55 | Z13 | [18 empty] | City of Hanford | FALSE | 52.88 |  | 2011-06-01: 2019-01-02; 2011-08-03: 2019-01-04; 2011-09-20: 2019-01-14 | 2110 | 6240 | Up-front Payment
SCG-012894 | Low Income Single Family Residential | Domestic Hot Water | Gas | Southern California Gas Company | Incentive:Paid | 3919 | 36.9 |  | 1 | 118 |  | 106 |  | 2019-01-04 13:20 | 2019-01-14 | INTELLIGENT GREEN SOLUTIONS CA | Retrofit | Hanford | Kings | 93230 | Host Customer is System Owner | 4 |  | 30004236 | SunMaxx Solar LLC | ThermoPower | VTS30-HP-G | Indirect Thermosyphon (IT) | 47.9 |  | VTS-HP30 |  |  | Solar Storage and Auxiliary Tanks are separate | 79 | 1 | 0.9 | 55 | Z13 | [18 empty] | City of Hanford | FALSE | 52.88 |  | 2011-06-01: 2019-01-02; 2011-08-03: 2019-01-04; 2011-09-20: 2019-01-14 | 2110 | 6240 | Up-front Payment
SCG-012895 | Low Income Single Family Residential | Domestic Hot Water | Gas | Southern California Gas Company | Incentive:Paid | 3919 | 36.9 |  | 1 | 118 |  | 106 |  | 2019-01-04 13:28 | 2019-01-14 | INTELLIGENT GREEN SOLUTIONS CA | Retrofit | Hanford | Kings | 93230 | Host Customer is System Owner | 4 |  | 30004236 | SunMaxx Solar LLC | ThermoPower | VTS30-HP-G | Indirect Thermosyphon (IT) | 47.9 |  | VTS-HP30 | Automatic Drainback |  | Solar Storage and Auxiliary Tanks are separate | 79 | 1 | 0.9 | 55 | Z13 | [18 empty] | City of Hanford | FALSE | 52.88 |  | 2011-06-01: 2019-01-02; 2011-08-03: 2019-01-04; 2011-09-20: 2019-01-14 | 2110 | 6240 | Up-front Payment
SCG-012896 | Commercial Pools | Pool Heating | Gas | Southern California Gas Company | Incentive:Canceled | 6398 | 7 |  | 1 | 914 |  | 914 |  | 2019-01-03 10:27 | 2019-01-24 | SUNX SOLAR INC | Retrofit | Brmuda Dunes | Riverside | 92203 | Host Customer is System Owner | [7 empty] | 400 | 50 |  | Drainback |  |  |  | 1 | 1 |  | Z15 |  |  |  | 10001884 | 8 | 1 | [5 empty] | FALSE | [7 empty] | FALSE | 14 |  | 2011-06-01: 2019-01-02; 2011-06-23: 2019-01-03; 2011-07-01: 2019-01-24 | 2102 | 12796 | Up-front Payment
SCG-012897 | Low Income Single Family Residential | Domestic Hot Water | Gas | Southern California Gas Company | Incentive:Paid | 3919 | 36.9 |  | 1 | 118 |  | 106 |  | 2019-01-04 13:32 | 2019-01-14 | INTELLIGENT GREEN SOLUTIONS CA | Retrofit | Hanford | Kings | 93230 | Host Customer is System Owner | 4 |  | 30004236 | SunMaxx Solar LLC | ThermoPower | VTS30-HP-G | Indirect Thermosyphon (IT) | 47.9 |  | VTS-HP30 | Automatic Drainback |  | Solar Storage and Auxiliary Tanks are separate | 79 | 1 | 0.9 | 55 | Z13 | [18 empty] | City of Hanford | FALSE | 52.88 |  | 2011-06-01: 2019-01-03; 2011-08-03: 2019-01-04; 2011-09-20: 2019-01-14 | 2110 | 6240 | Up-front Payment
SCG-012898 | Low Income Single Family Residential | Domestic Hot Water | Gas | Southern California Gas Company | Incentive:Paid | 3919 | 36.9 |  | 1 | 118 |  | 106 |  | 2019-01-04 12:52 | 2019-01-14 | INTELLIGENT GREEN SOLUTIONS CA | Retrofit | Hanford | Kings | 93230 | Host Customer is System Owner | 4 |  | 30004236 | SunMaxx Solar LLC | ThermoPower | VTS30-HP-G | Indirect Thermosyphon (IT) | 47.9 |  | VTS-HP30 | Automatic Drainback |  | Solar Storage and Auxiliary Tanks are separate | 79 | 1 | 0.9 | 55 | Z13 | [18 empty] | City of Hanford | FALSE | 52.88 |  | 2011-06-01: 2019-01-03; 2011-08-03: 2019-01-04; 2011-09-20: 2019-01-14 | 2110 | 6240 | Up-front Payment
SCG-012899 | Low Income Single Family Residential | Domestic Hot Water | Gas | Southern California Gas Company | Incentive:Paid | 3919 | 36.9 |  | 1 | 118 |  | 106 |  | 2019-01-04 13:06 | 2019-01-14 | INTELLIGENT GREEN SOLUTIONS CA | Retrofit | Hanford | Kings | 93230 | Host Customer is System Owner | 5 |  | 30004236 | SunMaxx Solar LLC | ThermoPower | VTS30-HP-G | Indirect Thermosyphon (IT) | 47.9 |  | VTS-HP30 | Automatic Drainback |  | Solar Storage and Auxiliary Tanks are separate | 79 | 1 | 0.9 | 65 | Z13 | [18 empty] | City of Hanford | FALSE | 52.88 |  | 2011-06-01: 2019-01-03; 2011-08-03: 2019-01-04; 2011-09-20: 2019-01-14 | 2110 | 6240 | Up-front Payment
SCG-012900 | Low Income Single Family Residential | Domestic Hot Water | Gas | Southern California Gas Company | Incentive:Paid | 3919 | 36.9 |  | 1 | 118 |  | 106 |  | 2019-01-04 13:37 | 2019-01-14 | INTELLIGENT GREEN SOLUTIONS CA | Retrofit | Hanford | Kings | 93230 | Host Customer is System Owner | 5 |  | 30004236 | SunMaxx Solar LLC | ThermoPower | VTS30-HP-G | Indirect Thermosyphon (IT) | 47.9 |  | VTS-HP30 | Automatic Drainback |  | Solar Storage and Auxiliary Tanks are separate | 79 | 1 | 0.9 | 65 | Z13 | [18 empty] | City of Hanford | FALSE | 52.88 |  | 2011-06-01: 2019-01-03; 2011-08-03: 2019-01-04; 2011-09-20: 2019-01-14 | 2110 | 6240 | Up-front Payment
PGE-012901 | Single Family Residential | Domestic Hot Water | Gas | Pacific Gas and Electric | Incentive:Paid | 3015 | 29.85 |  | 1 | 101 |  | 101 |  | 2019-01-03 12:10 | 2019-01-16 | ACR SOLAR INTERNATIONAL CORP | Retrofit | SACRAMENTO | Sacramento | 95834 | Host Customer is System Owner | 4 |  | 30004268 | ACR Solar International | SKYLINE SYSTEM 5 | 200153C75EXG | Indirect Forced Circulation (IF) | 60.97 |  | 2025-10-01 | Glycol | Heat Dump Radiator | Solar and Auxiliary Storage are the same Tank | 75 | 1 | 1 | 55 | Z12 | [18 empty] | City Sacramento | FALSE | 75.25 |  | 2019-01-03 | 2019-01-16 |  |  | 2019-01-03 | 2019-01-16 | 2081 | 7600 | Up-front Payment
SCG-012902 | Low Income Single Family Residential | Domestic Hot Water | Gas | Southern California Gas Company | Incentive:Paid | 3919 | 36.9 |  | 1 | 118 |  | 106 |  | 2019-01-04 13:44 | 2019-01-14 | INTELLIGENT GREEN SOLUTIONS CA | Retrofit | Hanford | Kings | 93230 | Host Customer is System Owner | 4 |  | 30004236 | SunMaxx Solar LLC | ThermoPower | VTS30-HP-G | Indirect Thermosyphon (IT) | 47.9 |  | VTS-HP30 | Automatic Drainback |  | Solar Storage and Auxiliary Tanks are separate | 79 | 1 | 0.9 | 55 | Z13 | [18 empty] | City of Hanford | FALSE | 52.88 |  | 2011-06-01: 2019-01-03; 2011-08-03: 2019-01-04; 2011-09-20: 2019-01-14 | 2110 | 6240 | Up-front Payment
SCG-012903 | Low Income Single Family Residential | Domestic Hot Water | Gas | Southern California Gas Company | Incentive:Canceled | 3919 | 36.9 |  | 1 | 118 |  | 106 |  | 2019-01-04 13:41 |  | INTELLIGENT GREEN SOLUTIONS CA | Retrofit | Hanford | Kings | 93230 | Host Customer is System Owner | 5 |  | 30004236 | SunMaxx Solar LLC | ThermoPower | VTS30-HP-G | Indirect Thermosyphon (IT) | 47.9 |  | VTS-HP30 | Automatic Drainback |  | Solar Storage and Auxiliary Tanks are separate | 79 | 1 | 0.9 | 65 | Z13 | [18 empty] | City of Hanford | FALSE | 52.88 |  | 2011-06-01: 2019-01-03; 2011-06-21: 2019-02-07; 2011-08-03: 2019-01-04 | 2088 | 6240 | Up-front Payment
SCG-012904 | Low Income Single Family Residential | Domestic Hot Water | Gas | Southern California Gas Company | Incentive:Paid | 5351 | 36.9 |  | 1 | 145 |  | 145 |  | 2019-01-30 14:36 | 2019-03-04 | DOCTOR PIPER INC | Retrofit | Sylmar | Los Angeles | 91342 | Host Customer is System Owner | 4 |  | 2011141B | Heliodyne, Inc. | HELIOPAK | HPAK 016 1 410 G 80 ACD Z | Indirect Forced Circulation (IF) | 40.17 |  | 410 001 | Glycol | Steam Back | Solar Storage and Auxiliary Tanks are separate | 80 | 1 | 1 | 55 | Z09 | [18 empty] | City of Los Angeles | FALSE | 36.9 |  | 2011-06-01: 2019-01-03; 2011-08-03: 2019-01-30; 2011-09-20: 2019-03-04 | 2061 | 5351 | Up-front Payment
SCG-012905 | Commercial Pools | Pool Heating | Gas | Southern California Gas Company | Incentive:Paid | 8505 | 7 |  | 1 | 1215 |  | 1215 |  | 2019-01-07 16:23 | 2019-01-10 | SUNTREK INDUSTRIES INC | Retrofit | Westminster | Orange | 92683 | Host Customer is System Owner | [7 empty] | 528 | 44 |  | Drainback |  |  |  | 1 | 1 |  | Z06 |  |  |  | 2007048A | 12 | 1 | [5 empty] | FALSE |  |  |  | SunEarth - SETR A503 TTR U + VFS 20-400 |  | SunEarth - SETR A503 TTR U + VFS 20-400 | Westminster | FALSE | 14.17 |  | 2019-01-03 |  | 2019-01-07 | 2019-01-10 | 2019-01-17 | 2019-03-12 | 2053 | 17220 | Up-front Payment
SCG-012906 | Low Income Single Family Residential | Domestic Hot Water | Gas | Southern California Gas Company | Incentive:Paid | 4613 | 36.9 |  | 1 | 125 |  | 125 |  | 2019-01-09 13:43 | 2019-01-10 | TITANIUM POWER INC | Retrofit | Pomona | Pomona | 91767 | Host Customer is System Owner | 10 |  | 30004257 | Butler Sun Solutions, Inc. | SOLAR BUTLER | B-BT1-40-I | Indirect Forced Circulation (IF) | 43.72 |  | BT1 | Glycol | Advanced Controller with a Vacation or Holiday Mode | Solar Storage and Auxiliary Tanks are separate | 40 | 1 | 1 | 115 | Z09 | [18 empty] | Pomona | FALSE | 37.6 |  | 2011-06-01: 2019-01-04; 2011-08-03: 2019-01-09; 2011-09-20: 2019-01-10 | 2112 | 4700 | Up-front Payment
SCG-012907 | Low Income Single Family Residential | Domestic Hot Water | Gas | Southern California Gas Company | Incentive:Paid | 5351 | 36.9 |  | 1 | 145 |  | 145 |  | 2019-01-08 12:49 | 2019-01-28 | DOCTOR PIPER INC | Retrofit | Sylmar | Los Angeles | 91342 | Host Customer is System Owner | 3 |  | 2011141B | Heliodyne, Inc. | HELIOPAK | HPAK 016 1 410 G 80 ACD Z | Indirect Forced Circulation (IF) | 40.17 |  | 410 001 | Glycol | Steam Back | Solar Storage and Auxiliary Tanks are separate | 80 | 1 | 1 | 45 | Z09 | [18 empty] | City of Los Angeles | FALSE | 55.17 |  | 2011-06-01: 2019-01-04; 2011-08-03: 2019-01-08; 2011-09-20: 2019-01-28 | 2097 | 8000 | Up-front Payment
SCG-012908 | Low Income Single Family Residential | Domestic Hot Water | Gas | Southern California Gas Company | Incentive:Paid | 5351 | 36.9 |  | 1 | 145 |  | 145 |  | 2019-01-30 14:55 | 2019-05-10 | DOCTOR PIPER INC | Retrofit | Mission Hills | Los Angeles | 91345 | Host Customer is System Owner | 4 |  | 2011141B | Heliodyne, Inc. | HELIOPAK | HPAK 016 1 410 G 80 ACD Z | Indirect Forced Circulation (IF) | 40.17 |  | 410 001 | Glycol | Steam Back | Solar Storage and Auxiliary Tanks are separate | 80 | 1 | 1 | 55 | Z09 | [18 empty] | City of Los Angeles | FALSE | 55.17 |  | 2011-06-01: 2019-01-04; 2011-08-03: 2019-01-30; 2011-09-20: 2019-05-10 | 1986 | 8000 | Up-front Payment
SCG-012909 | Low Income Single Family Residential | Domestic Hot Water | Gas | Southern California Gas Company | Incentive:Paid | 5351 | 36.9 |  | 1 | 145 |  | 145 |  | 2019-01-07 13:56 | 2019-01-11 | DOCTOR PIPER INC | Retrofit | Arleta | Los Angeles | 91331 | Host Customer is System Owner | 4 |  | 2011141B | Heliodyne, Inc. | HELIOPAK | HPAK 016 1 410 G 80 ACD Z | Indirect Forced Circulation (IF) | 40.17 |  | 410 001 | Glycol | Steam Back | Solar Storage and Auxiliary Tanks are separate | 81 | 1 | 1 | 55 | Z09 | [18 empty] | Los Angeles Department of Building and Safety | FALSE | 55.17 |  | 2011-06-01: 2019-01-04; 2011-08-03: 2019-01-07; 2011-09-20: 2019-01-11 | 2112 | 8000 | Up-front Payment
SCG-012910 | Low Income Single Family Residential | Domestic Hot Water | Gas | Southern California Gas Company | Incentive:Paid | 5351 | 36.9 |  | 1 | 145 |  | 145 |  | 2019-01-09 14:03 | 2019-01-11 | DOCTOR PIPER INC | Retrofit | Mission Hills | Los Angeles | 91345 | Host Customer is System Owner | 3 |  | 2011141B | Heliodyne, Inc. | HELIOPAK | HPAK 016 1 410 G 80 ACD Z | Indirect Forced Circulation (IF) | 40.17 |  | 410 001 | Glycol | Steam Back | Solar Storage and Auxiliary Tanks are separate | 80 | 1 | 1 | 45 | Z09 | [18 empty] | City of Los Angeles | FALSE | 55.17 |  | 2011-06-01: 2019-01-04; 2011-08-03: 2019-01-09; 2011-09-20: 2019-01-11 | 2112 | 8000 | Up-front Payment
SCG-012911 | Commercial/Multifamily Residential | Domestic Hot Water | Gas | Southern California Gas Company | Incentive:Paid | 7551 | 20.19 |  | 1 | 374 |  | 374 |  | 2019-02-01 11:11 | 2019-02-13 | INTELLIGENT GREEN SOLUTIONS CA | Retrofit | Hanford | Kings | 93230 | Lease | [7 empty] | 117.96 | 29.49 |  | Glycol | Steam Back | Solar Storage and Auxiliary Tanks are separate |  | 1 | 1 | 532 | Z13 |  |  | Other | 10002034 | 4 | 1 | 150 | 1 | 80 | 1 | 75100 | FALSE | 160 | 140 |  |  |  |  | City of Hanford | FALSE | 41 |  | 2019-01-07 |  | 2019-02-01 | 2019-02-13 | 2019-02-22 | 2019-03-01 | 2061 | 15335 | Up-front Payment
SCG-012912 | Low Income Single Family Residential | Domestic Hot Water | Gas | Southern California Gas Company | Incentive:Paid | 3266 | 36.9 |  | 1 | 118 |  | 88 |  | 2019-01-11 13:33 | 2019-01-17 | INTELLIGENT GREEN SOLUTIONS CA | Retrofit | Hanford | Kings | 93230 | Host Customer is System Owner | 7 |  | 30004236 | SunMaxx Solar LLC | ThermoPower | VTS30-HP-G | Indirect Thermosyphon (IT) | 47.9 |  | VTS-HP30 | Automatic Drainback |  | Solar Storage and Auxiliary Tanks are separate | 79 | 1 | 0.75 | 85 | Z13 | [18 empty] | City of Hanford | FALSE | 52.88 |  | 2011-06-01: 2019-01-08; 2011-08-03: 2019-01-11; 2011-09-20: 2019-01-17 | 2099 | 6240 | Up-front Payment
SCG-012913 | Low Income Single Family Residential | Domestic Hot Water | Gas | Southern California Gas Company | Incentive:Paid | 3266 | 36.9 |  | 1 | 118 |  | 88 |  | 2019-01-11 13:35 | 2019-01-17 | INTELLIGENT GREEN SOLUTIONS CA | Retrofit | Hanford | Kings | 93230 | Host Customer is System Owner | 4 |  | 30004236 | SunMaxx Solar LLC | ThermoPower | VTS30-HP-G | Indirect Thermosyphon (IT) | 47.9 |  | VTS-HP30 | Automatic Drainback |  | Solar Storage and Auxiliary Tanks are separate | 79 | 1 | 0.75 | 55 | Z13 | [18 empty] | City of Hanford | FALSE | 52.88 |  | 2011-06-01: 2019-01-08; 2011-08-03: 2019-01-11; 2011-09-20: 2019-01-17 | 2099 | 6240 | Up-front Payment
SCG-012914 | Low Income Single Family Residential | Domestic Hot Water | Gas | Southern California Gas Company | Incentive:Paid | 3048 | 36.9 |  | 1 | 118 |  | 83 |  | 2019-01-11 13:37 | 2019-01-28 | INTELLIGENT GREEN SOLUTIONS CA | Retrofit | Hanford | Kings | 93230 | Host Customer is System Owner | 5 |  | 30004236 | SunMaxx Solar LLC | ThermoPower | VTS30-HP-G | Indirect Thermosyphon (IT) | 47.9 |  | VTS-HP30 | Automatic Drainback |  | Solar Storage and Auxiliary Tanks are separate | 79 | 1 | 0.7 | 65 | Z13 | [18 empty] | City of Hanford | FALSE | 52.88 |  | 2011-06-01: 2019-01-08; 2011-08-03: 2019-01-11; 2011-09-20: 2019-01-28 | 2096 | 6240 | Up-front Payment
SCG-012915 | Low Income Single Family Residential | Domestic Hot Water | Gas | Southern California Gas Company | Incentive:Paid | 3048 | 36.9 |  | 1 | 118 |  | 83 |  | 2019-01-11 13:39 | 2019-01-28 | INTELLIGENT GREEN SOLUTIONS CA | Retrofit | Hanford | Kings | 93230 | Host Customer is System Owner | 7 |  | 30004236 | SunMaxx Solar LLC | ThermoPower | VTS30-HP-G | Indirect Thermosyphon (IT) | 47.9 |  | VTS-HP30 | Automatic Drainback |  | Solar Storage and Auxiliary Tanks are separate | 79 | 1 | 0.7 | 85 | Z13 | [18 empty] | City of Hanford | FALSE | 52.88 |  | 2011-06-01: 2019-01-08; 2011-08-03: 2019-01-11; 2011-09-20: 2019-01-28 | 2096 | 6240 | Up-front Payment
SCG-012916 | Low Income Single Family Residential | Domestic Hot Water | Gas | Southern California Gas Company | Incentive:Paid | 3048 | 36.9 |  | 1 | 118 |  | 83 |  | 2019-01-11 13:41 | 2019-01-28 | INTELLIGENT GREEN SOLUTIONS CA | Retrofit | Hanford | Kings | 93230 | Host Customer is System Owner | 5 |  | 30004236 | SunMaxx Solar LLC | ThermoPower | VTS30-HP-G | Indirect Thermosyphon (IT) | 47.9 |  | VTS-HP30 | Automatic Drainback |  | Solar Storage and Auxiliary Tanks are separate | 79 | 1 | 0.7 | 65 | Z13 | [18 empty] | City of Hanford | FALSE | 52.88 |  | 2011-06-01: 2019-01-08; 2011-08-03: 2019-01-11; 2011-09-20: 2019-01-28 | 2096 | 6240 | Up-front Payment
SCG-012917 | Low Income Single Family Residential | Domestic Hot Water | Gas | Southern California Gas Company | Incentive:Paid | 3266 | 36.9 |  | 1 | 118 |  | 88 |  | 2019-01-11 14:06 | 2019-01-17 | INTELLIGENT GREEN SOLUTIONS CA | Retrofit | Hanford | Kings | 93230 | Host Customer is System Owner | 7 |  | 30004236 | SunMaxx Solar LLC | ThermoPower | VTS30-HP-G | Indirect Thermosyphon (IT) | 47.9 |  | VTS-HP30 | Automatic Drainback |  | Solar Storage and Auxiliary Tanks are separate | 79 | 1 | 0.75 | 85 | Z13 | [18 empty] | City of Hanford | FALSE | 52.88 |  | 2011-06-01: 2019-01-08; 2011-08-03: 2019-01-11; 2011-09-20: 2019-01-17 | 2099 | 6240 | Up-front Payment
SCG-012919 | Low Income Single Family Residential | Domestic Hot Water | Gas | Southern California Gas Company | Incentive:Paid | 5351 | 36.9 |  | 1 | 145 |  | 145 |  | 2019-01-11 16:14 | 2019-01-15 | DOCTOR PIPER INC | Retrofit | San Fernando | Los Angeles | 91340 | Host Customer is System Owner | 5 |  | 2011141B | Heliodyne, Inc. | HELIOPAK | HPAK 016 1 410 G 80 ACD Z | Indirect Forced Circulation (IF) | 40.17 |  | 410 001 | Glycol | Steam Back | Solar Storage and Auxiliary Tanks are separate | 80 | 1 | 1 | 65 | Z09 | [18 empty] | City of San Fernando | FALSE | 55.17 |  | 2011-06-01: 2019-01-08; 2011-08-03: 2019-01-11; 2011-09-20: 2019-01-15 | 2109 | 8000 | Up-front Payment
SCG-012920 | Commercial/Multifamily Residential | Domestic Hot Water | Gas | Southern California Gas Company | Incentive:Paid | 20796 | 20.19 |  | 1 | 1030 |  | 1030 |  | 2019-02-01 14:53 | 2019-02-13 | INTELLIGENT GREEN SOLUTIONS CA | Retrofit | Kingsburg | Fresno | 93631 | Lease | [7 empty] | 353.88 | 29.49 |  | Glycol | Steam Back | Solar Storage and Auxiliary Tanks are separate |  | 1 | 1 | 840 | Z13 |  |  | Other | 10002034 | 12 | 1 | 600 | 1 | 100 | 1 | 0 | FALSE | 160 | 140 |  |  |  |  | City of Kingsburg | FALSE | 52.11 |  | 2019-01-09 |  | 2019-02-01 | 2019-02-13 | 2019-02-20 | 2019-02-26 | 2067 | 53672 | Up-front Payment
SCG-012921 | Single Family Residential - Disadvantaged Community | Domestic Hot Water | Gas | Southern California Gas Company | Incentive:Paid | 2994 | 29.85 |  | 1 | 118 |  | 100 |  | 2019-01-25 07:29 | 2019-01-29 | INTELLIGENT GREEN SOLUTIONS CA | Retrofit | Armona | Kings | 93202 | Host Customer is System Owner | 5 |  | 30004236 | SunMaxx Solar LLC | ThermoPower | VTS30-HP-G | Indirect Thermosyphon (IT) | 47.9 |  | VTS-HP30 | Automatic Drainback |  | Solar Storage and Auxiliary Tanks are separate | 79 | 1 | 0.85 | 65 | Z13 | [18 empty] | Kings County | FALSE | 52.88 |  | 2011-06-01: 2019-01-09; 2011-08-03: 2019-01-25; 2011-09-20: 2019-01-29 | 2090 | 6240 | Up-front Payment
PGE-012922 | Single Family Residential | Domestic Hot Water | Gas | Pacific Gas and Electric | Incentive:Paid | 3463 | 29.85 |  | 1 | 116 |  | 116 |  | 2019-01-15 11:16 | 2019-01-24 | SIERRA PACIFIC HOME & COMFORT INC | Retrofit | Sacramento | Sacramento | 95819 | Host Customer is System Owner | 2 |  | 2006025B | Solene | SOLENE DC CLOSED LOOP | SLCO40DC-80HE-XG | Indirect Forced Circulation (IF) | 40 |  | SLSG-40 PLUS | Automatic Drainback |  | Solar Storage and Auxiliary Tanks are separate | 80 | 1 | 1 | 35 | Z12 | [18 empty] | City of Sacramento | FALSE | 95.63 |  | 2019-01-09 | 2019-01-17 |  |  | 2019-01-15 | 2019-01-24 | 2081 | 11093 | Up-front Payment
SCG-012923 | Single Family Residential - Disadvantaged Community | Domestic Hot Water | Gas | Southern California Gas Company | Incentive:Paid | 2994 | 29.85 |  | 1 | 118 |  | 100 |  | 2019-01-17 12:58 | 2019-01-22 | INTELLIGENT GREEN SOLUTIONS CA | Retrofit | Armona | Kings | 93202 | Host Customer is System Owner | 4 |  | 30004236 | SunMaxx Solar LLC | ThermoPower | VTS30-HP-G | Indirect Thermosyphon (IT) | 47.9 |  | VTS-HP30 | Automatic Drainback |  | Solar Storage and Auxiliary Tanks are separate | 79 | 1 | 0.85 | 55 | Z13 | [18 empty] | Kings County | FALSE | 52.88 |  | 2011-06-01: 2019-01-09; 2011-08-03: 2019-01-17; 2011-09-20: 2019-01-22 | 2103 | 6240 | Up-front Payment
SCG-012926 | Low Income Single Family Residential | Domestic Hot Water | Gas | Southern California Gas Company | Incentive:Paid | 2509 | 36.9 |  | 1 | 68 |  | 68 |  | 2019-10-29 20:57 | 2021-02-22 | PROMISE ENERGY INC | Retrofit | Calexico | Imperial | 92231 | Host Customer is System Owner | 100 |  | 30003825 | SunEarth, Inc. | CopperHeart | CP-40G | Direct Integral Collector Storage (DI) | 24.96 |  | CP-40 | Glycol |  | Solar Storage and Auxiliary Tanks are separate | 40 | 1 | 1 | 1015 | Z15 | [18 empty] | Calexico | FALSE | 95.35 |  | 2019-01-09 | 2019-10-07 |  |  | 2019-10-29 | 2021-02-22 | 1339 | 6483.72 | Up-front Payment
PGE-012928 | Commercial/Multifamily Residential | Domestic Hot Water | Gas | Pacific Gas and Electric | Incentive:Paid | 16556 | 20.19 |  | 1 | 820 |  | 820 |  | 2019-02-04 13:40 | 2019-02-14 | EVOLUTION ENERGY SOLUTIONS L L C | Retrofit | Oakland | Alameda | 94610 | Host Customer is System Owner | [7 empty] | 204.75 | 40.95 |  | Drainback | Drainback (Water) | Solar Storage and Auxiliary Tanks are separate |  | 1 | 1 | 756 | Z03 | 18 | Units | Apartments/Condos | TRB-40 | 5 | 1 | 600 | 1 | 300 | 1 | 300000 | TRUE | 140 | 140 |  |  |  |  | City of Oakland | FALSE | 20.19 |  | 2019-01-10 | 2019-02-14 | 2019-02-04 | 2019-02-14 | 2020-10-13 | 2020-11-16 | 1432 | 16556 | Up-front Payment
PGE-012929 | Commercial/Multifamily Residential | Domestic Hot Water | Gas | Pacific Gas and Electric | Incentive:Paid | 65718 | 20.19 |  | 1 | 3255 |  | 3255 |  | 2019-02-04 13:41 | 2019-04-04 | EVOLUTION ENERGY SOLUTIONS L L C | Retrofit | Oakland | Alameda | 94610 | Host Customer is System Owner | [7 empty] | 1105.65 | 40.95 |  | Glycol | Pressure Stagnation Protection (PSP) | Solar Storage and Auxiliary Tanks are separate |  | 1 | 1 | 2280 | Z03 | 60 | Units | Apartments/Condos | TRB-40 | 27 | 1 | 2000 | 1 | 800 | 1 | 1314000 | TRUE | 140 | 140 |  | SunEarth - SETR A503 TTR U + VFS 10-200 |  | SunEarth - SETR A503 TTR U + VFS 10-200 | City of Oakland | FALSE | 20.19 |  | 2019-01-10 | 2019-02-14 | 2019-02-04 | 2019-04-04 | 2020-10-16 | 2020-11-18 | 1432 | 65718 | Up-front Payment
PGE-012930 | Commercial/Multifamily Residential | Domestic Hot Water | Gas | Pacific Gas and Electric | Incentive:Paid | 69353 | 20.19 |  | 1 | 3435 |  | 3435 |  | 2019-02-04 13:30 | 2019-04-04 | EVOLUTION ENERGY SOLUTIONS L L C | Retrofit | Oakland | Alameda | 95606 | Host Customer is System Owner | [7 empty] | 966.24 | 40.26 |  | Drainback | Pressure Stagnation Protection (PSP) | Solar Storage and Auxiliary Tanks are separate |  | 1 | 1 | 2128 | Z03 | 56 | Units | Apartments/Condos | 2010115A | 24 | 1 | 1950 | 1 | 400 | 2 | 420000 | TRUE | 130 | 130 |  | SunEarth - SETR A503 TTR U + VFS 10-200 |  | Enovative Group, Inc. - AutoHot DS-100A | Oakland | FALSE | 20.24 |  | 2019-01-10 | 2019-02-14 | 2019-02-04 | 2019-04-04 | 2021-02-10 | 2021-02-24 | 1335 | 69514 | Up-front Payment
PGE-012931 | Commercial/Multifamily Residential | Domestic Hot Water | Gas | Pacific Gas and Electric | Incentive:Paid | 55422 | 20.19 |  | 1 | 2745 |  | 2745 |  | 2019-01-24 08:57 | 2019-02-14 | EVOLUTION ENERGY SOLUTIONS L L C | Retrofit | Cupertino | Santa Clara | 95014 | Host Customer is System Owner | [7 empty] | 603.9 | 40.26 |  | Drainback | Drainback (Water) | Solar Storage and Auxiliary Tanks are separate |  | 1 | 1 | 4440 | Z04 | 120 | Units | Apartments/Condos | 2010115A | 15 | 1 | 1100 | 1 | 240 | 1 | 1423000 | TRUE | 140 | 140 |  | SunEarth - SETR A503 TTR U + VFS 10-200 |  | SunEarth - SETR A503 TTR U + VFS 10-200 | Cupertino | FALSE | 20.19 |  | 2019-01-10 |  | 2019-01-24 | 2019-02-14 | 2019-12-03 | 2019-12-26 | 1754 | 55422 | Up-front Payment
SCG-012932 | Low Income Single Family Residential | Domestic Hot Water | Gas | Southern California Gas Company | Incentive:Paid | 4649 | 36.9 |  | 1 | 126 |  | 126 |  | 2019-01-14 12:18 | 2019-01-16 | TITANIUM POWER INC | Retrofit | Los Angeles | Los Angeles | 90011 | Host Customer is System Owner | 5 |  | 30004257 | Butler Sun Solutions, Inc. | SOLAR BUTLER | B-BT1-40-I | Indirect Forced Circulation (IF) | 43.72 |  | BT1 | Glycol | Advanced Controller with a Vacation or Holiday Mode | Solar Storage and Auxiliary Tanks are separate | 40 | 1 | 1 | 65 | Z08 | [18 empty] | Los Angeles | FALSE | 37.37 |  | 2011-06-01: 2019-01-10; 2011-08-03: 2019-01-14; 2011-09-20: 2019-01-16 | 2103 | 4709 | Up-front Payment
SCG-012933 | Low Income Single Family Residential | Domestic Hot Water | Gas | Southern California Gas Company | Incentive:Paid | 4382 | 36.9 |  | 1 | 125 |  | 119 |  | 2019-01-14 12:16 | 2019-01-16 | TITANIUM POWER INC | Retrofit | Pomona | Pomona | 91766 | Host Customer is System Owner | 4 |  | 30004257 | Butler Sun Solutions, Inc. | SOLAR BUTLER | B-BT1-40-I | Indirect Forced Circulation (IF) | 43.72 |  | BT1 | Glycol | Advanced Controller with a Vacation or Holiday Mode | Solar Storage and Auxiliary Tanks are separate | 40 | 1 | 0.95 | 55 | Z09 | [18 empty] | Pomona | FALSE | 35.6 |  | 2011-06-01: 2019-01-10; 2011-08-03: 2019-01-14; 2011-09-20: 2019-01-16 | 2103 | 4450 | Up-front Payment
SCG-012934 | Low Income Single Family Residential | Domestic Hot Water | Gas | Southern California Gas Company | Incentive:Paid | 4613 | 36.9 |  | 1 | 125 |  | 125 |  | 2019-01-14 12:17 | 2019-01-16 | TITANIUM POWER INC | Retrofit | Pomona | Pomona | 91766 | Host Customer is System Owner | 5 |  | 30004257 | Butler Sun Solutions, Inc. | SOLAR BUTLER | B-BT1-40-I | Indirect Forced Circulation (IF) | 43.72 |  | BT1 | Glycol | Advanced Controller with a Vacation or Holiday Mode | Solar Storage and Auxiliary Tanks are separate | 40 | 1 | 1 | 65 | Z09 | [18 empty] | Pomona | FALSE | 37.6 |  | 2011-06-01: 2019-01-10; 2011-08-03: 2019-01-14; 2011-09-20: 2019-01-16 | 2103 | 4700 | Up-front Payment
SCG-012935 | Low Income Single Family Residential | Domestic Hot Water | Gas | Southern California Gas Company | Incentive:Paid | 4613 | 36.9 |  | 1 | 125 |  | 125 |  | 2019-01-14 12:15 | 2019-01-16 | TITANIUM POWER INC | Retrofit | Pomona | Pomona | 91766 | Host Customer is System Owner | 4 |  | 30004257 | Butler Sun Solutions, Inc. | SOLAR BUTLER | B-BT1-40-I | Indirect Forced Circulation (IF) | 43.72 |  | BT1 | Glycol | Advanced Controller with a Vacation or Holiday Mode | Solar Storage and Auxiliary Tanks are separate | 40 | 1 | 1 | 55 | Z09 | [18 empty] | Pomona | FALSE | 37.6 |  | 2011-06-01: 2019-01-10; 2011-08-03: 2019-01-14; 2011-09-20: 2019-01-16 | 2103 | 4700 | Up-front Payment
SCG-012936 | Low Income Single Family Residential | Domestic Hot Water | Gas | Southern California Gas Company | Incentive:Paid | 4382 | 36.9 |  | 1 | 125 |  | 119 |  | 2019-01-14 12:13 | 2019-01-16 | TITANIUM POWER INC | Retrofit | Pomona | Pomona | 91766 | Host Customer is System Owner | 4 |  | 30004257 | Butler Sun Solutions, Inc. | SOLAR BUTLER | B-BT1-40-I | Indirect Forced Circulation (IF) | 43.72 |  | BT1 | Glycol | Advanced Controller with a Vacation or Holiday Mode | Solar Storage and Auxiliary Tanks are separate | 40 | 1 | 0.95 | 55 | Z09 | [18 empty] | Pomona | FALSE | 35.6 |  | 2011-06-01: 2019-01-10; 2011-08-03: 2019-01-14; 2011-09-20: 2019-01-16 | 2103 | 4450 | Up-front Payment
PGE-012937 | Commercial/Multifamily Residential | Domestic Hot Water | Gas | Pacific Gas and Electric | Incentive:Paid | 133274 | 20.19 |  | 1 | 6601 |  | 6601 |  | 2019-01-24 07:52 | 2019-02-14 | EVOLUTION ENERGY SOLUTIONS L L C | Retrofit | Cupertino | Santa Clara | 95014 | Host Customer is System Owner | [7 empty] | 1771.44 | 40.26 |  | Drainback | Drainback (Water) | Solar Storage and Auxiliary Tanks are separate |  | 1 | 1 | 3762 | Z04 | 99 | Units | Apartments/Condos | 2010115A | 44 | 1 | 4000 | 1 | 705 | 1 | 798000 | TRUE | 140 | 140 |  | SunEarth - SETR A503 TTR U + VFS 10-200 |  | SunEarth - SETR A503 TTR U + VFS 10-200 | Cupertino | FALSE | 20.19 |  | 2019-01-10 |  | 2019-01-24 | 2019-02-14 | 2019-12-03 | 2020-02-07 | 1706 | 133274 | Up-front Payment
PGE-012938 | Low Income Multifamily Residential | Domestic Hot Water | Gas | Pacific Gas and Electric | Incentive:Paid | 102049 | 24.89 |  | 1 | 4100 |  | 4100 |  | 2019-02-01 10:44 | 2019-02-14 | SUN LIGHT & POWER | Retrofit | Oakland | Alameda | 94612 | Host Customer is System Owner | [7 empty] | 1285.44 | 40.17 |  | Glycol | Pressure Stagnation Protection (PSP) | Solar Storage and Auxiliary Tanks are separate |  | 1 | 1 | 5328 | Z03 | 144 | Units | Apartments/Condos | 2010115A | 32 | 1 | 1820 | 1 | 350 | 1 | 399000 | TRUE | 130 | 120 |  | Heliodyne - Delta-T Pro Ethernet |  | Heliodyne - Delta-T Pro Ethernet | City of Oakland | FALSE | 49.13 |  | 2019-01-31 |  | 2019-02-01 | 2019-02-14 | 2020-05-12 | 2020-06-01 | 1592 | 201438 | Up-front Payment
SCG-012939 | Single Family Residential | Domestic Hot Water | Gas | Southern California Gas Company | Incentive:Paid | 3324 | 29.85 |  | 1 | 131 |  | 111 |  | 2019-06-11 11:42 | 2019-07-03 | EVOLUTION ENERGY SOLUTIONS L L C | Retrofit | Los Angeles | Los Angeles | 90061 | Host Customer is System Owner | 6 |  | 2001028E | SunEarth, Inc. | CASCADE | EPRD-48-80-2G | Indirect Forced Circulation (IF) | 49.3 |  | EP-24 / EP-24-0.75 | Automatic Drainback |  | Solar Storage and Auxiliary Tanks are separate | 80 | 1 | 0.85 | 75 | Z08 | [18 empty] | Los Angeles | FALSE | 63.9 |  | 2011-06-01: 2019-01-11; 2011-08-03: 2019-06-11; 2011-09-20: 2019-07-03 | 1896 | 8370.87 | Up-front Payment
SCG-012941 | Low Income Single Family Residential | Domestic Hot Water | Gas | Southern California Gas Company | Incentive:Paid | 4109 | 36.9 |  | 1 | 131 |  | 131 |  | 2019-10-30 09:34 | 2020-08-18 | EVOLUTION ENERGY SOLUTIONS L L C | Retrofit | Los Angeles | Los Angeles | 90018 | Host Customer is System Owner | 5 |  | 2001028E | SunEarth, Inc. | CASCADE | EPRD-48-80-2G | Indirect Forced Circulation (IF) | 49.3 |  | EP-24 / EP-24-0.75 | Automatic Drainback |  | Solar Storage and Auxiliary Tanks are separate | 80 | 1 | 1 | 65 | Z08 | [18 empty] | Los Angeles | FALSE | 63.9 |  | 2011-06-01: 2019-01-11; 2011-08-03: 2019-10-30; 2011-09-20: 2020-08-18 | 1524 | 8370.87 | Up-front Payment
SCG-012942 | Low Income Single Family Residential | Domestic Hot Water | Gas | Southern California Gas Company | Incentive:Paid | 2509 | 36.9 |  | 1 | 68 |  | 68 |  | 2019-10-29 21:49 | 2021-02-22 | PROMISE ENERGY INC | Retrofit | Calexico | Imperial | 92231 | Host Customer is System Owner | 100 |  | 30003825 | SunEarth, Inc. | CopperHeart | CP-40G | Direct Integral Collector Storage (DI) | 24.96 |  | CP-40 |  |  | Solar Storage and Auxiliary Tanks are separate | 40 | 1 | 1 | 1015 | Z15 | [18 empty] | Calexico | FALSE | 95.35 |  | 2011-06-01: 2019-01-13; 2011-08-03: 2019-10-29; 2011-09-20: 2021-02-22 | 1339 | 6483.72 | Up-front Payment
SCG-012943 | Low Income Single Family Residential | Domestic Hot Water | Gas | Southern California Gas Company | Incentive:Paid | 2509 | 36.9 |  | 1 | 68 |  | 68 |  | 2019-10-29 21:54 | 2021-02-11 | PROMISE ENERGY INC | Retrofit | Calexico | Imperial | 92231 | Host Customer is System Owner | 100 |  | 30003825 | SunEarth, Inc. | CopperHeart | CP-40G | Direct Integral Collector Storage (DI) | 24.96 |  | CP-40 |  |  | Solar Storage and Auxiliary Tanks are separate | 40 | 1 | 1 | 1015 | Z15 | [18 empty] | Calexico | FALSE | 95.35 |  | 2011-06-01: 2019-01-13; 2011-08-03: 2019-10-29; 2011-09-20: 2021-02-11 | 1348 | 6483.72 | Up-front Payment
SCG-012944 | Low Income Single Family Residential | Domestic Hot Water | Gas | Southern California Gas Company | Incentive:Paid | 2509 | 36.9 |  | 1 | 68 |  | 68 |  | 2019-10-29 21:56 | 2021-02-23 | PROMISE ENERGY INC | Retrofit | Calexico | Imperial | 92231 | Host Customer is System Owner | 100 |  | 30003825 | SunEarth, Inc. | CopperHeart | CP-40G | Direct Integral Collector Storage (DI) | 24.96 |  | CP-40 |  |  | Solar Storage and Auxiliary Tanks are separate | 40 | 1 | 1 | 1015 | Z15 | [18 empty] | Calexico | FALSE | 95.35 |  | 2011-06-01: 2019-01-13; 2011-08-03: 2019-10-29; 2011-09-20: 2021-02-23 | 1335 | 6483.72 | Up-front Payment
SCG-012945 | Low Income Single Family Residential | Domestic Hot Water | Gas | Southern California Gas Company | Incentive:Paid | 2509 | 36.9 |  | 1 | 68 |  | 68 |  | 2019-10-29 21:58 | 2021-02-23 | PROMISE ENERGY INC | Retrofit | Calexico | Imperial | 92231 | Host Customer is System Owner | 100 |  | 30003825 | SunEarth, Inc. | CopperHeart | CP-40G | Direct Integral Collector Storage (DI) | 24.96 |  | CP-40 |  |  | Solar Storage and Auxiliary Tanks are separate | 40 | 1 | 1 | 1015 | Z15 | [18 empty] | Calexico | FALSE | 95.35 |  | 2011-06-01: 2019-01-13; 2011-08-03: 2019-10-29; 2011-09-20: 2021-02-23 | 1335 | 6483.72 | Up-front Payment
SCG-012946 | Low Income Single Family Residential | Domestic Hot Water | Gas | Southern California Gas Company | Incentive:Paid | 2509 | 36.9 |  | 1 | 68 |  | 68 |  | 2019-10-29 22:04 | 2021-02-23 | PROMISE ENERGY INC | Retrofit | Calexico | Imperial | 92231 | Host Customer is System Owner | 100 |  | 30003825 | SunEarth, Inc. | CopperHeart | CP-40G | Direct Integral Collector Storage (DI) | 24.96 |  | CP-40 |  |  | Solar Storage and Auxiliary Tanks are separate | 40 | 1 | 1 | 1015 | Z15 | [18 empty] | Calexico | FALSE | 95.35 |  | 2011-06-01: 2019-01-14; 2011-08-03: 2019-10-29; 2011-09-20: 2021-02-23 | 1335 | 6483.72 | Up-front Payment
SCG-012947 | Low Income Single Family Residential | Domestic Hot Water | Gas | Southern California Gas Company | Incentive:Paid | 2509 | 36.9 |  | 1 | 68 |  | 68 |  | 2019-10-29 22:06 | 2021-02-12 | PROMISE ENERGY INC | Retrofit | Calexico | Imperial | 92231 | Host Customer is System Owner | 100 |  | 30003825 | SunEarth, Inc. | CopperHeart | CP-40G | Direct Integral Collector Storage (DI) | 24.96 |  | CP-40 |  |  | Solar Storage and Auxiliary Tanks are separate | 40 | 1 | 1 | 1015 | Z15 | [18 empty] | Calexico | FALSE | 95.35 |  | 2011-06-01: 2019-01-14; 2011-08-03: 2019-10-29; 2011-09-20: 2021-02-12 | 1346 | 6483.72 | Up-front Payment
SCG-012948 | Low Income Single Family Residential | Domestic Hot Water | Gas | Southern California Gas Company | Incentive:Paid | 2509 | 36.9 |  | 1 | 68 |  | 68 |  | 2019-10-29 22:23 | 2021-02-12 | PROMISE ENERGY INC | Retrofit | Calexico | Imperial | 92231 | Host Customer is System Owner | 100 |  | 30003825 | SunEarth, Inc. | CopperHeart | CP-40G | Direct Integral Collector Storage (DI) | 24.96 |  | CP-40 |  |  | Solar Storage and Auxiliary Tanks are separate | 40 | 1 | 1 | 1015 | Z15 | [18 empty] | Calexico | FALSE | 95.35 |  | 2011-06-01: 2019-01-14; 2011-08-03: 2019-10-29; 2011-09-20: 2021-02-12 | 1348 | 6483.72 | Up-front Payment
SCG-012949 | Low Income Single Family Residential | Domestic Hot Water | Gas | Southern California Gas Company | Incentive:Paid | 2509 | 36.9 |  | 1 | 68 |  | 68 |  | 2019-10-29 22:24 | 2021-03-18 | PROMISE ENERGY INC | Retrofit | Calexico | Imperial | 92231 | Host Customer is System Owner | 100 |  | 30003825 | SunEarth, Inc. | CopperHeart | CP-40G | Direct Integral Collector Storage (DI) | 24.96 |  | CP-40 |  |  | Solar Storage and Auxiliary Tanks are separate | 40 | 1 | 1 | 1015 | Z15 | [18 empty] | Calexico | FALSE | 95.35 |  | 2011-06-01: 2019-01-14; 2011-08-03: 2019-10-29; 2011-09-20: 2021-03-18 | 1311 | 6483.72 | Up-front Payment
SCG-012951 | Single Family Residential | Domestic Hot Water | Gas | Southern California Gas Company | Incentive:Paid | 3910 | 29.85 |  | 1 | 131 |  | 131 |  | 2019-06-10 21:40 | 2019-07-10 | EVOLUTION ENERGY SOLUTIONS L L C | Retrofit | Los Angeles | Los Angeles | 90011 | Host Customer is System Owner | 6 |  | 2001028E | SunEarth, Inc. | CASCADE | EPRD-48-80-2G | Indirect Forced Circulation (IF) | 49.3 |  | EP-24 / EP-24-0.75 | Automatic Drainback |  | Solar Storage and Auxiliary Tanks are separate | 80 | 1 | 1 | 75 | Z08 | [18 empty] | Los Angeles | FALSE | 65.43 |  | 2011-06-01: 2019-01-14; 2011-08-03: 2019-06-10; 2011-09-20: 2019-07-10 | 1930 | 8571.87 | Up-front Payment
SCG-012952 | Low Income Single Family Residential | Domestic Hot Water | Gas | Southern California Gas Company | Incentive:Paid | 4908 | 36.9 |  | 1 | 133 |  | 133 |  | 2020-07-28 15:34 | 2020-09-02 | EVOLUTION ENERGY SOLUTIONS L L C | Retrofit | Los Angeles | Los Angeles | 90062 | Host Customer is System Owner | 4 |  | 2001001A | SunEarth, Inc. | SOLARAY | TE40P-80-2G | Indirect Forced Circulation (IF) | 40.9 |  | EP-40 / EP-40-0.75 | Automatic Drainback |  | Solar Storage and Auxiliary Tanks are separate | 80 | 1 | 1 | 55 | Z08 | [18 empty] | Los Angeles | FALSE | 36.9 |  | 2011-06-01: 2019-01-14; 2011-08-03: 2020-07-28; 2011-09-20: 2020-09-02 | 1507 | 4908 | Up-front Payment
SCG-012957 | Low Income Single Family Residential | Domestic Hot Water | Gas | Southern California Gas Company | Incentive:Paid | 4893 | 36.9 |  | 1 | 156 |  | 133 |  | 2019-01-17 09:26 | 2019-01-22 | EVOLUTION ENERGY SOLUTIONS L L C | Retrofit | Los Angeles | Los Angeles | 90003 | Host Customer is System Owner | 4 |  | 2001028G | SunEarth, Inc. | CASCADE | EPRD-64-80-2G | Indirect Forced Circulation (IF) | 65.67 |  | EP-32 / EP-32-0.75 | Automatic Drainback |  | Solar Storage and Auxiliary Tanks are separate | 80 | 1 | 0.85 | 55 | Z08 | [18 empty] | Los Angeles | FALSE | 50.9 |  | 2011-06-01: 2019-01-14; 2011-08-03: 2019-01-17; 2011-09-20: 2019-01-22 | 2103 | 7940.74 | Up-front Payment
SCG-012958 | Low Income Single Family Residential | Domestic Hot Water | Gas | Southern California Gas Company | Incentive:Paid | 5397 | 36.9 |  | 1 | 150 |  | 150 |  | 2019-03-14 12:35 | 2019-03-18 | DOCTOR PIPER INC | Retrofit | Sylmar | Los Angeles | 91342 | Host Customer is System Owner | 4 |  | 30004247 | Heliodyne, Inc. | HELIO-PAS | HPAS 1 410 G 80 AC D Z | Indirect Forced Circulation (IF) | 40.17 |  | 410 001 | Glycol | Steam Back | Solar Storage and Auxiliary Tanks are separate | 80 | 1 | 1 | 55 | Z09 | [18 empty] | City of Los Angeles | FALSE | 35.98 |  | 2011-06-01: 2019-01-14; 2011-08-03: 2019-03-14; 2011-09-20: 2019-03-18 | 2045 | 5397 | Up-front Payment
SCG-012960 | Low Income Single Family Residential | Domestic Hot Water | Gas | Southern California Gas Company | Incentive:Paid | 5351 | 36.9 |  | 1 | 145 |  | 145 |  | 2019-01-16 14:12 | 2019-02-21 | DOCTOR PIPER INC | Retrofit | Encino | Los Angeles | 91316 | Host Customer is System Owner | 3 |  | 2011141B | Heliodyne, Inc. | HELIOPAK | HPAK 016 1 410 G 80 ACD Z | Indirect Forced Circulation (IF) | 40.17 |  | 410 001 | Glycol | Steam Back | Solar Storage and Auxiliary Tanks are separate | 80 | 1 | 1 | 45 | Z09 | [18 empty] | City of Los Angeles | FALSE | 37.22 |  | 2011-06-01: 2019-01-14; 2011-08-03: 2019-01-16; 2011-09-20: 2019-02-21 | 2068 | 5397 | Up-front Payment
SCG-012961 | Low Income Single Family Residential | Domestic Hot Water | Gas | Southern California Gas Company | Incentive:Canceled |  | 36.9 |  | 1 | 145 |  | 145 |  |  |  | DOCTOR PIPER INC | Retrofit | West Hills | Los Angeles | 91307 | Host Customer is System Owner | 4 |  | 2011141B | Heliodyne, Inc. | HELIOPAK | HPAK 016 1 410 G 80 ACD Z | Indirect Forced Circulation (IF) | 40.17 |  | 410 001 | Glycol | Steam Back | Solar Storage and Auxiliary Tanks are separate | 80 | 1 |  | 55 | Z09 | [19 empty] | FALSE | 55.17 |  | 2011-06-01: 2019-01-14 | 2112 | 8000 | Up-front Payment
SCG-012962 | Low Income Single Family Residential | Domestic Hot Water | Gas | Southern California Gas Company | Incentive:Paid | 5351 | 36.9 |  | 1 | 145 |  | 145 |  | 2019-01-22 15:56 | 2019-01-28 | DOCTOR PIPER INC | Retrofit | West Hills | Los Angeles | 91307 | Host Customer is System Owner | 4 |  | 2011141B | Heliodyne, Inc. | HELIOPAK | HPAK 016 1 410 G 80 ACD Z | Indirect Forced Circulation (IF) | 40.17 |  | 410 001 | Glycol | Steam Back | Solar Storage and Auxiliary Tanks are separate | 80 | 1 | 1 | 55 | Z09 | [18 empty] | City of Los Angeles | FALSE | 55.17 |  | 2011-06-01: 2019-01-14; 2011-08-03: 2019-01-22; 2011-09-20: 2019-01-28 | 2091 | 8000 | Up-front Payment
SCG-012963 | Low Income Single Family Residential | Domestic Hot Water | Gas | Southern California Gas Company | Incentive:Canceled | 5351 | 36.9 |  | 1 | 145 |  | 145 |  |  |  | DOCTOR PIPER INC | Retrofit | Reseda | Los Angeles | 91335 | Host Customer is System Owner | 5 |  | 2011141B | Heliodyne, Inc. | HELIOPAK | HPAK 016 1 410 G 80 ACD Z | Indirect Forced Circulation (IF) | 40.17 |  | 410 001 | Glycol | Steam Back | Solar Storage and Auxiliary Tanks are separate | 80 | 1 | 1 | 65 | Z09 | [18 empty] | City of Los Angeles | FALSE | 55.17 |  | 2011-06-01: 2019-01-14 | 2112 | 8000 | Up-front Payment
SCG-012964 | Low Income Single Family Residential | Domestic Hot Water | Gas | Southern California Gas Company | Incentive:Paid | 2509 | 36.9 |  | 1 | 68 |  | 68 |  | 2019-10-29 22:24 | 2021-03-19 | PROMISE ENERGY INC | Retrofit | Calexico | Imperial | 92231 | Host Customer is System Owner | 100 |  | 30003825 | SunEarth, Inc. | CopperHeart | CP-40G | Direct Integral Collector Storage (DI) | 24.96 |  | CP-40 |  |  | Solar Storage and Auxiliary Tanks are separate | 40 | 1 | 1 | 1015 | Z15 | [18 empty] | Calexico | FALSE | 95.35 |  | 2011-06-01: 2019-01-14; 2011-08-03: 2019-10-29; 2011-09-20: 2021-03-19 | 1311 | 6483.72 | Up-front Payment
SCG-012965 | Low Income Single Family Residential | Domestic Hot Water | Gas | Southern California Gas Company | Incentive:Paid | 2509 | 36.9 |  | 1 | 68 |  | 68 |  | 2019-10-29 22:25 | 2021-02-24 | PROMISE ENERGY INC | Retrofit | Calexico | Imperial | 92231 | Host Customer is System Owner | 100 |  | 30003825 | SunEarth, Inc. | CopperHeart | CP-40G | Direct Integral Collector Storage (DI) | 24.96 |  | CP-40 |  |  | Solar Storage and Auxiliary Tanks are separate | 40 | 1 | 1 | 1015 | Z15 | [18 empty] | Calexico | FALSE | 95.35 |  | 2011-06-01: 2019-01-14; 2011-08-03: 2019-10-29; 2011-09-20: 2021-02-24 | 1335 | 6483.72 | Up-front Payment
SCG-012966 | Low Income Single Family Residential | Domestic Hot Water | Gas | Southern California Gas Company | Incentive:Paid | 2509 | 36.9 |  | 1 | 68 |  | 68 |  | 2019-10-29 22:25 | 2021-03-19 | PROMISE ENERGY INC | Retrofit | Calexico | Imperial | 92231 | Host Customer is System Owner | 100 |  | 30003825 | SunEarth, Inc. | CopperHeart | CP-40G | Direct Integral Collector Storage (DI) | 24.96 |  | CP-40 |  |  | Solar Storage and Auxiliary Tanks are separate | 40 | 1 | 1 | 1015 | Z15 | [18 empty] | Calexico | FALSE | 95.35 |  | 2011-06-01: 2019-01-14; 2011-08-03: 2019-10-29; 2011-09-20: 2021-03-19 | 1311 | 6483.72 | Up-front Payment
SCG-012967 | Low Income Single Family Residential | Domestic Hot Water | Gas | Southern California Gas Company | Incentive:Paid | 2509 | 36.9 |  | 1 | 68 |  | 68 |  | 2019-10-29 22:33 | 2021-02-24 | PROMISE ENERGY INC | Retrofit | Calexico | Imperial | 92231 | Host Customer is System Owner | 100 |  | 30003825 | SunEarth, Inc. | CopperHeart | CP-40G | Direct Integral Collector Storage (DI) | 24.96 |  | CP-40 |  |  | Solar Storage and Auxiliary Tanks are separate | 40 | 1 | 1 | 1015 | Z15 | [18 empty] | Calexico | FALSE | 95.35 |  | 2011-06-01: 2019-01-14; 2011-08-03: 2019-10-29; 2011-09-20: 2021-02-24 | 1335 | 6483.72 | Up-front Payment
SCG-012968 | Low Income Single Family Residential | Domestic Hot Water | Gas | Southern California Gas Company | Incentive:Canceled | 5351 | 36.9 |  | 1 | 145 |  | 145 |  | 2019-01-28 22:51 |  | DOCTOR PIPER INC | Retrofit | Van Nuys | Los Angeles | 91411 | Host Customer is System Owner | 3 |  | 2011141B | Heliodyne, Inc. | HELIOPAK | HPAK 016 1 410 G 80 ACD Z | Indirect Forced Circulation (IF) | 40.17 |  | 410 001 | Glycol | Steam Back | Solar Storage and Auxiliary Tanks are separate | 80 | 1 | 1 | 45 | Z09 | [18 empty] | City of Los Angeles | FALSE | 55.17 |  | 2011-06-01: 2019-01-15; 2011-06-21: 2019-03-04; 2011-08-03: 2019-01-28 | 2063 | 8000 | Up-front Payment
SCG-012969 | Low Income Single Family Residential | Domestic Hot Water | Gas | Southern California Gas Company | Incentive:Paid | 5397 | 36.9 |  | 1 | 149 |  | 149 |  | 2019-02-19 11:46 | 2019-03-12 | MAC GREINE ENERGY CORP | Retrofit | Los Angeles | Los Angeles | 90061 | Owner/Tenant | 4 |  | 30004247 | Heliodyne, Inc. | HELIO-PAS | HPAS 1 410 G 80 AC D Z | Indirect Forced Circulation (IF) | 40.17 |  | 410 001 | Glycol | Pressure Stagnation Protection (PSP) | Solar Storage and Auxiliary Tanks are separate | 80 | 1 | 1 | 55 | Z08 | [18 empty] | Los Angels | FALSE | 36.38 |  | 2011-06-01: 2019-01-15; 2011-08-03: 2019-02-19; 2011-09-20: 2019-03-12 | 2035 | 5420 | Up-front Payment
SCG-012970 | Low Income Single Family Residential | Domestic Hot Water | Gas | Southern California Gas Company | Incentive:Paid | 4109 | 36.9 |  | 1 | 131 |  | 111 |  | 2019-01-23 13:50 | 2019-01-29 | EVOLUTION ENERGY SOLUTIONS L L C | Retrofit | Los Angeles | Los Angeles | 90044 | Host Customer is System Owner | 5 |  | 2001028E | SunEarth, Inc. | CASCADE | EPRD-48-80-2G | Indirect Forced Circulation (IF) | 49.3 |  | EP-24 / EP-24-0.75 | Automatic Drainback |  | Solar Storage and Auxiliary Tanks are separate | 80 | 1 | 0.85 | 65 | Z08 | [18 empty] | Los Angeles | FALSE | 65.75 |  | 2011-06-01: 2019-01-16; 2011-08-03: 2019-01-23; 2011-09-20: 2019-01-29 | 2091 | 8612.87 | Up-front Payment
SCG-012971 | Low Income Multifamily Residential | Domestic Hot Water | Gas | Southern California Gas Company | Incentive:Paid | 26931 | 24.89 |  | 1 | 1082 |  | 1082 |  | 2019-02-21 14:29 | 2019-04-19 | ARNOLD SOLAR INC | New Construction | Oxnard | Ventura | 93030 | Host Customer is System Owner | [7 empty] | 313.74 | 52.29 |  | Drainback | Drainback (Water) | Solar Storage and Auxiliary Tanks are separate |  | 1 | 1 | 1800 | Z08 | 45 | Units | Apartments/Condos | 10001893 | 6 | 3 | 659 | 1 | 200 | 2 | 400000 | TRUE | 140 | 140 |  |  |  |  | City of Oxnard | FALSE | 64.57 |  | 2019-02-13 |  | 2019-02-21 | 2019-04-19 | 2019-05-02 | 2019-05-23 | 1962 | 69867 | Up-front Payment
SCG-012972 | Low Income Single Family Residential | Domestic Hot Water | Gas | Southern California Gas Company | Incentive:Paid | 4834 | 36.9 |  | 1 | 131 |  | 131 |  | 2019-10-18 12:02 | 2020-08-14 | EVOLUTION ENERGY SOLUTIONS L L C | Retrofit | Los Angeles | Los Angeles | 90002 | Host Customer is System Owner | 3 |  | 2001028E | SunEarth, Inc. | CASCADE | EPRD-48-80-2G | Indirect Forced Circulation (IF) | 49.3 |  | EP-24 / EP-24-0.75 | Automatic Drainback |  | Solar Storage and Auxiliary Tanks are separate | 80 | 1 | 1 | 45 | Z08 | [18 empty] | Los Angeles | FALSE | 62.05 |  | 2011-06-01: 2019-01-17; 2011-08-03: 2019-10-18; 2011-09-20: 2020-08-14 | 1528 | 8128.87 | Up-front Payment
SCG-012973 | Low Income Single Family Residential | Domestic Hot Water | Gas | Southern California Gas Company | Incentive:Paid | 4613 | 36.9 |  | 1 | 125 |  | 125 |  | 2019-01-21 10:23 | 2019-01-28 | TITANIUM POWER INC | Retrofit | Pomona | Pomona | 91766 | Host Customer is System Owner | 7 |  | 30004257 | Butler Sun Solutions, Inc. | SOLAR BUTLER | B-BT1-40-I | Indirect Forced Circulation (IF) | 43.72 |  | BT1 | Glycol | Advanced Controller with a Vacation or Holiday Mode | Solar Storage and Auxiliary Tanks are separate | 40 | 1 | 1 | 85 | Z09 | [18 empty] | Pomona | FALSE | 37.2 |  | 2011-06-01: 2019-01-17; 2011-08-03: 2019-01-21; 2011-09-20: 2019-01-28 | 2097 | 4650 | Up-front Payment
SCG-012974 | Low Income Single Family Residential | Domestic Hot Water | Gas | Southern California Gas Company | Incentive:Paid | 4613 | 36.9 |  | 1 | 125 |  | 125 |  | 2019-01-21 10:25 | 2019-01-28 | TITANIUM POWER INC | Retrofit | Pomona | Pomona | 91766 | Host Customer is System Owner | 6 |  | 30004257 | Butler Sun Solutions, Inc. | SOLAR BUTLER | B-BT1-40-I | Indirect Forced Circulation (IF) | 43.72 |  | BT1 | Glycol | Advanced Controller with a Vacation or Holiday Mode | Solar Storage and Auxiliary Tanks are separate | 40 | 1 | 1 | 75 | Z09 | [18 empty] | Pomona | FALSE | 37.2 |  | 2011-06-01: 2019-01-17; 2011-08-03: 2019-01-21; 2011-09-20: 2019-01-28 | 2097 | 4650 | Up-front Payment
SCG-012976 | Commercial Pools | Pool Heating | Gas | Southern California Gas Company | Incentive:Paid | 8645 | 7 |  | 1 | 1235 |  | 1235 |  | 2019-01-23 12:51 | 2019-02-04 | J C SOLAR | Retrofit | Ventura | Ventura | 93003 | Host Customer is System Owner | [7 empty] | 409 | 40.9 |  | Drainback |  |  |  | 1 | 1 |  | Z06 |  |  |  | EP-40 | 10 | 10 | [5 empty] | FALSE | [6 empty] | Ventura, Ca | FALSE | 14.98 |  | 2019-01-17 |  | 2019-01-23 | 2019-02-04 | 2019-03-19 | 2019-04-02 | 2025 | 18500 | Up-front Payment
PGE-012977 | Commercial/Multifamily Residential | Domestic Hot Water | Gas | Pacific Gas and Electric | Incentive:Paid | 118132 | 20.19 |  | 1 | 5851 |  | 5851 |  | 2019-02-20 09:26 | 2019-03-14 | CALIFORNIA SOLAR INTEGRATORS INC | New Construction | Sunnyvale | Sunnyvale | 94086 | Host Customer is System Owner | [7 empty] | 1474.2 | 40.95 |  | Glycol | Steam Back | Solar Storage and Auxiliary Tanks are separate |  | 1 | 1 | 3885 | Z04 | 105 | Units | Apartments/Condos | TRB-40 | 36 | 1 | 2500 | 1 | 357 | 3 | 1199700 | TRUE | 120 | 140 |  | SunEarth - SETRA503 TTR U + Series 200 |  | SunEarth - SETRA503 TTR U + Series 200 | City of Sunnyvale | FALSE | 31.85 |  | 2019-01-17 | 2019-03-01 | 2019-02-20 | 2019-03-14 | 2020-11-24 | 2020-12-09 | 1412 | 186352 | Up-front Payment
SCG-012978 | Low Income Single Family Residential | Domestic Hot Water | Gas | Southern California Gas Company | Incentive:Paid | 4613 | 36.9 |  | 1 | 125 |  | 125 |  | 2019-01-21 10:20 | 2019-01-28 | TITANIUM POWER INC | Retrofit | Pomona | Pomona | 91766 | Host Customer is System Owner | 5 |  | 30004257 | Butler Sun Solutions, Inc. | SOLAR BUTLER | B-BT1-40-I | Indirect Forced Circulation (IF) | 43.72 |  | BT1 | Glycol | Advanced Controller with a Vacation or Holiday Mode | Solar Storage and Auxiliary Tanks are separate | 40 | 1 | 1 | 65 | Z09 | [18 empty] | Pomona | FALSE | 37.2 |  | 2011-06-01: 2019-01-18; 2011-08-03: 2019-01-21; 2011-09-20: 2019-01-28 | 2097 | 4650 | Up-front Payment
SCG-012979 | Low Income Single Family Residential | Domestic Hot Water | Gas | Southern California Gas Company | Incentive:Paid | 4382 | 36.9 |  | 1 | 125 |  | 119 |  | 2019-01-21 10:21 | 2019-01-28 | TITANIUM POWER INC | Retrofit | Pomona | Pomona | 91766 | Host Customer is System Owner | 4 |  | 30004257 | Butler Sun Solutions, Inc. | SOLAR BUTLER | B-BT1-40-I | Indirect Forced Circulation (IF) | 43.72 |  | BT1 | Glycol | Advanced Controller with a Vacation or Holiday Mode | Solar Storage and Auxiliary Tanks are separate | 40 | 1 | 0.95 | 55 | Z09 | [18 empty] | Pomona | FALSE | 35.6 |  | 2011-06-01: 2019-01-18; 2011-08-03: 2019-01-21; 2011-09-20: 2019-01-28 | 2097 | 4450 | Up-front Payment
SCG-012980 | Low Income Single Family Residential | Domestic Hot Water | Gas | Southern California Gas Company | Incentive:Paid | 4613 | 36.9 |  | 1 | 125 |  | 125 |  | 2019-01-21 10:21 | 2019-01-28 | TITANIUM POWER INC | Retrofit | Pomona | Pomona | 91767 | Host Customer is System Owner | 4 |  | 30004257 | Butler Sun Solutions, Inc. | SOLAR BUTLER | B-BT1-40-I | Indirect Forced Circulation (IF) | 43.72 |  | BT1 | Glycol | Advanced Controller with a Vacation or Holiday Mode | Solar Storage and Auxiliary Tanks are separate | 40 | 1 | 1 | 55 | Z09 | [18 empty] | Pomona | FALSE | 37.2 |  | 2011-06-01: 2019-01-18; 2011-08-03: 2019-01-21; 2011-09-20: 2019-01-28 | 2096 | 4650 | Up-front Payment
SCG-012981 | Low Income Single Family Residential | Domestic Hot Water | Gas | Southern California Gas Company | Incentive:Paid | 4613 | 36.9 |  | 1 | 125 |  | 125 |  | 2019-01-21 10:18 | 2019-01-28 | TITANIUM POWER INC | Retrofit | Pomona | Pomona | 91767 | Host Customer is System Owner | 7 |  | 30004257 | Butler Sun Solutions, Inc. | SOLAR BUTLER | B-BT1-40-I | Indirect Forced Circulation (IF) | 43.72 |  | BT1 | Glycol | Advanced Controller with a Vacation or Holiday Mode | Solar Storage and Auxiliary Tanks are separate | 40 | 1 | 1 | 85 | Z09 | [18 empty] | Pomona | FALSE | 37.2 |  | 2011-06-01: 2019-01-18; 2011-08-03: 2019-01-21; 2011-09-20: 2019-01-28 | 2096 | 4650 | Up-front Payment
SCG-012982 | Low Income Single Family Residential | Domestic Hot Water | Gas | Southern California Gas Company | Incentive:Paid | 4613 | 36.9 |  | 1 | 125 |  | 125 |  | 2019-01-21 10:17 | 2019-01-28 | TITANIUM POWER INC | Retrofit | Pomona | Pomona | 91767 | Host Customer is System Owner | 4 |  | 30004257 | Butler Sun Solutions, Inc. | SOLAR BUTLER | B-BT1-40-I | Indirect Forced Circulation (IF) | 43.72 |  | BT1 | Glycol | Advanced Controller with a Vacation or Holiday Mode | Solar Storage and Auxiliary Tanks are separate | 40 | 1 | 1 | 55 | Z09 | [18 empty] | Pomona | FALSE | 37.2 |  | 2011-06-01: 2019-01-18; 2011-08-03: 2019-01-21; 2011-09-20: 2019-01-28 | 2096 | 4650 | Up-front Payment
SCG-012983 | Low Income Single Family Residential | Domestic Hot Water | Gas | Southern California Gas Company | Incentive:Paid | 4382 | 36.9 |  | 1 | 125 |  | 119 |  | 2019-01-21 10:17 | 2019-01-28 | TITANIUM POWER INC | Retrofit | Pomona | Pomona | 91767 | Host Customer is System Owner | 5 |  | 30004257 | Butler Sun Solutions, Inc. | SOLAR BUTLER | B-BT1-40-I | Indirect Forced Circulation (IF) | 43.72 |  | BT1 | Glycol | Advanced Controller with a Vacation or Holiday Mode | Solar Storage and Auxiliary Tanks are separate | 40 | 1 | 0.95 | 65 | Z09 | [18 empty] | Pomona | FALSE | 35.84 |  | 2011-06-01: 2019-01-18; 2011-08-03: 2019-01-21; 2011-09-20: 2019-01-28 | 2096 | 4480 | Up-front Payment
SCG-012984 | Low Income Single Family Residential | Domestic Hot Water | Gas | Southern California Gas Company | Incentive:Paid | 4109 | 36.9 |  | 1 | 131 |  | 111 |  | 2019-10-21 21:00 | 2020-08-14 | EVOLUTION ENERGY SOLUTIONS L L C | Retrofit | Los Angeles | Los Angeles | 90059 | Host Customer is System Owner | 6 |  | 2001028E | SunEarth, Inc. | CASCADE | EPRD-48-80-2G | Indirect Forced Circulation (IF) | 49.3 |  | EP-24 / EP-24-0.75 | Automatic Drainback |  | Solar Storage and Auxiliary Tanks are separate | 80 | 1 | 0.85 | 75 | Z08 | [18 empty] | Los Angeles | FALSE | 56.52 |  | 2011-06-01: 2019-01-18; 2011-08-03: 2019-10-21; 2011-09-20: 2020-08-14 | 1528 | 7403.87 | Up-front Payment
SCG-012985 | Low Income Single Family Residential | Domestic Hot Water | Gas | Southern California Gas Company | Incentive:Paid | 2509 | 36.9 |  | 1 | 68 |  | 68 |  | 2019-10-29 22:34 | 2021-02-25 | PROMISE ENERGY INC | Retrofit | Calexico | Imperial | 92231 | Host Customer is System Owner | 100 |  | 30003825 | SunEarth, Inc. | CopperHeart | CP-40G | Direct Integral Collector Storage (DI) | 24.96 |  | CP-40 |  |  | Solar Storage and Auxiliary Tanks are separate | 40 | 1 | 1 | 1015 | Z15 | [18 empty] | Calexico | FALSE | 95.35 |  | 2011-06-01: 2019-01-20; 2011-08-03: 2019-10-29; 2011-09-20: 2021-02-25 | 1332 | 6483.72 | Up-front Payment
SCG-012986 | Low Income Single Family Residential | Domestic Hot Water | Gas | Southern California Gas Company | Incentive:Paid | 2509 | 36.9 |  | 1 | 68 |  | 68 |  | 2019-10-29 22:34 | 2021-03-02 | PROMISE ENERGY INC | Retrofit | Calexico | Imperial | 92231 | Host Customer is System Owner | 100 |  | 30003825 | SunEarth, Inc. | CopperHeart | CP-40G | Direct Integral Collector Storage (DI) | 24.96 |  | CP-40 |  |  | Solar Storage and Auxiliary Tanks are separate | 40 | 1 | 1 | 1015 | Z15 | [18 empty] | Calexico | FALSE | 95.35 |  | 2011-06-01: 2019-01-20; 2011-08-03: 2019-10-29; 2011-09-20: 2021-03-02 | 1332 | 6483.72 | Up-front Payment
SCG-012987 | Low Income Single Family Residential | Domestic Hot Water | Gas | Southern California Gas Company | Incentive:Paid | 2509 | 36.9 |  | 1 | 68 |  | 68 |  | 2019-10-29 22:35 | 2021-03-02 | PROMISE ENERGY INC | Retrofit | Calexico | Imperial | 92231 | Host Customer is System Owner | 100 |  | 30003825 | SunEarth, Inc. | CopperHeart | CP-40G | Direct Integral Collector Storage (DI) | 24.96 |  | CP-40 |  |  | Solar Storage and Auxiliary Tanks are separate | 40 | 1 | 1 | 1015 | Z15 | [18 empty] | Calexico | FALSE | 95.35 |  | 2011-06-01: 2019-01-20; 2011-08-03: 2019-10-29; 2011-09-20: 2021-03-02 | 1325 | 6483.72 | Up-front Payment
SCG-012988 | Low Income Single Family Residential | Domestic Hot Water | Gas | Southern California Gas Company | Incentive:Paid | 2509 | 36.9 |  | 1 | 68 |  | 68 |  | 2019-10-29 22:35 | 2021-02-12 | PROMISE ENERGY INC | Retrofit | Calexico | Imperial | 92231 | Host Customer is System Owner | 100 |  | 30003825 | SunEarth, Inc. | CopperHeart | CP-40G | Direct Integral Collector Storage (DI) | 24.96 |  | CP-40 |  |  | Solar Storage and Auxiliary Tanks are separate | 40 | 1 | 1 | 1015 | Z15 | [18 empty] | Calexico | FALSE | 95.35 |  | 2011-06-01: 2019-01-20; 2011-08-03: 2019-10-29; 2011-09-20: 2021-02-12 | 1346 | 6483.72 | Up-front Payment
SCG-012989 | Low Income Single Family Residential | Domestic Hot Water | Gas | Southern California Gas Company | Incentive:Paid | 2509 | 36.9 |  | 1 | 68 |  | 68 |  | 2019-10-29 22:44 | 2021-02-12 | PROMISE ENERGY INC | Retrofit | Calexico | Imperial | 92231 | Host Customer is System Owner | 100 |  | 30003825 | SunEarth, Inc. | CopperHeart | CP-40G | Direct Integral Collector Storage (DI) | 24.96 |  | CP-40 |  |  | Solar Storage and Auxiliary Tanks are separate | 40 | 1 | 1 | 1015 | Z15 | [18 empty] | Calexico | FALSE | 95.35 |  | 2011-06-01: 2019-01-20; 2011-08-03: 2019-10-29; 2011-09-20: 2021-02-12 | 1346 | 6483.72 | Up-front Payment
SCG-012990 | Low Income Single Family Residential | Domestic Hot Water | Gas | Southern California Gas Company | Incentive:Paid | 2509 | 36.9 |  | 1 | 68 |  | 68 |  | 2019-10-29 22:45 | 2021-03-01 | PROMISE ENERGY INC | Retrofit | Calexico | Imperial | 92231 | Host Customer is System Owner | 100 |  | 30003825 | SunEarth, Inc. | CopperHeart | CP-40G | Direct Integral Collector Storage (DI) | 24.96 |  | CP-40 |  |  | Solar Storage and Auxiliary Tanks are separate | 40 | 1 | 1 | 1015 | Z15 | [18 empty] | Calexico | FALSE | 95.35 |  | 2011-06-01: 2019-01-20; 2011-08-03: 2019-10-29; 2011-09-20: 2021-03-01 | 1332 | 6483.72 | Up-front Payment
SCG-012991 | Low Income Single Family Residential | Domestic Hot Water | Gas | Southern California Gas Company | Incentive:Paid | 2509 | 36.9 |  | 1 | 68 |  | 68 |  | 2019-10-29 22:45 | 2021-03-01 | PROMISE ENERGY INC | Retrofit | Calexico | Imperial | 92231 | Host Customer is System Owner | 100 |  | 30003825 | SunEarth, Inc. | CopperHeart | CP-40G | Direct Integral Collector Storage (DI) | 24.96 |  | CP-40 |  |  | Solar Storage and Auxiliary Tanks are separate | 40 | 1 | 1 | 1015 | Z15 | [18 empty] | Calexico | FALSE | 95.35 |  | 2011-06-01: 2019-01-20; 2011-08-03: 2019-10-29; 2011-09-20: 2021-03-01 | 1332 | 6483.72 | Up-front Payment
SCG-012992 | Low Income Single Family Residential | Domestic Hot Water | Gas | Southern California Gas Company | Incentive:Paid | 2509 | 36.9 |  | 1 | 68 |  | 68 |  | 2019-10-29 22:46 | 2021-03-04 | PROMISE ENERGY INC | Retrofit | Calexico | Imperial | 92231 | Host Customer is System Owner | 100 |  | 30003825 | SunEarth, Inc. | CopperHeart | CP-40G | Direct Integral Collector Storage (DI) | 24.96 |  | CP-40 |  |  | Solar Storage and Auxiliary Tanks are separate | 40 | 1 | 1 | 1015 | Z15 | [18 empty] | Calexico | FALSE | 95.35 |  | 2011-06-01: 2019-01-20; 2011-08-03: 2019-10-29; 2011-09-20: 2021-03-04 | 1325 | 6483.72 | Up-front Payment
SCG-012993 | Low Income Single Family Residential | Domestic Hot Water | Gas | Southern California Gas Company | Incentive:Paid | 2509 | 36.9 |  | 1 | 68 |  | 68 |  | 2019-10-29 22:46 | 2021-03-04 | PROMISE ENERGY INC | Retrofit | Calexico | Imperial | 92231 | Host Customer is System Owner | 100 |  | 30003825 | SunEarth, Inc. | CopperHeart | CP-40G | Direct Integral Collector Storage (DI) | 24.96 |  | CP-40 |  |  | Solar Storage and Auxiliary Tanks are separate | 40 | 1 | 1 | 1015 | Z15 | [18 empty] | Calexico | FALSE | 95.35 |  | 2011-06-01: 2019-01-20; 2011-08-03: 2019-10-29; 2011-09-20: 2021-03-04 | 1325 | 6483.72 | Up-front Payment
SCG-012994 | Low Income Single Family Residential | Domestic Hot Water | Gas | Southern California Gas Company | Incentive:Paid | 2509 | 36.9 |  | 1 | 68 |  | 68 |  | 2019-10-29 22:47 | 2021-03-05 | PROMISE ENERGY INC | Retrofit | Calexico | Imperial | 92231 | Host Customer is System Owner | 100 |  | 30003825 | SunEarth, Inc. | CopperHeart | CP-40G | Direct Integral Collector Storage (DI) | 24.96 |  | CP-40 |  |  | Solar Storage and Auxiliary Tanks are separate | 40 | 1 | 1 | 1015 | Z15 | [18 empty] | Calexico | FALSE | 95.35 |  | 2011-06-01: 2019-01-20; 2011-08-03: 2019-10-29; 2011-09-20: 2021-03-05 | 1325 | 6483.72 | Up-front Payment
SCG-012995 | Low Income Single Family Residential | Domestic Hot Water | Gas | Southern California Gas Company | Incentive:Paid | 2509 | 36.9 |  | 1 | 68 |  | 68 |  | 2019-10-29 22:47 | 2021-03-08 | PROMISE ENERGY INC | Retrofit | Calexico | Imperial | 92231 | Host Customer is System Owner | 100 |  | 30003825 | SunEarth, Inc. | CopperHeart | CP-40G | Direct Integral Collector Storage (DI) | 24.96 |  | CP-40 |  |  | Solar Storage and Auxiliary Tanks are separate | 40 | 1 | 1 | 1015 | Z15 | [18 empty] | Calexico | FALSE | 95.35 |  | 2011-06-01: 2019-01-20; 2011-08-03: 2019-10-29; 2011-09-20: 2021-03-08 | 1325 | 6483.72 | Up-front Payment
SCG-012996 | Low Income Single Family Residential | Domestic Hot Water | Gas | Southern California Gas Company | Incentive:Paid | 2509 | 36.9 |  | 1 | 68 |  | 68 |  | 2019-10-29 23:06 | 2021-02-16 | PROMISE ENERGY INC | Retrofit | Calexico | Imperial | 92231 | Host Customer is System Owner | 100 |  | 30003825 | SunEarth, Inc. | CopperHeart | CP-40G | Direct Integral Collector Storage (DI) | 24.96 |  | CP-40 |  |  | Solar Storage and Auxiliary Tanks are separate | 40 | 1 | 1 | 1015 | Z15 | [18 empty] | Calexico | FALSE | 95.35 |  | 2011-06-01: 2019-01-22; 2011-08-03: 2019-10-29; 2011-09-20: 2021-02-16 | 1342 | 6483.72 | Up-front Payment
SCG-012997 | Low Income Single Family Residential | Domestic Hot Water | Gas | Southern California Gas Company | Incentive:Paid | 2509 | 36.9 |  | 1 | 68 |  | 68 |  | 2019-10-29 23:06 | 2021-03-18 | PROMISE ENERGY INC | Retrofit | Calexico | Imperial | 92231 | Host Customer is System Owner | 100 |  | 30003825 | SunEarth, Inc. | CopperHeart | CP-40G | Direct Integral Collector Storage (DI) | 24.96 |  | CP-40 |  |  | Solar Storage and Auxiliary Tanks are separate | 40 | 1 | 1 | 1015 | Z15 | [18 empty] | Calexico | FALSE | 95.35 |  | 2011-06-01: 2019-01-22; 2011-08-03: 2019-10-29; 2011-09-20: 2021-03-18 | 1311 | 6483.72 | Up-front Payment
SCG-012998 | Low Income Single Family Residential | Domestic Hot Water | Gas | Southern California Gas Company | Incentive:Paid | 2509 | 36.9 |  | 1 | 68 |  | 68 |  | 2019-10-29 23:07 | 2021-02-17 | PROMISE ENERGY INC | Retrofit | Calexico | Imperial | 92231 | Host Customer is System Owner | 100 |  | 30003825 | SunEarth, Inc. | CopperHeart | CP-40G | Direct Integral Collector Storage (DI) | 24.96 |  | CP-40 |  |  | Solar Storage and Auxiliary Tanks are separate | 40 | 1 | 1 | 1015 | Z15 | [18 empty] | Calexico | FALSE | 95.35 |  | 2011-06-01: 2019-01-22; 2011-08-03: 2019-10-29; 2011-09-20: 2021-02-17 | 1342 | 6483.72 | Up-front Payment
SCG-012999 | Low Income Single Family Residential | Domestic Hot Water | Gas | Southern California Gas Company | Incentive:Paid | 2509 | 36.9 |  | 1 | 68 |  | 68 |  | 2019-10-29 23:07 | 2021-02-17 | PROMISE ENERGY INC | Retrofit | Calexico | Imperial | 92231 | Host Customer is System Owner | 100 |  | 30003825 | SunEarth, Inc. | CopperHeart | CP-40G | Direct Integral Collector Storage (DI) | 24.96 |  | CP-40 |  |  | Solar Storage and Auxiliary Tanks are separate | 40 | 1 | 1 | 1015 | Z15 | [18 empty] | Calexico | FALSE | 95.35 |  | 2011-06-01: 2019-01-22; 2011-08-03: 2019-10-29; 2011-09-20: 2021-02-17 | 1342 | 6483.72 | Up-front Payment
SCG-013000 | Low Income Single Family Residential | Domestic Hot Water | Gas | Southern California Gas Company | Incentive:Paid | 2509 | 36.9 |  | 1 | 68 |  | 68 |  | 2019-10-29 23:07 | 2021-02-22 | PROMISE ENERGY INC | Retrofit | Calexico | Imperial | 92231 | Host Customer is System Owner | 100 |  | 30003825 | SunEarth, Inc. | CopperHeart | CP-40G | Direct Integral Collector Storage (DI) | 24.96 |  | CP-40 |  |  | Solar Storage and Auxiliary Tanks are separate | 40 | 1 | 1 | 1015 | Z15 | [18 empty] | Calexico | FALSE | 95.35 |  | 2011-06-01: 2019-01-22; 2011-08-03: 2019-10-29; 2011-09-20: 2021-02-22 | 1339 | 6483.72 | Up-front Payment
SCG-013001 | Low Income Single Family Residential | Domestic Hot Water | Gas | Southern California Gas Company | Incentive:Paid | 2509 | 36.9 |  | 1 | 68 |  | 68 |  | 2019-10-29 23:07 | 2021-02-22 | PROMISE ENERGY INC | Retrofit | Calexico | Imperial | 92231 | Host Customer is System Owner | 100 |  | 30003825 | SunEarth, Inc. | CopperHeart | CP-40G | Direct Integral Collector Storage (DI) | 24.96 |  | CP-40 |  |  | Solar Storage and Auxiliary Tanks are separate | 40 | 1 | 1 | 1015 | Z15 | [18 empty] | Calexico | FALSE | 95.35 |  | 2011-06-01: 2019-01-22; 2011-08-03: 2019-10-29; 2011-09-20: 2021-02-22 | 1339 | 6483.72 | Up-front Payment
SCG-013002 | Low Income Single Family Residential | Domestic Hot Water | Gas | Southern California Gas Company | Incentive:Paid | 2509 | 36.9 |  | 1 | 68 |  | 68 |  | 2019-10-29 23:07 | 2021-02-17 | PROMISE ENERGY INC | Retrofit | Calexico | Imperial | 92231 | Host Customer is System Owner | 100 |  | 30003825 | SunEarth, Inc. | CopperHeart | CP-40G | Direct Integral Collector Storage (DI) | 24.96 |  | CP-40 |  |  | Solar Storage and Auxiliary Tanks are separate | 40 | 1 | 1 | 1015 | Z15 | [18 empty] | Calexico | FALSE | 95.35 |  | 2011-06-01: 2019-01-22; 2011-08-03: 2019-10-29; 2011-09-20: 2021-02-17 | 1342 | 6483.72 | Up-front Payment
SCG-013003 | Low Income Single Family Residential | Domestic Hot Water | Gas | Southern California Gas Company | Incentive:Paid | 2509 | 36.9 |  | 1 | 68 |  | 68 |  | 2019-10-29 23:08 | 2021-02-17 | PROMISE ENERGY INC | Retrofit | Calexico | Imperial | 92231 | Host Customer is System Owner | 100 |  | 30003825 | SunEarth, Inc. | CopperHeart | CP-40G | Direct Integral Collector Storage (DI) | 24.96 |  | CP-40 |  |  | Solar Storage and Auxiliary Tanks are separate | 40 | 1 | 1 | 1015 | Z15 | [18 empty] | Calexico | FALSE | 95.35 |  | 2011-06-01: 2019-01-22; 2011-08-03: 2019-10-29; 2011-09-20: 2021-02-17 | 1342 | 6483.72 | Up-front Payment
SCG-013004 | Low Income Single Family Residential | Domestic Hot Water | Gas | Southern California Gas Company | Incentive:Paid | 2509 | 36.9 |  | 1 | 68 |  | 68 |  | 2019-10-29 23:15 | 2021-02-17 | PROMISE ENERGY INC | Retrofit | Calexico | Imperial | 92231 | Host Customer is System Owner | 100 |  | 30003825 | SunEarth, Inc. | CopperHeart | CP-40G | Direct Integral Collector Storage (DI) | 24.96 |  | CP-40 |  |  | Solar Storage and Auxiliary Tanks are separate | 40 | 1 | 1 | 1015 | Z15 | [18 empty] | Calexico | FALSE | 95.35 |  | 2011-06-01: 2019-01-22; 2011-08-03: 2019-10-29; 2011-09-20: 2021-02-17 | 1342 | 6483.72 | Up-front Payment
SCG-013005 | Low Income Single Family Residential | Domestic Hot Water | Gas | Southern California Gas Company | Incentive:Paid | 2509 | 36.9 |  | 1 | 68 |  | 68 |  | 2019-10-29 23:15 | 2021-02-17 | PROMISE ENERGY INC | Retrofit | Calexico | Imperial | 92231 | Host Customer is System Owner | 100 |  | 30003825 | SunEarth, Inc. | CopperHeart | CP-40G | Direct Integral Collector Storage (DI) | 24.96 |  | CP-40 |  |  | Solar Storage and Auxiliary Tanks are separate | 40 | 1 | 1 | 1015 | Z15 | [18 empty] | Calexico | FALSE | 95.35 |  | 2011-06-01: 2019-01-22; 2011-08-03: 2019-10-29; 2011-09-20: 2021-02-17 | 1342 | 6483.72 | Up-front Payment
SCG-013006 | Low Income Single Family Residential | Domestic Hot Water | Gas | Southern California Gas Company | Incentive:Paid | 2509 | 36.9 |  | 1 | 68 |  | 68 |  | 2019-10-29 23:15 | 2021-02-19 | PROMISE ENERGY INC | Retrofit | Calexico | Imperial | 92231 | Host Customer is System Owner | 100 |  | 30003825 | SunEarth, Inc. | CopperHeart | CP-40G | Direct Integral Collector Storage (DI) | 24.96 |  | CP-40 |  |  | Solar Storage and Auxiliary Tanks are separate | 40 | 1 | 1 | 1015 | Z15 | [18 empty] | Calexico | FALSE | 95.35 |  | 2011-06-01: 2019-01-22; 2011-08-03: 2019-10-29; 2011-09-20: 2021-02-19 | 1318 | 6483.72 | Up-front Payment
SCG-013007 | Low Income Single Family Residential | Domestic Hot Water | Gas | Southern California Gas Company | Incentive:Paid | 2509 | 36.9 |  | 1 | 68 |  | 68 |  | 2019-10-29 23:15 | 2021-02-17 | PROMISE ENERGY INC | Retrofit | Calexico | Imperial | 92231 | Host Customer is System Owner | 100 |  | 30003825 | SunEarth, Inc. | CopperHeart | CP-40G | Direct Integral Collector Storage (DI) | 24.96 |  | CP-40 |  |  | Solar Storage and Auxiliary Tanks are separate | 40 | 1 | 1 | 1015 | Z15 | [18 empty] | Calexico | FALSE | 95.35 |  | 2011-06-01: 2019-01-22; 2011-08-03: 2019-10-29; 2011-09-20: 2021-02-17 | 1342 | 6483.72 | Up-front Payment
SCG-013008 | Low Income Single Family Residential | Domestic Hot Water | Gas | Southern California Gas Company | Incentive:Paid | 2509 | 36.9 |  | 1 | 68 |  | 68 |  | 2019-10-29 23:16 | 2021-02-19 | PROMISE ENERGY INC | Retrofit | Calexico | Imperial | 92231 | Host Customer is System Owner | 100 |  | 30003825 | SunEarth, Inc. | CopperHeart | CP-40G | Direct Integral Collector Storage (DI) | 24.96 |  | CP-40 |  |  | Solar Storage and Auxiliary Tanks are separate | 40 | 1 | 1 | 1015 | Z15 | [18 empty] | Calexico | FALSE | 95.35 |  | 2011-06-01: 2019-01-22; 2011-08-03: 2019-10-29; 2011-09-20: 2021-02-19 | 1318 | 6483.72 | Up-front Payment
SCG-013009 | Low Income Single Family Residential | Domestic Hot Water | Gas | Southern California Gas Company | Incentive:Paid | 2509 | 36.9 |  | 1 | 68 |  | 68 |  | 2019-10-29 23:16 | 2021-02-19 | PROMISE ENERGY INC | Retrofit | Calexico | Imperial | 92231 | Host Customer is System Owner | 100 |  | 30003825 | SunEarth, Inc. | CopperHeart | CP-40G | Direct Integral Collector Storage (DI) | 24.96 |  | CP-40 |  |  | Solar Storage and Auxiliary Tanks are separate | 40 | 1 | 1 | 1015 | Z15 | [18 empty] | Calexico | FALSE | 95.35 |  | 2011-06-01: 2019-01-23; 2011-08-03: 2019-10-29; 2011-09-20: 2021-02-19 | 1318 | 6483.72 | Up-front Payment
SCG-013010 | Commercial/Multifamily Residential | Domestic Hot Water | Gas | Southern California Gas Company | Incentive:Paid | 99395 | 20.19 |  | 1 | 4923 |  | 4923 |  | 2019-03-07 15:11 | 2019-03-20 | ALL VALLEY SOLAR INC | Retrofit | Culver City | Culver City | 90230 | Host Customer is System Owner | [7 empty] | 1146.6 | 40.95 |  | Drainback | Drainback (Water) | Solar Storage and Auxiliary Tanks are separate |  | 1 | 1 | 3941 | Z08 | 60 |  | Other | TRB-40 | 28 | 2 | 1657 | 6 | 230 | 2 | 650000 | TRUE | 135 | 140 |  | RESOL - DeltaSol BX |  | RESOL - DeltaSol BX | City of Culver City | FALSE | 31.21 |  | 2019-01-23 |  | 2019-03-07 | 2019-03-20 | 2019-04-04 | 2019-04-17 | 2017 | 153635 | Up-front Payment
SCG-013011 | Single Family Residential | Domestic Hot Water | Gas | Southern California Gas Company | Incentive:Paid | 3910 | 29.85 |  | 1 | 131 |  | 131 |  | 2019-06-11 11:42 | 2019-07-15 | EVOLUTION ENERGY SOLUTIONS L L C | Retrofit | Los Angeles | Los Angeles | 90011 | Host Customer is System Owner | 3 |  | 2001028E | SunEarth, Inc. | CASCADE | EPRD-48-80-2G | Indirect Forced Circulation (IF) | 49.3 |  | EP-24 / EP-24-0.75 | Automatic Drainback |  | Solar Storage and Auxiliary Tanks are separate | 80 | 1 | 1 | 45 | Z08 | [18 empty] | Los Angeles | FALSE | 62.05 |  | 2011-06-01: 2019-01-23; 2011-08-03: 2019-06-11; 2011-09-20: 2019-07-15 | 1928 | 8128.87 | Up-front Payment
SCG-013012 | Low Income Single Family Residential | Domestic Hot Water | Gas | Southern California Gas Company | Incentive:Paid | 4834 | 36.9 |  | 1 | 131 |  | 131 |  | 2019-04-11 16:27 | 2019-04-12 | EVOLUTION ENERGY SOLUTIONS L L C | Retrofit | Los Angeles | Los Angeles | 90003 | Host Customer is System Owner | 4 |  | 2001028E | SunEarth, Inc. | CASCADE | EPRD-48-80-2G | Indirect Forced Circulation (IF) | 49.3 |  | EP-24 / EP-24-0.75 | Automatic Drainback |  | Solar Storage and Auxiliary Tanks are separate | 80 | 1 | 1 | 55 | Z08 | [18 empty] | Los Angeles | FALSE | 62.05 |  | 2011-06-01: 2019-01-23; 2011-08-03: 2019-04-11; 2011-09-20: 2019-04-12 | 2020 | 8128.87 | Up-front Payment
SCG-013013 | Low Income Single Family Residential | Domestic Hot Water | Gas | Southern California Gas Company | Incentive:Paid | 3867 | 36.9 |  | 1 | 131 |  | 105 |  | 2019-01-28 14:42 | 2019-01-30 | EVOLUTION ENERGY SOLUTIONS L L C | Retrofit | Los Angeles | Los Angeles | 90059 | Host Customer is System Owner | 6 |  | 2001028E | SunEarth, Inc. | CASCADE | EPRD-48-80-2G | Indirect Forced Circulation (IF) | 49.3 |  | EP-24 / EP-24-0.75 | Automatic Drainback |  | Solar Storage and Auxiliary Tanks are separate | 80 | 1 | 0.8 | 75 | Z08 | [18 empty] | Los Angeles | FALSE | 63.9 |  | 2011-06-01: 2019-01-23; 2011-08-03: 2019-01-28; 2011-09-20: 2019-01-30 | 2090 | 8370.87 | Up-front Payment
SCG-013014 | Single Family Residential | Domestic Hot Water | Gas | Southern California Gas Company | Incentive:Paid | 3128 | 29.85 |  | 1 | 131 |  | 105 |  | 2019-06-11 11:42 | 2019-07-03 | EVOLUTION ENERGY SOLUTIONS L L C | Retrofit | Los Angeles | Los Angeles | 90003 | Host Customer is System Owner | 5 |  | 2001028E | SunEarth, Inc. | CASCADE | EPRD-48-80-2G | Indirect Forced Circulation (IF) | 49.3 |  | EP-24 / EP-24-0.75 | Automatic Drainback |  | Solar Storage and Auxiliary Tanks are separate | 80 | 1 | 0.8 | 65 | Z08 | [18 empty] | Los Angeles | FALSE | 69.43 |  | 2011-06-01: 2019-01-23; 2011-08-03: 2019-06-11; 2011-09-20: 2019-07-03 | 1928 | 9095.87 | Up-front Payment
SCG-013015 | Low Income Single Family Residential | Domestic Hot Water | Gas | Southern California Gas Company | Incentive:Paid | 2509 | 36.9 |  | 1 | 68 |  | 68 |  | 2019-10-29 23:16 | 2021-03-17 | PROMISE ENERGY INC | Retrofit | Calexico | Imperial | 92231 | Host Customer is System Owner | 100 |  | 30003825 | SunEarth, Inc. | CopperHeart | CP-40G | Direct Integral Collector Storage (DI) | 24.96 |  | CP-40 |  |  | Solar Storage and Auxiliary Tanks are separate | 40 | 1 | 1 | 1015 | Z15 | [18 empty] | Calexico | FALSE | 95.35 |  | 2011-06-01: 2019-01-23; 2011-08-03: 2019-10-29; 2011-09-20: 2021-03-17 | 1318 | 6483.72 | Up-front Payment
SCG-013016 | Low Income Single Family Residential | Domestic Hot Water | Gas | Southern California Gas Company | Incentive:Paid | 2509 | 36.9 |  | 1 | 68 |  | 68 |  | 2019-10-29 23:16 | 2021-03-17 | PROMISE ENERGY INC | Retrofit | Calexico | Imperial | 92231 | Host Customer is System Owner | 100 |  | 30003825 | SunEarth, Inc. | CopperHeart | CP-40G | Direct Integral Collector Storage (DI) | 24.96 |  | CP-40 |  |  | Solar Storage and Auxiliary Tanks are separate | 40 | 1 | 1 | 1015 | Z15 | [18 empty] | Calexico | FALSE | 95.35 |  | 2011-06-01: 2019-01-24; 2011-08-03: 2019-10-29; 2011-09-20: 2021-03-17 | 1318 | 6483.72 | Up-front Payment
SCG-013017 | Low Income Single Family Residential | Domestic Hot Water | Gas | Southern California Gas Company | Incentive:Paid | 2509 | 36.9 |  | 1 | 68 |  | 68 |  | 2019-10-29 23:25 | 2021-03-08 | PROMISE ENERGY INC | Retrofit | Calexico | Imperial | 92231 | Host Customer is System Owner | 100 |  | 30003825 | SunEarth, Inc. | CopperHeart | CP-40G | Direct Integral Collector Storage (DI) | 24.96 |  | CP-40 |  |  | Solar Storage and Auxiliary Tanks are separate | 40 | 1 | 1 | 1015 | Z15 | [18 empty] | Calexico | FALSE | 95.35 |  | 2011-06-01: 2019-01-24; 2011-08-03: 2019-10-29; 2011-09-20: 2021-03-08 | 1325 | 6483.72 | Up-front Payment
SCG-013018 | Low Income Single Family Residential | Domestic Hot Water | Gas | Southern California Gas Company | Incentive:Paid | 2509 | 36.9 |  | 1 | 68 |  | 68 |  | 2019-10-29 23:25 | 2021-03-09 | PROMISE ENERGY INC | Retrofit | Calexico | Imperial | 92231 | Host Customer is System Owner | 100 |  | 30003825 | SunEarth, Inc. | CopperHeart | CP-40G | Direct Integral Collector Storage (DI) | 24.96 |  | CP-40 |  |  | Solar Storage and Auxiliary Tanks are separate | 40 | 1 | 1 | 1015 | Z15 | [18 empty] | Calexico | FALSE | 95.35 |  | 2011-06-01: 2019-01-24; 2011-08-03: 2019-10-29; 2011-09-20: 2021-03-09 | 1318 | 6483.72 | Up-front Payment
SCG-013019 | Low Income Single Family Residential | Domestic Hot Water | Gas | Southern California Gas Company | Incentive:Paid | 2509 | 36.9 |  | 1 | 68 |  | 68 |  | 2019-10-29 23:25 | 2021-03-11 | PROMISE ENERGY INC | Retrofit | Calexico | Imperial | 92231 | Host Customer is System Owner | 100 |  | 30003825 | SunEarth, Inc. | CopperHeart | CP-40G | Direct Integral Collector Storage (DI) | 24.96 |  | CP-40 |  |  | Solar Storage and Auxiliary Tanks are separate | 40 | 1 | 1 | 1015 | Z15 | [18 empty] | Calexico | FALSE | 95.35 |  | 2011-06-01: 2019-01-24; 2011-08-03: 2019-10-29; 2011-09-20: 2021-03-11 | 1318 | 6483.72 | Up-front Payment
SCG-013020 | Low Income Single Family Residential | Domestic Hot Water | Gas | Southern California Gas Company | Incentive:Paid | 2509 | 36.9 |  | 1 | 68 |  | 68 |  | 2019-10-29 23:25 | 2021-03-12 | PROMISE ENERGY INC | Retrofit | Calexico | Imperial | 92231 | Host Customer is System Owner | 100 |  | 30003825 | SunEarth, Inc. | CopperHeart | CP-40G | Direct Integral Collector Storage (DI) | 24.96 |  | CP-40 |  |  | Solar Storage and Auxiliary Tanks are separate | 40 | 1 | 1 | 1015 | Z15 | [18 empty] | Calexico | FALSE | 95.35 |  | 2011-06-01: 2019-01-24; 2011-08-03: 2019-10-29; 2011-09-20: 2021-03-12 | 1318 | 6483.72 | Up-front Payment
SCG-013021 | Single Family Residential | Domestic Hot Water | Gas | Southern California Gas Company | Incentive:Paid | 3940 | 29.85 |  | 1 | 132 |  | 132 |  | 2019-03-14 09:02 | 2019-03-18 | MOHR POWER SOLAR INC | Retrofit | Yorba Linda | Orange | 92887 | Host Customer is System Owner | 2 |  | 2010143A | Solene | AURORA/AO SMITH | SLAR40DC-80HE-XG | Indirect Forced Circulation (IF) | 40 |  | SLSG-40 PLUS | Glycol | Advanced Controller with a Vacation or Holiday Mode | Solar Storage and Auxiliary Tanks are separate | 80 | 1 | 1 | 35 | Z08 | [18 empty] | City of Yorba Linda | FALSE | 89.77 |  | 2011-06-01: 2019-01-24; 2011-08-03: 2019-03-14; 2011-09-20: 2019-03-18 | 2045 | 11850 | Up-front Payment
SCG-013022 | Low Income Single Family Residential | Domestic Hot Water | Gas | Southern California Gas Company | Incentive:Paid | 3867 | 36.9 |  | 1 | 131 |  | 105 |  | 2019-01-28 11:50 | 2019-01-30 | EVOLUTION ENERGY SOLUTIONS L L C | Retrofit | Los Angeles | Los Angeles | 90002 | Host Customer is System Owner | 5 |  | 2001028E | SunEarth, Inc. | CASCADE | EPRD-48-80-2G | Indirect Forced Circulation (IF) | 49.3 |  | EP-24 / EP-24-0.75 | Automatic Drainback |  | Solar Storage and Auxiliary Tanks are separate | 80 | 1 | 0.8 | 65 | Z08 | [18 empty] | Los Angeles | FALSE | 63.9 |  | 2011-06-01: 2019-01-24; 2011-08-03: 2019-01-28; 2011-09-20: 2019-01-30 | 2090 | 8370.87 | Up-front Payment
SCG-013023 | Low Income Single Family Residential | Domestic Hot Water | Gas | Southern California Gas Company | Incentive:Paid | 4613 | 36.9 |  | 1 | 125 |  | 125 |  | 2019-01-25 15:07 | 2019-01-29 | TITANIUM POWER INC | Retrofit | Pomona | Pomona | 91766 | Host Customer is System Owner | 4 |  | 30004257 | Butler Sun Solutions, Inc. | SOLAR BUTLER | B-BT1-40-I | Indirect Forced Circulation (IF) | 43.72 |  | BT1 | Glycol | Advanced Controller with a Vacation or Holiday Mode | Solar Storage and Auxiliary Tanks are separate | 40 | 1 | 1 | 55 | Z09 | [18 empty] | Pomona | FALSE | 37.6 |  | 2011-06-01: 2019-01-24; 2011-08-03: 2019-01-25; 2011-09-20: 2019-01-29 | 2091 | 4700 | Up-front Payment
SCG-013024 | Single Family Residential | Domestic Hot Water | Gas | Southern California Gas Company | Incentive:Paid | 3910 | 29.85 |  | 1 | 131 |  | 131 |  | 2019-06-10 21:27 | 2019-08-12 | EVOLUTION ENERGY SOLUTIONS L L C | Retrofit | Los Angeles | Los Angeles | 90011 | Host Customer is System Owner | 4 |  | 2001028E | SunEarth, Inc. | CASCADE | EPRD-48-80-2G | Indirect Forced Circulation (IF) | 49.3 |  | EP-24 / EP-24-0.75 | Automatic Drainback |  | Solar Storage and Auxiliary Tanks are separate | 80 | 1 | 1 | 55 | Z08 | [18 empty] | Los Angeles | FALSE | 62.05 |  | 2011-06-01: 2019-01-24; 2011-08-03: 2019-06-10; 2011-09-20: 2019-08-12 | 1900 | 8128.87 | Up-front Payment
SCG-013025 | Low Income Single Family Residential | Domestic Hot Water | Gas | Southern California Gas Company | Incentive:Paid | 4613 | 36.9 |  | 1 | 125 |  | 125 |  | 2019-01-25 15:09 | 2019-01-29 | TITANIUM POWER INC | Retrofit | Pomona | Pomona | 91766 | Host Customer is System Owner | 4 |  | 30004257 | Butler Sun Solutions, Inc. | SOLAR BUTLER | B-BT1-40-I | Indirect Forced Circulation (IF) | 43.72 |  | BT1 | Glycol | Advanced Controller with a Vacation or Holiday Mode | Solar Storage and Auxiliary Tanks are separate | 40 | 1 | 1 | 55 | Z09 | [18 empty] | Pomona | FALSE | 37.44 |  | 2011-06-01: 2019-01-24; 2011-08-03: 2019-01-25; 2011-09-20: 2019-01-29 | 2091 | 4680 | Up-front Payment
SCG-013026 | Low Income Single Family Residential | Domestic Hot Water | Gas | Southern California Gas Company | Incentive:Paid | 4382 | 36.9 |  | 1 | 125 |  | 119 |  | 2019-01-25 15:08 | 2019-01-29 | TITANIUM POWER INC | Retrofit | Pomona | Pomona | 91767 | Host Customer is System Owner | 8 |  | 30004257 | Butler Sun Solutions, Inc. | SOLAR BUTLER | B-BT1-40-I | Indirect Forced Circulation (IF) | 43.72 |  | BT1 | Glycol | Advanced Controller with a Vacation or Holiday Mode | Solar Storage and Auxiliary Tanks are separate | 40 | 1 | 0.95 | 95 | Z09 | [18 empty] | Pomona | FALSE | 35.8 |  | 2011-06-01: 2019-01-24; 2011-08-03: 2019-01-25; 2011-09-20: 2019-01-29 | 2091 | 4475 | Up-front Payment
SCG-013027 | Low Income Single Family Residential | Domestic Hot Water | Gas | Southern California Gas Company | Incentive:Paid | 4613 | 36.9 |  | 1 | 125 |  | 125 |  | 2019-01-25 15:06 | 2019-01-29 | TITANIUM POWER INC | Retrofit | Pomona | Pomona | 91767 | Host Customer is System Owner | 6 |  | 30004257 | Butler Sun Solutions, Inc. | SOLAR BUTLER | B-BT1-40-I | Indirect Forced Circulation (IF) | 43.72 |  | BT1 | Glycol | Advanced Controller with a Vacation or Holiday Mode | Solar Storage and Auxiliary Tanks are separate | 40 | 1 | 1 | 75 | Z09 | [18 empty] | Pomona | FALSE | 37.44 |  | 2011-06-01: 2019-01-24; 2011-08-03: 2019-01-25; 2011-09-20: 2019-01-29 | 2091 | 4680 | Up-front Payment
SCG-013028 | Low Income Single Family Residential | Domestic Hot Water | Gas | Southern California Gas Company | Incentive:Paid | 4613 | 36.9 |  | 1 | 125 |  | 125 |  | 2019-01-25 15:06 | 2019-01-29 | TITANIUM POWER INC | Retrofit | Pomona | Pomona | 91767 | Host Customer is System Owner | 8 |  | 30004257 | Butler Sun Solutions, Inc. | SOLAR BUTLER | B-BT1-40-I | Indirect Forced Circulation (IF) | 43.72 |  | BT1 | Glycol | Advanced Controller with a Vacation or Holiday Mode | Solar Storage and Auxiliary Tanks are separate | 40 | 1 | 1 | 95 | Z09 | [18 empty] | Pomona | FALSE | 37.6 |  | 2011-06-01: 2019-01-24; 2011-08-03: 2019-01-25; 2011-09-20: 2019-01-29 | 2091 | 4700 | Up-front Payment
SCG-013029 | Single Family Residential | Domestic Hot Water | Gas | Southern California Gas Company | Incentive:Paid | 3910 | 29.85 |  | 1 | 131 |  | 131 |  | 2019-06-10 21:27 | 2019-07-03 | EVOLUTION ENERGY SOLUTIONS L L C | Retrofit | Los Angeles | Los Angeles | 90011 | Host Customer is System Owner | 4 |  | 2001028E | SunEarth, Inc. | CASCADE | EPRD-48-80-2G | Indirect Forced Circulation (IF) | 49.3 |  | EP-24 / EP-24-0.75 | Automatic Drainback |  | Solar Storage and Auxiliary Tanks are separate | 80 | 1 | 1 | 55 | Z08 | [18 empty] | Los Angeles | FALSE | 67.59 |  | 2011-06-01: 2019-01-24; 2011-08-03: 2019-06-10; 2011-09-20: 2019-07-03 | 1928 | 8853.87 | Up-front Payment
SCG-013030 | Low Income Single Family Residential | Domestic Hot Water | Gas | Southern California Gas Company | Incentive:Paid | 4613 | 36.9 |  | 1 | 125 |  | 125 |  | 2019-01-25 15:10 | 2019-01-29 | TITANIUM POWER INC | Retrofit | Pomona | Pomona | 91767 | Host Customer is System Owner | 4 |  | 30004257 | Butler Sun Solutions, Inc. | SOLAR BUTLER | B-BT1-40-I | Indirect Forced Circulation (IF) | 43.72 |  | BT1 | Glycol | Advanced Controller with a Vacation or Holiday Mode | Solar Storage and Auxiliary Tanks are separate | 40 | 1 | 1 | 55 | Z09 | [18 empty] | Pomona | FALSE | 37.2 |  | 2011-06-01: 2019-01-24; 2011-08-03: 2019-01-25; 2011-09-20: 2019-01-29 | 2091 | 4650 | Up-front Payment
SCG-013031 | Single Family Residential | Domestic Hot Water | Gas | Southern California Gas Company | Incentive:Paid | 2933 | 29.85 |  | 1 | 131 |  | 98 |  | 2019-06-10 21:25 | 2019-07-10 | EVOLUTION ENERGY SOLUTIONS L L C | Retrofit | Los Angeles | Los Angeles | 90059 | Host Customer is System Owner | 9 |  | 2001028E | SunEarth, Inc. | CASCADE | EPRD-48-80-2G | Indirect Forced Circulation (IF) | 49.3 |  | EP-24 / EP-24-0.75 | Automatic Drainback |  | Solar Storage and Auxiliary Tanks are separate | 80 | 1 | 0.75 | 105 | Z08 | [18 empty] | Los Angeles | FALSE | 62.05 |  | 2011-06-01: 2019-01-24; 2011-08-03: 2019-06-10; 2011-09-20: 2019-07-10 | 1930 | 8128.87 | Up-front Payment
SCG-013032 | Low Income Single Family Residential | Domestic Hot Water | Gas | Southern California Gas Company | Incentive:Paid | 5397 | 36.9 |  | 1 | 156 |  | 156 |  | 2019-01-28 14:40 | 2019-01-30 | EVOLUTION ENERGY SOLUTIONS L L C | Retrofit | Los Angeles | Los Angeles | 90023 | Host Customer is System Owner | 4 |  | 2001028G | SunEarth, Inc. | CASCADE | EPRD-64-80-2G | Indirect Forced Circulation (IF) | 65.67 |  | EP-32 / EP-32-0.75 | Automatic Drainback | Drainback (Water) | Solar Storage and Auxiliary Tanks are separate | 80 | 1 | 1 | 55 | Z09 | [18 empty] | Los Angeles | FALSE | 52.11 |  | 2011-06-01: 2019-01-24; 2011-08-03: 2019-01-28; 2011-09-20: 2019-01-30 | 2090 | 8128.87 | Up-front Payment
PGE-013033 | Commercial/Multifamily Residential | Domestic Hot Water | Gas | Pacific Gas and Electric | Incentive:Paid | 48171 | 20.19 |  | 1 | 2410 |  | 2386 |  | 2019-01-30 12:22 | 2019-02-14 | OXYPOWER INC | Retrofit | Berkeley | Alameda | 94709 | Host Customer is System Owner | [7 empty] | 803.4 | 40.17 |  | Glycol | Pressure Stagnation Protection (PSP) | Solar Storage and Auxiliary Tanks are separate |  | 0.99 | 1 | 1612 | Z03 | 124 | Persons | Men's Dormitories | 2010115A | 20 | 1 | 1200 | 10 | 360 | 3 | 3000000 | TRUE | 130 | 130 |  | Heliodyne - Delta-T Pro Ethernet |  | Heliodyne - Delta-T Pro Ethernet | City of Berkeley | FALSE | 68.84 |  | 2019-01-30 | 2020-11-16 | 2019-01-30 | 2019-02-14 | 2020-10-14 | 2020-11-30 | 1411 | 165893 | Up-front Payment
SCG-013034 | Low Income Single Family Residential | Domestic Hot Water | Gas | Southern California Gas Company | Incentive:Paid | 4280 | 36.9 |  | 1 | 146 |  | 139 |  | 2019-01-29 15:09 | 2019-03-04 | DOCTOR PIPER INC | Retrofit | Granada Hills | Los Angeles | 91344 | Host Customer is System Owner | 4 |  | 2011141B | Heliodyne, Inc. | HELIOPAK | HPAK 016 1 410 G 80 ACD Z | Indirect Forced Circulation (IF) | 40.26 |  | 410 001 | Glycol | Steam Back | Solar Storage and Auxiliary Tanks are separate | 80 | 1 | 0.95 | 55 | Z09 | [18 empty] | City of Los Angeles | FALSE | 36.97 |  | 2011-06-01: 2019-01-24; 2011-08-03: 2019-01-29; 2011-09-20: 2019-03-04 | 2053 | 5397 | Up-front Payment
SCG-013035 | Commercial/Multifamily Residential | Domestic Hot Water | Gas | Southern California Gas Company | Incentive:Paid | 25480 | 20.19 |  | 1 | 1262 |  | 1262 |  | 2019-03-14 13:14 | 2019-03-15 | ALL VALLEY SOLAR INC | Retrofit | Sherman Oaks | Sherman Oaks | 91423 | Host Customer is System Owner | [7 empty] | 327.6 | 40.95 |  | Drainback |  | Solar Storage and Auxiliary Tanks are separate |  | 1 | 1 | 756 | Z09 | 18 | Units | Apartments/Condos | TRB-40 | 8 | 2 | 549 | 2 | 97 | 1 | 264000 | TRUE | 135 | 140 |  |  |  |  | LADBS | FALSE | 38.77 |  | 2019-01-25 |  | 2019-03-14 | 2019-03-15 | 2019-05-06 | 2019-05-07 | 1989 | 48933 | Up-front Payment
SCG-013036 | Commercial/Multifamily Residential | Domestic Hot Water | Gas | Southern California Gas Company | Incentive:Paid | 25480 | 20.19 |  | 1 | 1262 |  | 1262 |  | 2019-03-14 13:05 | 2019-03-15 | ALL VALLEY SOLAR INC | Retrofit | Sherman Oaks | Sherman Oaks | 91423 | Host Customer is System Owner | [7 empty] | 327.6 | 40.95 |  | Drainback |  | Solar Storage and Auxiliary Tanks are separate |  | 1 | 1 | 756 | Z09 | 18 | Units | Apartments/Condos | TRB-40 | 8 | 2 | 549 | 2 | 97 | 1 | 264000 | TRUE | 135 | 140 |  |  |  |  | LADBS | FALSE | 38.77 |  | 2019-01-25 |  | 2019-03-14 | 2019-03-15 | 2019-05-20 | 2019-05-28 | 1976 | 48933 | Up-front Payment
SCG-013037 | Single Family Residential - Disadvantaged Community | Domestic Hot Water | Gas | Southern California Gas Company | Incentive:Paid | 3522 | 29.85 |  | 1 | 118 |  | 118 |  | 2019-01-29 08:29 | 2019-01-31 | INTELLIGENT GREEN SOLUTIONS CA | New Construction | Laton | Kings | 93242 | Host Customer is System Owner | 5 |  | 30004236 | SunMaxx Solar LLC | ThermoPower | VTS30-HP-G | Indirect Thermosyphon (IT) | 47.9 |  | VTS-HP30 |  |  | Solar Storage and Auxiliary Tanks are separate | 79 | 1 | 1 | 65 | Z13 | [18 empty] | Fresno County | FALSE | 52.88 |  | 2011-06-01: 2019-01-25; 2011-08-03: 2019-01-29; 2011-09-20: 2019-01-31 | 2091 | 6240 | Up-front Payment
SCG-013038 | Commercial Pools | Pool Heating | Gas | Southern California Gas Company | Incentive:Paid | 18067 | 7 |  | 1 | 2581 |  | 2581 |  | 2019-02-25 18:20 | 2019-02-26 | CALIFORNIA SOLAR INTEGRATORS INC | Retrofit | Redlands | San Bernardino | 92373 | Host Customer is System Owner | [7 empty] | 869.4 | 48.3 |  | Drainback |  |  |  | 1 | 1 |  | Z10 |  |  |  | 10001888 | 18 | 1 | [5 empty] | FALSE |  |  |  | SunEarth - SETR A503 TTR U + VFS 20-400 |  | SunEarth - SETR A503 TTR U + VFS 20-400 | San Bernardino County | FALSE | 15.5 |  | 2019-02-25 |  | 2019-02-25 | 2019-02-26 | 2019-08-12 | 2019-08-27 | 1885 | 40000 | Up-front Payment
SCG-013039 | Commercial Pools | Pool Heating | Gas | Southern California Gas Company | Incentive:Paid | 18193 | 7 |  | 1 | 2599 |  | 2599 |  | 2019-02-25 18:20 | 2019-02-26 | CALIFORNIA SOLAR INTEGRATORS INC | Retrofit | Riverside | Riverside | 92507 | Host Customer is System Owner | [7 empty] | 1062.6 | 48.3 |  | Drainback |  |  |  | 1 | 1 |  | Z10 |  |  |  | 10001888 | 22 | 1 | [5 empty] | FALSE |  |  |  | SunEarth - SETR A503 TTR U + VFS 20-400 |  | SunEarth - SETR A503 TTR U + VFS 20-400 | Riverside County | FALSE | 14.24 |  | 2019-02-25 |  | 2019-02-25 | 2019-02-26 | 2019-03-19 | 2019-03-22 | 2019 | 37000 | Up-front Payment
SCG-013040 | Commercial Pools | Pool Heating | Gas | Southern California Gas Company | Incentive:Paid | 33215 | 7 |  | 1 | 4745 |  | 4745 |  | 2019-02-25 18:21 | 2019-02-26 | CALIFORNIA SOLAR INTEGRATORS INC | Retrofit | Temecula | Riverside | 92591 | Host Customer is System Owner | [7 empty] | 1932 | 48.3 |  | Drainback |  |  |  | 1 | 1 |  | Z10 |  |  |  | 10001888 | 40 | 1 | [5 empty] | FALSE |  |  |  | SunEarth - SETR A503 TTR U + VFS 20-400 |  | SunEarth - SETR A503 TTR U + VFS 20-400 | County of Riverside | FALSE | 14.12 |  | 2019-02-25 |  | 2019-02-25 | 2019-02-26 | 2019-06-12 | 2019-06-13 | 1958 | 67000 | Up-front Payment
SCG-013041 | Low Income Single Family Residential | Domestic Hot Water | Gas | Southern California Gas Company | Incentive:Paid | 5397 | 36.9 |  | 1 | 150 |  | 150 |  | 2019-02-07 15:18 | 2019-02-22 | DOCTOR PIPER INC | Retrofit | Van Nuys | Los Angeles | 91405 | Host Customer is System Owner | 4 |  | 30004247 | Heliodyne, Inc. | HELIO-PAS | HPAS 1 410 G 80 AC D Z | Indirect Forced Circulation (IF) | 40.17 |  | 410 001 | Glycol | Steam Back | Solar Storage and Auxiliary Tanks are separate | 80 | 1 | 1 | 55 | Z09 | [18 empty] | City of Los Angeles | FALSE | 53.33 |  | 2019-01-28 | 2019-02-14 |  |  | 2019-02-07 | 2019-02-22 | 2068 | 8000 | Up-front Payment
SCG-013042 | Low Income Single Family Residential | Domestic Hot Water | Gas | Southern California Gas Company | Incentive:Canceled | 5351 | 36.9 |  | 1 | 145 |  | 145 |  |  |  |  | Retrofit | Northridge | Los Angeles | 91324 | Host Customer is System Owner | 5 |  | 2011141B | Heliodyne, Inc. | HELIOPAK | HPAK 016 1 410 G 80 ACD Z | Indirect Forced Circulation (IF) | 40.17 |  | 410 001 | Glycol | Steam Back | Solar Storage and Auxiliary Tanks are separate | 80 | 1 | 1 | 65 | Z09 | [18 empty] | City of Los Angeles | FALSE | 55.17 |  | 2011-06-01: 2019-01-28 | 2098 | 8000 | Up-front Payment
SCG-013043 | Low Income Single Family Residential | Domestic Hot Water | Gas | Southern California Gas Company | Incentive:Paid | 5258 | 36.9 |  | 1 | 150 |  | 142 |  | 2019-02-01 13:44 | 2019-03-18 | DOCTOR PIPER INC | Retrofit | Van Nuys | Los Angeles | 91411 | Host Customer is System Owner | 4 |  | 30004247 | Heliodyne, Inc. | HELIO-PAS | HPAS 1 410 G 80 AC D Z | Indirect Forced Circulation (IF) | 40.17 |  | 410 001 | Glycol | Steam Back | Solar Storage and Auxiliary Tanks are separate | 80 | 1 | 0.95 | 55 | Z09 | [18 empty] | City of Los Angeles | FALSE | 35.98 |  | 2011-06-01: 2019-01-28; 2011-08-03: 2019-02-01; 2011-09-20: 2019-03-18 | 2045 | 5397 | Up-front Payment
SCG-013045 | Single Family Residential | Domestic Hot Water | Gas | Southern California Gas Company | Incentive:Paid | 3546 | 29.85 |  | 1 | 132 |  | 119 |  | 2019-05-22 11:21 | 2019-06-27 | EVOLUTION ENERGY SOLUTIONS L L C | Retrofit | Los Angeles | Los Angeles | 90033 | Host Customer is System Owner | 4 |  | 2001028E | SunEarth, Inc. | CASCADE | EPRD-48-80-2G | Indirect Forced Circulation (IF) | 49.3 |  | EP-24 / EP-24-0.75 | Automatic Drainback |  | Solar Storage and Auxiliary Tanks are separate | 80 | 1 | 0.9 | 55 | Z09 | [18 empty] | Los Angeles | FALSE | 61.58 |  | 2011-06-01: 2019-01-29; 2011-08-03: 2019-05-22; 2011-09-20: 2019-06-27 | 1927 | 8128.87 | Up-front Payment
SCG-013046 | Low Income Single Family Residential | Domestic Hot Water | Gas | Southern California Gas Company | Incentive:Paid | 3897 | 36.9 |  | 1 | 132 |  | 106 |  | 2019-02-14 13:34 | 2019-03-04 | EVOLUTION ENERGY SOLUTIONS L L C | Retrofit | Los Angeles | Los Angeles | 90033 | Host Customer is System Owner | 4 |  | 2001028E | SunEarth, Inc. | CASCADE | EPRD-48-80-2G | Indirect Forced Circulation (IF) | 49.3 |  | EP-24 / EP-24-0.75 | Automatic Drainback |  | Solar Storage and Auxiliary Tanks are separate | 80 | 1 | 0.8 | 55 | Z09 | [18 empty] | Los Angeles | FALSE | 63.43 |  | 2011-06-01: 2019-01-29; 2011-08-03: 2019-02-14; 2011-09-20: 2019-03-04 | 2057 | 8372.87 | Up-front Payment
SCG-013047 | Low Income Single Family Residential | Domestic Hot Water | Gas | Southern California Gas Company | Incentive:Paid | 4613 | 36.9 |  | 1 | 125 |  | 125 |  | 2019-01-31 10:24 | 2019-02-01 | TITANIUM POWER INC | Retrofit | Pomona | Pomona | 91766 | Host Customer is System Owner | 7 |  | 30004257 | Butler Sun Solutions, Inc. | SOLAR BUTLER | B-BT1-40-I | Indirect Forced Circulation (IF) | 43.72 |  | BT1 | Glycol | Advanced Controller with a Vacation or Holiday Mode | Solar Storage and Auxiliary Tanks are separate | 40 | 1 | 1 | 85 | Z09 | [18 empty] | Pomona | FALSE | 37.6 |  | 2011-06-01: 2019-01-29; 2011-08-03: 2019-01-31; 2011-09-20: 2019-02-01 | 2090 | 4700 | Up-front Payment
SCG-013048 | Low Income Single Family Residential | Domestic Hot Water | Gas | Southern California Gas Company | Incentive:Paid | 4613 | 36.9 |  | 1 | 125 |  | 125 |  | 2019-01-31 10:26 | 2019-02-01 | TITANIUM POWER INC | Retrofit | Pomona | Pomona | 91767 | Host Customer is System Owner | 8 |  | 30004257 | Butler Sun Solutions, Inc. | SOLAR BUTLER | B-BT1-40-I | Indirect Forced Circulation (IF) | 43.72 |  | BT1 | Glycol | Advanced Controller with a Vacation or Holiday Mode | Solar Storage and Auxiliary Tanks are separate | 40 | 1 | 1 | 95 | Z09 | [18 empty] | Pomona | FALSE | 37.44 |  | 2011-06-01: 2019-01-29; 2011-08-03: 2019-01-31; 2011-09-20: 2019-02-01 | 2090 | 4680 | Up-front Payment
SCG-013049 | Low Income Single Family Residential | Domestic Hot Water | Gas | Southern California Gas Company | Incentive:Paid | 4613 | 36.9 |  | 1 | 125 |  | 125 |  | 2019-01-31 10:23 | 2019-02-01 | TITANIUM POWER INC | New Construction | Pomona | Pomona | 91766 | Host Customer is System Owner | 4 |  | 30004257 | Butler Sun Solutions, Inc. | SOLAR BUTLER | B-BT1-40-I | Indirect Forced Circulation (IF) | 43.72 |  | BT1 | Glycol | Advanced Controller with a Vacation or Holiday Mode | Solar Storage and Auxiliary Tanks are separate | 40 | 1 | 1 | 55 | Z09 | [18 empty] | Pomona | FALSE | 37.6 |  | 2011-06-01: 2019-01-29; 2011-08-03: 2019-01-31; 2011-09-20: 2019-02-01 | 2090 | 4700 | Up-front Payment
SCG-013050 | Low Income Single Family Residential | Domestic Hot Water | Gas | Southern California Gas Company | Incentive:Paid | 4109 | 36.9 |  | 1 | 131 |  | 131 |  | 2019-10-30 09:31 | 2020-10-13 | EVOLUTION ENERGY SOLUTIONS L L C | Retrofit | Los Angeles | Los Angeles | 90011 | Host Customer is System Owner | 4 |  | 2001028E | SunEarth, Inc. | CASCADE | EPRD-48-80-2G | Indirect Forced Circulation (IF) | 49.3 |  | EP-24 / EP-24-0.75 | Automatic Drainback |  | Solar Storage and Auxiliary Tanks are separate | 80 | 1 | 1 | 55 | Z08 | [18 empty] | Los Angeles | FALSE | 62.05 |  | 2011-06-01: 2019-01-30; 2011-08-03: 2019-10-30; 2011-09-20: 2020-10-13 | 1468 | 8128.87 | Up-front Payment
SCG-013051 | Commercial Pools | Pool Heating | Gas | Southern California Gas Company | Incentive:Paid | 3815 | 7 |  | 1 | 545 |  | 545 |  | 2019-01-30 16:50 | 2019-03-11 | CALIFORNIA SOLAR INTEGRATORS INC | New Construction | Santa Monica | Los Angeles | 90404 | Host Customer is System Owner | [7 empty] | 325.6 | 40.7 |  | Drainback |  |  |  | 1 | 1 |  | Z06 |  |  |  | 10001888 | 8 | 1 | [5 empty] | FALSE | [6 empty] | City of Santa Monica | FALSE | 20.02 |  | 2019-01-30 |  | 2019-01-30 | 2019-03-11 | 2021-01-22 | 2021-02-03 | 1346 | 10909 | Up-front Payment
SCG-013052 | Single Family Residential | Domestic Hot Water | Gas | Southern California Gas Company | Incentive:Paid | 3910 | 29.85 |  | 1 | 131 |  | 131 |  | 2019-06-12 12:03 | 2019-06-28 | EVOLUTION ENERGY SOLUTIONS L L C | Retrofit | Los Angeles | Los Angeles | 90003 | Host Customer is System Owner | 4 |  | 2001028E | SunEarth, Inc. | CASCADE | EPRD-48-80-2G | Indirect Forced Circulation (IF) | 49.3 |  | EP-24 / EP-24-0.75 | Automatic Drainback |  | Solar Storage and Auxiliary Tanks are separate | 80 | 1 | 1 | 55 | Z08 | [18 empty] | Los Angeles | FALSE | 62.05 |  | 2011-06-01: 2019-01-30; 2011-08-03: 2019-06-12; 2011-09-20: 2019-06-28 | 1927 | 8128.87 | Up-front Payment
SCG-013053 | Low Income Single Family Residential | Domestic Hot Water | Gas | Southern California Gas Company | Incentive:Paid | 2509 | 36.9 |  | 1 | 68 |  | 68 |  | 2019-10-29 23:25 | 2021-03-15 | PROMISE ENERGY INC | Retrofit | Calexico | Imperial | 92231 | Host Customer is System Owner | 100 |  | 30003825 | SunEarth, Inc. | CopperHeart | CP-40G | Direct Integral Collector Storage (DI) | 24.96 |  | CP-40 |  |  | Solar Storage and Auxiliary Tanks are separate | 40 | 1 | 1 | 1015 | Z15 | [18 empty] | Calexico | FALSE | 95.35 |  | 2011-06-01: 2019-01-30; 2011-08-03: 2019-10-29; 2011-09-20: 2021-03-15 | 1318 | 6483.72 | Up-front Payment
SCG-013054 | Low Income Single Family Residential | Domestic Hot Water | Gas | Southern California Gas Company | Incentive:Paid | 2509 | 36.9 |  | 1 | 68 |  | 68 |  | 2019-10-29 23:25 | 2021-03-15 | PROMISE ENERGY INC | Retrofit | Calexico | Imperial | 92231 | Host Customer is System Owner | 100 |  | 30003825 | SunEarth, Inc. | CopperHeart | CP-40G | Direct Integral Collector Storage (DI) | 24.96 |  | CP-40 |  |  | Solar Storage and Auxiliary Tanks are separate | 40 | 1 | 1 | 1015 | Z15 | [18 empty] | Calexico | FALSE | 95.35 |  | 2011-06-01: 2019-01-30; 2011-08-03: 2019-10-29; 2011-09-20: 2021-03-15 | 1318 | 6483.72 | Up-front Payment
SCG-013055 | Low Income Single Family Residential | Domestic Hot Water | Gas | Southern California Gas Company | Incentive:Paid | 2509 | 36.9 |  | 1 | 68 |  | 68 |  | 2019-10-29 23:25 | 2021-03-16 | PROMISE ENERGY INC | Retrofit | Calexico | Imperial | 92231 | Host Customer is System Owner | 100 |  | 30003825 | SunEarth, Inc. | CopperHeart | CP-40G | Direct Integral Collector Storage (DI) | 24.96 |  | CP-40 |  |  | Solar Storage and Auxiliary Tanks are separate | 40 | 1 | 1 | 1015 | Z15 | [18 empty] | Calexico | FALSE | 95.35 |  | 2011-06-01: 2019-01-30; 2011-08-03: 2019-10-29; 2011-09-20: 2021-03-16 | 1318 | 6483.72 | Up-front Payment
SCG-013056 | Low Income Single Family Residential | Domestic Hot Water | Gas | Southern California Gas Company | Incentive:Paid | 2509 | 36.9 |  | 1 | 68 |  | 68 |  | 2019-10-29 23:26 | 2021-03-16 | PROMISE ENERGY INC | Retrofit | Calexico | Imperial | 92231 | Host Customer is System Owner | 100 |  | 30003825 | SunEarth, Inc. | CopperHeart | CP-40G | Direct Integral Collector Storage (DI) | 24.96 |  | CP-40 |  |  | Solar Storage and Auxiliary Tanks are separate | 40 | 1 | 1 | 1015 | Z15 | [18 empty] | Calexico | FALSE | 95.35 |  | 2011-06-01: 2019-01-30; 2011-08-03: 2019-10-29; 2011-09-20: 2021-03-16 | 1318 | 6483.72 | Up-front Payment
SCG-013058 | Low Income Single Family Residential | Domestic Hot Water | Gas | Southern California Gas Company | Incentive:Paid | 5397 | 36.9 |  | 1 | 150 |  | 150 |  | 2019-03-28 11:39 | 2019-03-29 | DOCTOR PIPER INC | Retrofit | San Fernando | Los Angeles | 91340 | Host Customer is System Owner | 4 |  | 30004247 | Heliodyne, Inc. | HELIO-PAS | HPAS 1 410 G 80 AC D Z | Indirect Forced Circulation (IF) | 40.17 |  | 410 001 | Glycol | Steam Back | Solar Storage and Auxiliary Tanks are separate | 80 | 1 | 1 | 55 | Z09 | [18 empty] | City of Los Angeles | FALSE | 35.98 |  | 2011-06-01: 2019-01-31; 2011-08-03: 2019-03-28; 2011-09-20: 2019-03-29 | 2034 | 5397 | Up-front Payment
SCG-013059 | Low Income Single Family Residential | Domestic Hot Water | Gas | Southern California Gas Company | Incentive:Paid | 4613 | 36.9 |  | 1 | 125 |  | 125 |  | 2019-02-04 09:45 | 2019-02-05 | TITANIUM POWER INC | Retrofit | Pomona | Pomona | 91766 | Host Customer is System Owner | 4 |  | 30004257 | Butler Sun Solutions, Inc. | SOLAR BUTLER | B-BT1-40-I | Indirect Forced Circulation (IF) | 43.72 |  | BT1 | Glycol | Advanced Controller with a Vacation or Holiday Mode | Solar Storage and Auxiliary Tanks are separate | 40 | 1 | 1 | 55 | Z09 | [18 empty] | Pomona | FALSE | 37.6 |  | 2011-06-01: 2019-01-31; 2011-08-03: 2019-02-04; 2011-09-20: 2019-02-05 | 2088 | 4700 | Up-front Payment
SCG-013060 | Low Income Single Family Residential | Domestic Hot Water | Gas | Southern California Gas Company | Incentive:Paid | 4613 | 36.9 |  | 1 | 125 |  | 125 |  | 2019-02-04 09:46 | 2019-02-12 | TITANIUM POWER INC | Retrofit | Pomona | Pomona | 91767 | Host Customer is System Owner | 4 |  | 30004257 | Butler Sun Solutions, Inc. | SOLAR BUTLER | B-BT1-40-I | Indirect Forced Circulation (IF) | 43.72 |  | BT1 | Glycol | Advanced Controller with a Vacation or Holiday Mode | Solar Storage and Auxiliary Tanks are separate | 40 | 1 | 1 | 55 | Z09 | [18 empty] | Pomona | FALSE | 37.6 |  | 2011-06-01: 2019-01-31; 2011-08-03: 2019-02-04; 2011-09-20: 2019-02-12 | 2081 | 4700 | Up-front Payment
SCG-013061 | Low Income Single Family Residential | Domestic Hot Water | Gas | Southern California Gas Company | Incentive:Paid | 4382 | 36.9 |  | 1 | 125 |  | 119 |  | 2019-02-04 09:47 | 2019-02-05 | TITANIUM POWER INC | Retrofit | Pomona | Pomona | 91766 | Host Customer is System Owner | 7 |  | 30004257 | Butler Sun Solutions, Inc. | SOLAR BUTLER | B-BT1-40-I | Indirect Forced Circulation (IF) | 43.72 |  | BT1 | Glycol | Advanced Controller with a Vacation or Holiday Mode | Solar Storage and Auxiliary Tanks are separate | 40 | 1 | 0.95 | 85 | Z09 | [18 empty] | Pomona | FALSE | 35.84 |  | 2011-06-01: 2019-01-31; 2011-08-03: 2019-02-04; 2011-09-20: 2019-02-05 | 2088 | 4480 | Up-front Payment
SCG-013062 | Low Income Single Family Residential | Domestic Hot Water | Gas | Southern California Gas Company | Incentive:Paid | 3921 | 36.9 |  | 1 | 125 |  | 106 |  | 2019-02-04 09:44 | 2019-02-05 | TITANIUM POWER INC | Retrofit | POmona | Pomona | 91767 | Host Customer is System Owner | 5 |  | 30004257 | Butler Sun Solutions, Inc. | SOLAR BUTLER | B-BT1-40-I | Indirect Forced Circulation (IF) | 43.72 |  | BT1 | Glycol | Advanced Controller with a Vacation or Holiday Mode | Solar Storage and Auxiliary Tanks are separate | 40 | 1 | 0.85 | 65 | Z09 | [18 empty] | Pomona | FALSE | 32.24 |  | 2011-06-01: 2019-01-31; 2011-08-03: 2019-02-04; 2011-09-20: 2019-02-05 | 2088 | 4030 | Up-front Payment
SCG-013063 | Low Income Single Family Residential | Domestic Hot Water | Gas | Southern California Gas Company | Incentive:Paid | 4613 | 36.9 |  | 1 | 125 |  | 125 |  | 2019-02-04 09:41 | 2019-02-06 | TITANIUM POWER INC | Retrofit | Pomona | Pomona | 91767 | Host Customer is System Owner | 4 |  | 30004257 | Butler Sun Solutions, Inc. | SOLAR BUTLER | B-BT1-40-I | Indirect Forced Circulation (IF) | 43.72 |  | BT1 | Glycol | Advanced Controller with a Vacation or Holiday Mode | Solar Storage and Auxiliary Tanks are separate | 40 | 1 | 1 | 55 | Z09 | [18 empty] | Pomona | FALSE | 37.44 |  | 2011-06-01: 2019-01-31; 2011-08-03: 2019-02-04; 2011-09-20: 2019-02-06 | 2087 | 4680 | Up-front Payment
SCG-013064 | Low Income Single Family Residential | Domestic Hot Water | Gas | Southern California Gas Company | Incentive:Paid | 4613 | 36.9 |  | 1 | 125 |  | 125 |  | 2019-02-04 09:40 | 2019-02-06 | TITANIUM POWER INC | Retrofit | Pomona | Pomona | 91767 | Host Customer is System Owner | 4 |  | 30004257 | Butler Sun Solutions, Inc. | SOLAR BUTLER | B-BT1-40-I | Indirect Forced Circulation (IF) | 43.72 |  | BT1 | Glycol | Advanced Controller with a Vacation or Holiday Mode | Solar Storage and Auxiliary Tanks are separate | 40 | 1 | 1 | 55 | Z09 | [18 empty] | Pomona | FALSE | 37.44 |  | 2011-06-01: 2019-01-31; 2011-08-03: 2019-02-04; 2011-09-20: 2019-02-06 | 2087 | 4680 | Up-front Payment
PGE-013065 | Low Income Multifamily Residential | Domestic Hot Water | Gas | Pacific Gas and Electric | Incentive:Paid | 41517 | 24.89 |  | 1 | 1668 |  | 1668 |  | 2019-02-13 17:33 | 2019-03-14 | SUN LIGHT & POWER | New Construction | Sonoma | Sonoma | 95476 | Host Customer is System Owner | [7 empty] | 482.04 | 40.17 |  | Glycol | Pressure Stagnation Protection (PSP) | Solar Storage and Auxiliary Tanks are separate |  | 1 | 1 | 1600 | Z02 | 40 | Units | Apartments/Condos | 2010115A | 12 | 2 | 720 | 1 | 200 | 2 | 398000 | FALSE | 130 | 120 |  | Heliodyne - Delta-T Pro Ethernet |  | Heliodyne - Delta-T Pro Ethernet | Sonoma County | FALSE | 165.78 |  | 2019-02-12 | 2019-03-01 | 2019-02-13 | 2019-03-14 | 2020-09-01 | 2020-11-04 | 1447 | 276513 | Up-front Payment
PGE-013066 | Commercial/Multifamily Residential | Domestic Hot Water | Gas | Pacific Gas and Electric | Incentive:Paid | 62600 | 17.16 |  | 2 | 3648 |  | 3648 |  | 2020-06-06 10:04 | 2020-08-03 | SOLARIX SYSTEMS | New Construction | San Francisco | San Francisco | 94107 | Host Customer is System Owner | [7 empty] | 964.08 | 40.17 |  | Glycol | Pressure Stagnation Protection (PSP) | Solar Storage and Auxiliary Tanks are separate |  | 1 | 1 | 3800 | Z03 | 100 | Units | Apartments/Condos | 2010115A | 24 | 1 | 1450 | 1 | 440 | 1 | 500000 | TRUE | 130 | 120 |  | Heliodyne - Delta-T Pro Ethernet |  | Heliodyne - Delta-T Pro Ethernet | CIty of San Francisco | FALSE | 38.14 |  | 2019-01-31 | 2020-06-29 | 2020-06-06 | 2020-08-03 | 2021-01-20 | 2021-01-26 | 1361 | 139122 | Up-front Payment
SCG-013070 | Single Family Residential | Domestic Hot Water | Gas | Southern California Gas Company | Incentive:Paid | 3880 | 29.85 |  | 1 | 134 |  | 130 |  | 2019-02-17 14:11 | 2019-03-04 | TENCO SOLAR | Retrofit | VAN NUYS | Los Angeles | 91405 | Host Customer is System Owner | 2 |  | 2001001A | SunEarth, Inc. | SOLARAY | TE40P-80-2G | Indirect Forced Circulation (IF) | 40.9 |  | EP-40 / EP-40-0.75 | Glycol | Advanced Controller with a Vacation or Holiday Mode | Solar Storage and Auxiliary Tanks are separate | 80 | 0.97 | 1 | 35 | Z09 | [18 empty] | LOS ANGELES | FALSE | 62.97 |  | 2011-06-01: 2019-02-02; 2011-08-03: 2019-02-17; 2011-09-20: 2019-03-04 | 2061 | 8438 | Up-front Payment
PGE-013071 | Single Family Residential | Domestic Hot Water | Gas | Pacific Gas and Electric | Incentive:Paid | 3091 | 29.85 |  | 1 | 109 |  | 104 |  | 2019-02-05 09:11 | 2019-02-14 | ACR SOLAR INTERNATIONAL CORP | Retrofit | Vacaville | Vacaville | 95688 | Host Customer is System Owner | 4 |  | 30004267 | ACR Solar International | SKYLINE SYSTEM 5 | 200152C75EXG | Indirect Forced Circulation (IF) | 40.64 |  | 2025-10-01 |  |  | Solar and Auxiliary Storage are the same Tank | 75 | 1 | 0.95 | 55 | Z12 | [18 empty] | Vacaville | FALSE | 83.72 |  | 2011-06-01: 2019-02-04; 2011-08-03: 2019-02-05; 2011-09-20: 2019-02-14 | 2067 | 9126 | Up-front Payment
SCG-013073 | Low Income Single Family Residential | Domestic Hot Water | Gas | Southern California Gas Company | Incentive:Paid | 5223 | 36.9 |  | 1 | 149 |  | 142 |  | 2019-02-19 11:35 | 2019-02-26 | MAC GREINE ENERGY CORP | Retrofit | Los Angeles | Los Angeles | 90037 | Host Customer is System Owner | 4 |  | 30004247 | Heliodyne, Inc. | HELIO-PAS | HPAS 1 410 G 80 AC D Z | Indirect Forced Circulation (IF) | 40.17 |  | 410 001 | Glycol | Pressure Stagnation Protection (PSP) | Solar Storage and Auxiliary Tanks are separate | 80 | 1 | 0.95 | 55 | Z08 | [18 empty] | Los Angeles | FALSE | 35.05 |  | 2011-06-01: 2019-02-04; 2011-08-03: 2019-02-19; 2011-09-20: 2019-02-26 | 2062 | 5223 | Up-front Payment
SCG-013074 | Low Income Single Family Residential | Domestic Hot Water | Gas | Southern California Gas Company | Incentive:Paid | 4673 | 36.9 |  | 1 | 149 |  | 127 |  | 2019-02-19 11:36 | 2019-03-04 | MAC GREINE ENERGY CORP | Retrofit | los angeles | Los Angeles | 90037 | Host Customer is System Owner | 6 |  | 30004247 | Heliodyne, Inc. | HELIO-PAS | HPAS 1 410 G 80 AC D Z | Indirect Forced Circulation (IF) | 40.17 |  | 410 001 | Glycol | Pressure Stagnation Protection (PSP) | Solar Storage and Auxiliary Tanks are separate |  | 1 | 0.85 | 75 | Z08 | [18 empty] | los angeles | FALSE | 35.17 |  | 2011-06-01: 2019-02-04; 2011-08-03: 2019-02-19; 2011-09-20: 2019-03-04 | 2061 | 5240 | Up-front Payment
SCG-013075 | Low Income Single Family Residential | Domestic Hot Water | Gas | Southern California Gas Company | Incentive:Paid | 5240 | 36.9 |  | 1 | 149 |  | 149 |  | 2019-02-19 11:44 | 2019-03-12 | MAC GREINE ENERGY CORP | Retrofit | los angeles | Los Angeles | 90062 | Host Customer is System Owner | 4 |  | 30004247 | Heliodyne, Inc. | HELIO-PAS | HPAS 1 410 G 80 AC D Z | Indirect Forced Circulation (IF) | 40.17 |  | 410 001 | Glycol | Pressure Stagnation Protection (PSP) | Solar Storage and Auxiliary Tanks are separate | 80 | 1 | 1 | 55 | Z08 | [18 empty] | City Of Los Angeles | FALSE | 35.17 |  | 2011-06-01: 2019-02-06; 2011-08-03: 2019-02-19; 2011-09-20: 2019-03-12 | 2053 | 5240 | Up-front Payment
SCG-013076 | Low Income Single Family Residential | Domestic Hot Water | Gas | Southern California Gas Company | Incentive:Paid | 4673 | 36.9 |  | 1 | 149 |  | 127 |  | 2019-02-19 11:42 | 2019-02-26 | MAC GREINE ENERGY CORP | Retrofit | los angeles | Los Angeles | 90044 | Owner/Tenant | 4 |  | 30004247 | Heliodyne, Inc. | HELIO-PAS | HPAS 1 410 G 80 AC D Z | Indirect Forced Circulation (IF) | 40.17 |  | 410 001 | Glycol | Pressure Stagnation Protection (PSP) | Solar Storage and Auxiliary Tanks are separate | 80 | 1 | 0.85 | 55 | Z08 | [18 empty] | City of Los Angeles | FALSE | 35.17 |  | 2011-06-01: 2019-02-06; 2011-08-03: 2019-02-19; 2011-09-20: 2019-02-26 | 2068 | 5240 | Up-front Payment
SCG-013077 | Low Income Single Family Residential | Domestic Hot Water | Gas | Southern California Gas Company | Incentive:Paid | 5240 | 36.9 |  | 1 | 149 |  | 149 |  | 2019-02-19 11:49 | 2019-03-12 | MAC GREINE ENERGY CORP | Retrofit | los angeles | Los Angeles | 90062 | Host Customer is System Owner | 4 |  | 30004247 | Heliodyne, Inc. | HELIO-PAS | HPAS 1 410 G 80 AC D Z | Indirect Forced Circulation (IF) | 40.17 |  | 410 001 | Glycol | Pressure Stagnation Protection (PSP) | Solar Storage and Auxiliary Tanks are separate | 80 | 1 | 1 | 55 | Z08 | [18 empty] | City of Los Angeles | FALSE | 35.17 |  | 2011-06-01: 2019-02-06; 2011-08-03: 2019-02-19; 2011-09-20: 2019-03-12 | 2053 | 5240 | Up-front Payment
SCG-013078 | Low Income Single Family Residential | Domestic Hot Water | Gas | Southern California Gas Company | Incentive:Paid | 5223 | 36.9 |  | 1 | 149 |  | 142 |  | 2019-02-25 14:01 | 2019-03-07 | MAC GREINE ENERGY CORP | Retrofit | Los Angeles | Los Angeles | 90003 | Host Customer is System Owner | 5 |  | 30004247 | Heliodyne, Inc. | HELIO-PAS | HPAS 1 410 G 80 AC D Z | Indirect Forced Circulation (IF) | 40.17 |  | 410 001 | Glycol | Pressure Stagnation Protection (PSP) | Solar Storage and Auxiliary Tanks are separate | 80 | 1 | 0.95 | 65 | Z08 | [18 empty] | City of Los Angeles | FALSE | 37.05 |  | 2011-06-01: 2019-02-06; 2011-08-03: 2019-02-25; 2011-09-20: 2019-03-07 | 2055 | 5520 | Up-front Payment
SCG-013079 | Low Income Single Family Residential | Domestic Hot Water | Gas | Southern California Gas Company | Incentive:Paid | 5397 | 36.9 |  | 1 | 149 |  | 149 |  | 2019-02-19 11:37 | 2019-02-26 | MAC GREINE ENERGY CORP | Retrofit | Los Angeles | Los Angeles | 90037 | Host Customer is System Owner | 5 |  | 30004247 | Heliodyne, Inc. | HELIO-PAS | HPAS 1 410 G 80 AC D Z | Indirect Forced Circulation (IF) | 40.17 |  | 410 001 | Glycol | Pressure Stagnation Protection (PSP) | Solar Storage and Auxiliary Tanks are separate | 80 | 1 | 1 | 65 | Z08 | [18 empty] | City of Los Angeles | FALSE | 37.05 |  | 2011-06-01: 2019-02-06; 2011-08-03: 2019-02-19; 2011-09-20: 2019-02-26 | 2068 | 5520 | Up-front Payment
SCG-013080 | Low Income Single Family Residential | Domestic Hot Water | Gas | Southern California Gas Company | Incentive:Paid | 5223 | 36.9 |  | 1 | 149 |  | 142 |  | 2019-05-08 15:23 | 2019-05-10 | MAC GREINE ENERGY CORP | Retrofit | Los Angeles | Los Angeles | 90044 | Host Customer is System Owner | 9 |  | 30004247 | Heliodyne, Inc. | HELIO-PAS | HPAS 1 410 G 80 AC D Z | Indirect Forced Circulation (IF) | 40.17 |  | 410 001 | Glycol | Pressure Stagnation Protection (PSP) | Solar Storage and Auxiliary Tanks are separate | 80 | 1 | 0.95 | 105 | Z08 | [18 empty] | City of Los Angeles | FALSE | 35.05 |  | 2011-06-01: 2019-02-06; 2011-08-03: 2019-05-08; 2011-09-20: 2019-05-10 | 1991 | 5223 | Up-front Payment
SCG-013081 | Low Income Single Family Residential | Domestic Hot Water | Gas | Southern California Gas Company | Incentive:Paid | 4124 | 36.9 |  | 1 | 149 |  | 112 |  | 2019-02-20 10:09 | 2019-03-28 | MAC GREINE ENERGY CORP | Retrofit | Los Angeles | Los Angeles | 90047 | Host Customer is System Owner | 5 |  | 30004247 | Heliodyne, Inc. | HELIO-PAS | HPAS 1 410 G 80 AC D Z | Indirect Forced Circulation (IF) | 40.17 |  | 410 001 | Glycol | Pressure Stagnation Protection (PSP) | Solar Storage and Auxiliary Tanks are separate | 80 | 1 | 0.75 | 65 | Z08 | [18 empty] | City of Los Angeles | FALSE | 27.68 |  | 2011-06-01: 2019-02-06; 2011-08-03: 2019-02-20; 2011-09-20: 2019-03-28 | 2035 | 4124 | Up-front Payment
SCG-013082 | Low Income Single Family Residential | Domestic Hot Water | Gas | Southern California Gas Company | Incentive:Paid | 5397 | 36.9 |  | 1 | 149 |  | 149 |  | 2019-02-19 11:40 | 2019-03-21 | MAC GREINE ENERGY CORP | Retrofit | los angeles | Los Angeles | 90044 | Host Customer is System Owner | 4 |  | 30004247 | Heliodyne, Inc. | HELIO-PAS | HPAS 1 410 G 80 AC D Z | Indirect Forced Circulation (IF) | 40.17 |  | 410 001 | Glycol | Pressure Stagnation Protection (PSP) | Solar Storage and Auxiliary Tanks are separate | 80 | 1 | 1 | 55 | Z08 | [18 empty] | City of Los Angeles | FALSE | 37.05 |  | 2011-06-01: 2019-02-06; 2011-08-03: 2019-02-19; 2011-09-20: 2019-03-21 | 2045 | 5520 | Up-front Payment
SCG-013084 | Low Income Single Family Residential | Domestic Hot Water | Gas | Southern California Gas Company | Incentive:Paid | 5397 | 36.9 |  | 1 | 149 |  | 149 |  | 2019-02-19 11:39 | 2019-03-25 | MAC GREINE ENERGY CORP | Retrofit | Los Angeles | Los Angeles | 90044 | Host Customer is System Owner | 5 |  | 30004247 | Heliodyne, Inc. | HELIO-PAS | HPAS 1 410 G 80 AC D Z | Indirect Forced Circulation (IF) | 40.17 |  | 410 001 | Glycol | Pressure Stagnation Protection (PSP) | Solar Storage and Auxiliary Tanks are separate | 80 | 1 | 1 | 65 | Z08 | [18 empty] | City of Los Angeles | FALSE | 37.05 |  | 2011-06-01: 2019-02-06; 2011-08-03: 2019-02-19; 2011-09-20: 2019-03-25 | 2040 | 5520 | Up-front Payment
SCG-013085 | Low Income Single Family Residential | Domestic Hot Water | Gas | Southern California Gas Company | Incentive:Paid | 5397 | 36.9 |  | 1 | 149 |  | 149 |  | 2019-02-19 11:38 | 2019-03-21 | MAC GREINE ENERGY CORP | Retrofit | Los Angeles | Los Angeles | 90044 | Host Customer is System Owner | 4 |  | 30004247 | Heliodyne, Inc. | HELIO-PAS | HPAS 1 410 G 80 AC D Z | Indirect Forced Circulation (IF) | 40.17 |  | 410 001 | Glycol | Pressure Stagnation Protection (PSP) | Solar Storage and Auxiliary Tanks are separate | 80 | 1 | 1 | 55 | Z08 | [18 empty] | City of Los Angeles | FALSE | 37.05 |  | 2011-06-01: 2019-02-06; 2011-08-03: 2019-02-19; 2011-09-20: 2019-03-21 | 2045 | 5520 | Up-front Payment
SCG-013087 | Low Income Single Family Residential | Domestic Hot Water | Gas | Southern California Gas Company | Incentive:Paid | 5397 | 36.9 |  | 1 | 149 |  | 149 |  | 2019-02-25 13:50 | 2019-02-28 | MAC GREINE ENERGY CORP | Retrofit | los angeles | Los Angeles | 90016 | Host Customer is System Owner | 5 |  | 30004247 | Heliodyne, Inc. | HELIO-PAS | HPAS 1 410 G 80 AC D Z | Indirect Forced Circulation (IF) | 40.17 |  | 410 001 | Glycol | Pressure Stagnation Protection (PSP) | Solar Storage and Auxiliary Tanks are separate | 80 | 1 | 1 | 65 | Z08 | [18 empty] | City of Los Angeles | FALSE | 37.05 |  | 2011-06-01: 2019-02-06; 2011-08-03: 2019-02-25; 2011-09-20: 2019-02-28 | 2063 | 5520 | Up-front Payment
SCG-013088 | Low Income Single Family Residential | Domestic Hot Water | Gas | Southern California Gas Company | Incentive:Paid | 4673 | 36.9 |  | 1 | 149 |  | 127 |  | 2019-02-20 08:25 | 2019-03-25 | MAC GREINE ENERGY CORP | Retrofit | los angeles | Los Angeles | 90044 | Host Customer is System Owner | 4 |  | 30004247 | Heliodyne, Inc. | HELIO-PAS | HPAS 1 410 G 80 AC D Z | Indirect Forced Circulation (IF) | 40.17 |  | 410 001 | Glycol | Pressure Stagnation Protection (PSP) | Solar Storage and Auxiliary Tanks are separate | 80 | 1 | 0.85 | 55 | Z08 | [18 empty] | City of Los Angeles | FALSE | 37.05 |  | 2011-06-01: 2019-02-06; 2011-08-03: 2019-02-20; 2011-09-20: 2019-03-25 | 2039 | 5520 | Up-front Payment
SCG-013089 | Low Income Single Family Residential | Domestic Hot Water | Gas | Southern California Gas Company | Incentive:Paid | 5397 | 36.9 |  | 1 | 150 |  | 150 |  | 2019-03-08 16:36 | 2019-03-12 | MAC GREINE ENERGY CORP | Retrofit | Los Angeles | Los Angeles | 90031 | Host Customer is System Owner | 8 |  | 30004247 | Heliodyne, Inc. | HELIO-PAS | HPAS 1 410 G 80 AC D Z | Indirect Forced Circulation (IF) | 40.17 |  | 410 001 | Glycol | Pressure Stagnation Protection (PSP) | Solar Storage and Auxiliary Tanks are separate | 80 | 1 | 1 | 95 | Z09 | [18 empty] | City of Los Angeles | FALSE | 35.98 |  | 2011-06-01: 2019-02-06; 2011-08-03: 2019-03-08; 2011-09-20: 2019-03-12 | 2053 | 5397 | Up-front Payment
SCG-013092 | Low Income Single Family Residential | Domestic Hot Water | Gas | Southern California Gas Company | Incentive:Paid | 5397 | 36.9 |  | 1 | 149 |  | 149 |  | 2019-02-26 17:55 | 2019-03-25 | MAC GREINE ENERGY CORP | Retrofit | los angeles | Los Angeles | 90044 | Host Customer is System Owner | 4 |  | 30004247 | Heliodyne, Inc. | HELIO-PAS | HPAS 1 410 G 80 AC D Z | Indirect Forced Circulation (IF) | 40.17 |  | 410 001 | Glycol | Pressure Stagnation Protection (PSP) | Solar Storage and Auxiliary Tanks are separate | 80 | 1 | 1 | 55 | Z08 | [18 empty] | City of Los Angeles | FALSE | 37.05 |  | 2011-06-01: 2019-02-06; 2011-08-03: 2019-02-26; 2011-09-20: 2019-03-25 | 2040 | 5520 | Up-front Payment
SCG-013093 | Low Income Single Family Residential | Domestic Hot Water | Gas | Southern California Gas Company | Incentive:Paid | 4398 | 36.9 |  | 1 | 149 |  | 119 |  | 2019-02-19 11:36 | 2019-02-26 | MAC GREINE ENERGY CORP | Retrofit | Los Angeles | Los Angeles | 90047 | Host Customer is System Owner | 4 |  | 30004247 | Heliodyne, Inc. | HELIO-PAS | HPAS 1 410 G 80 AC D Z | Indirect Forced Circulation (IF) | 40.17 |  | 410 001 | Glycol | Pressure Stagnation Protection (PSP) | Solar Storage and Auxiliary Tanks are separate | 80 | 1 | 0.8 | 55 | Z08 | [18 empty] | city of Los Angeles | FALSE | 29.52 |  | 2011-06-01: 2019-02-06; 2011-08-03: 2019-02-19; 2011-09-20: 2019-02-26 | 2062 | 4398 | Up-front Payment
SCG-013095 | Low Income Single Family Residential | Domestic Hot Water | Gas | Southern California Gas Company | Incentive:Paid | 4673 | 36.9 |  | 1 | 149 |  | 127 |  | 2019-03-21 12:33 | 2019-03-22 | MAC GREINE ENERGY CORP | Retrofit | Los Angeles | Los Angeles | 90037 | Host Customer is System Owner | 4 |  | 30004247 | Heliodyne, Inc. | HELIO-PAS | HPAS 1 410 G 80 AC D Z | Indirect Forced Circulation (IF) | 40.17 |  | 410 001 | Glycol | Pressure Stagnation Protection (PSP) | Solar Storage and Auxiliary Tanks are separate | 80 | 1 | 0.85 | 55 | Z08 | [18 empty] | City of Los Angeles | FALSE | 31.36 |  | 2011-06-01: 2019-02-07; 2011-08-03: 2019-03-21; 2011-09-20: 2019-03-22 | 2040 | 4673 | Up-front Payment
SCG-013099 | Low Income Single Family Residential | Domestic Hot Water | Gas | Southern California Gas Company | Incentive:Paid | 4398 | 36.9 |  | 1 | 149 |  | 119 |  | 2019-03-01 16:13 | 2019-03-25 | MAC GREINE ENERGY CORP | Retrofit | los angeles | Los Angeles | 90044 | Host Customer is System Owner | 4 |  | 30004247 | Heliodyne, Inc. | HELIO-PAS | HPAS 1 410 G 80 AC D Z | Indirect Forced Circulation (IF) | 40.17 |  | 410 001 | Glycol | Pressure Stagnation Protection (PSP) | Solar Storage and Auxiliary Tanks are separate | 80 | 1 | 0.8 | 55 | Z08 | [18 empty] | city of los Angeles | FALSE | 29.52 |  | 2011-06-01: 2019-02-07; 2011-08-03: 2019-03-01; 2011-09-20: 2019-03-25 | 2040 | 4398 | Up-front Payment
SCG-013100 | Low Income Single Family Residential | Domestic Hot Water | Gas | Southern California Gas Company | Incentive:Paid | 5223 | 36.9 |  | 1 | 149 |  | 142 |  | 2019-03-21 12:31 | 2019-03-22 | MAC GREINE ENERGY CORP | Retrofit | los angeles | Los Angeles | 90044 | Host Customer is System Owner | 5 |  | 30004247 | Heliodyne, Inc. | HELIO-PAS | HPAS 1 410 G 80 AC D Z | Indirect Forced Circulation (IF) | 40.17 |  | 410 001 | Glycol | Pressure Stagnation Protection (PSP) | Solar Storage and Auxiliary Tanks are separate | 80 | 1 | 0.95 | 65 | Z08 | [18 empty] | city of los angeles | FALSE | 37.05 |  | 2011-06-01: 2019-02-07; 2011-08-03: 2019-03-21; 2011-09-20: 2019-03-22 | 2040 | 5520 | Up-front Payment
PGE-013101 | Multifamily Residential - Disadvantaged Community | Domestic Hot Water | Gas | Pacific Gas and Electric | Incentive:Paid | 2382 | 20.19 |  | 1 | 118 |  | 118 |  | 2019-03-18 09:16 | 2019-04-24 | INTELLIGENT GREEN SOLUTIONS CA | Retrofit | Bakersfield | Kern | 93307 | Host Customer is System Owner |  |  | 30004236 | SunMaxx Solar LLC | ThermoPower | VTS30-HP-G | Indirect Thermosyphon (IT) | 47.9 |  | VTS-HP30 | Automatic Drainback |  | Solar Storage and Auxiliary Tanks are separate | 79 | 1 | 1 | 0 | Z13 | [18 empty] | Kern County | FALSE | 52.88 |  | 2019-02-07 | 2019-04-08 | 2019-03-18 | 2019-04-24 | 2019-08-16 | 2019-08-27 | 1871 | 6240 | Up-front Payment
PGE-013102 | Multifamily Residential - Disadvantaged Community | Domestic Hot Water | Gas | Pacific Gas and Electric | Incentive:Paid | 2382 | 20.19 |  | 1 | 118 |  | 118 |  | 2019-03-18 09:17 | 2019-04-24 | INTELLIGENT GREEN SOLUTIONS CA | Retrofit | Bakersfield | Kern | 93307 | Host Customer is System Owner |  |  | 30004236 | SunMaxx Solar LLC | ThermoPower | VTS30-HP-G | Indirect Thermosyphon (IT) | 47.9 |  | VTS-HP30 | Automatic Drainback |  | Solar Storage and Auxiliary Tanks are separate | 79 | 1 | 1 | 0 | Z13 | [18 empty] | Kern County | FALSE | 52.88 |  | 2019-02-07 | 2019-04-08 | 2019-03-18 | 2019-04-24 | 2019-08-16 | 2019-09-12 | 1864 | 6240 | Up-front Payment
PGE-013103 | Multifamily Residential - Disadvantaged Community | Domestic Hot Water | Gas | Pacific Gas and Electric | Incentive:Paid | 1787 | 20.19 |  | 1 | 118 |  | 88 |  | 2019-03-13 05:34 | 2019-03-19 | INTELLIGENT GREEN SOLUTIONS CA | Retrofit | Bakersfield | Kern | 93307 | Host Customer is System Owner |  |  | 30004236 | SunMaxx Solar LLC | ThermoPower | VTS30-HP-G | Indirect Thermosyphon (IT) | 47.9 |  | VTS-HP30 | Automatic Drainback |  | Solar Storage and Auxiliary Tanks are separate | 79 | 1 | 0.75 | 0 | Z13 | [18 empty] | Kern County | FALSE | 52.88 |  | 2019-02-07 |  | 2019-03-13 | 2019-03-19 | 2019-08-28 | 2019-09-12 | 1864 | 6240 | Up-front Payment
SCG-013104 | Low Income Single Family Residential | Domestic Hot Water | Gas | Southern California Gas Company | Incentive:Paid | 5387 | 36.9 |  | 1 | 146 |  | 146 |  | 2019-03-05 16:15 | 2019-03-07 | DOCTOR PIPER INC | Retrofit | Winnetka | Los Angeles | 91306 | Host Customer is System Owner | 4 |  | 2001001C | SunEarth, Inc. | SOLARAY | TE48P-80-2G | Indirect Forced Circulation (IF) | 49.3 |  | EP-24 / EP-24-0.75 | Glycol | Steam Back | Solar Storage and Auxiliary Tanks are separate | 80 | 1 | 1 | 55 | Z09 | [18 empty] | City of Los Angeles | FALSE | 36.97 |  | 2011-06-01: 2019-02-07; 2011-08-03: 2019-03-05; 2011-09-20: 2019-03-07 | 2055 | 5397 | Up-front Payment
SCG-013105 | Low Income Single Family Residential | Domestic Hot Water | Gas | Southern California Gas Company | Incentive:Paid | 5223 | 36.9 |  | 1 | 149 |  | 142 |  | 2019-05-08 14:53 | 2019-05-09 | MAC GREINE ENERGY CORP | Retrofit | los angeles | Los Angeles | 90044 | Host Customer is System Owner | 5 |  | 30004247 | Heliodyne, Inc. | HELIO-PAS | HPAS 1 410 G 80 AC D Z | Indirect Forced Circulation (IF) | 40.17 |  | 410 001 | Glycol | Pressure Stagnation Protection (PSP) | Solar Storage and Auxiliary Tanks are separate | 80 | 1 | 0.95 | 65 | Z08 | [18 empty] | city of los angeles | FALSE | 35.05 |  | 2011-06-01: 2019-02-07; 2011-08-03: 2019-05-08; 2011-09-20: 2019-05-09 | 1993 | 5223 | Up-front Payment
SCG-013106 | Low Income Single Family Residential | Domestic Hot Water | Gas | Southern California Gas Company | Incentive:Paid | 4613 | 36.9 |  | 1 | 125 |  | 125 |  | 2019-02-11 13:06 | 2019-02-12 | TITANIUM POWER INC | Retrofit | Pomona | Pomona | 91766 | Host Customer is System Owner | 5 |  | 30004257 | Butler Sun Solutions, Inc. | SOLAR BUTLER | B-BT1-40-I | Indirect Forced Circulation (IF) | 43.72 |  | BT1 | Glycol | Advanced Controller with a Vacation or Holiday Mode | Solar Storage and Auxiliary Tanks are separate | 40 | 1 | 1 | 65 | Z09 | [18 empty] | Pomona | FALSE | 37.44 |  | 2011-06-01: 2019-02-07; 2011-08-03: 2019-02-11; 2011-09-20: 2019-02-12 | 2081 | 4680 | Up-front Payment
SCG-013108 | Low Income Single Family Residential | Domestic Hot Water | Gas | Southern California Gas Company | Incentive:Paid | 5223 | 36.9 |  | 1 | 149 |  | 149 |  | 2019-03-01 16:14 | 2019-03-11 | MAC GREINE ENERGY CORP | Retrofit | los angeles | Los Angeles | 90044 | Host Customer is System Owner | 4 |  | 30004247 | Heliodyne, Inc. | HELIO-PAS | HPAS 1 410 G 80 AC D Z | Indirect Forced Circulation (IF) | 40.17 |  | 410 001 | Glycol | Pressure Stagnation Protection (PSP) | Solar Storage and Auxiliary Tanks are separate | 80 | 1 | 1 | 55 | Z08 | [18 empty] | city of los angeles | FALSE | 35.05 |  | 2011-06-01: 2019-02-07; 2011-08-03: 2019-03-01; 2011-09-20: 2019-03-11 | 2054 | 5223 | Up-front Payment
SCG-013110 | Low Income Single Family Residential | Domestic Hot Water | Gas | Southern California Gas Company | Incentive:Paid | 5223 | 36.9 |  | 1 | 149 |  | 142 |  | 2019-02-19 11:43 | 2019-02-26 | MAC GREINE ENERGY CORP | Retrofit | los angeles | Los Angeles | 90018 | Host Customer is System Owner | 5 |  | 30004247 | Heliodyne, Inc. | HELIO-PAS | HPAS 1 410 G 80 AC D Z | Indirect Forced Circulation (IF) | 40.17 |  | 410 001 | Glycol | Pressure Stagnation Protection (PSP) | Solar Storage and Auxiliary Tanks are separate | 80 | 1 | 0.95 | 65 | Z08 | [18 empty] | city of los angeles | FALSE | 37.05 |  | 2011-06-01: 2019-02-07; 2011-08-03: 2019-02-19; 2011-09-20: 2019-02-26 | 2067 | 5520 | Up-front Payment
SCG-013111 | Low Income Single Family Residential | Domestic Hot Water | Gas | Southern California Gas Company | Incentive:Paid | 5223 | 36.9 |  | 1 | 149 |  | 142 |  | 2019-02-19 11:50 | 2019-02-26 | MAC GREINE ENERGY CORP | Retrofit | los angeles | Los Angeles | 90018 | Host Customer is System Owner | 4 |  | 30004247 | Heliodyne, Inc. | HELIO-PAS | HPAS 1 410 G 80 AC D Z | Indirect Forced Circulation (IF) | 40.17 |  | 410 001 | Glycol | Pressure Stagnation Protection (PSP) | Solar Storage and Auxiliary Tanks are separate | 80 | 1 | 0.95 | 55 | Z08 | [18 empty] | City of Los Angeles | FALSE | 37.05 |  | 2011-06-01: 2019-02-07; 2011-08-03: 2019-02-19; 2011-09-20: 2019-02-26 | 2067 | 5520 | Up-front Payment
SCG-013113 | Low Income Single Family Residential | Domestic Hot Water | Gas | Southern California Gas Company | Incentive:Paid | 5397 | 36.9 |  | 1 | 150 |  | 150 |  | 2019-02-14 16:11 | 2019-02-19 | DOCTOR PIPER INC | Retrofit | San Fernando | Los Angeles | 91340 | Host Customer is System Owner | 4 |  | 30004247 | Heliodyne, Inc. | HELIO-PAS | HPAS 1 410 G 80 AC D Z | Indirect Forced Circulation (IF) | 40.17 |  | 410 001 |  |  | Solar Storage and Auxiliary Tanks are separate | 80 | 1 | 1 | 55 | Z09 | [18 empty] | City of San Fernando | FALSE | 53.33 |  | 2011-06-01: 2019-02-07; 2011-08-03: 2019-02-14; 2011-09-20: 2019-02-19 | 2074 | 8000 | Up-front Payment
SCG-013114 | Low Income Single Family Residential | Domestic Hot Water | Gas | Southern California Gas Company | Incentive:Paid | 5223 | 36.9 |  | 1 | 149 |  | 142 |  | 2019-02-25 13:56 | 2019-02-28 | MAC GREINE ENERGY CORP | Retrofit | Los Angeles | Los Angeles | 90037 | Host Customer is System Owner | 4 |  | 30004247 | Heliodyne, Inc. | HELIO-PAS | HPAS 1 410 G 80 AC D Z | Indirect Forced Circulation (IF) | 40.17 |  | 410 001 | Glycol | Pressure Stagnation Protection (PSP) | Solar Storage and Auxiliary Tanks are separate | 80 | 1 | 0.95 | 55 | Z08 | [18 empty] | City of Los Angeles | FALSE | 37.05 |  | 2011-06-01: 2019-02-08; 2011-08-03: 2019-02-25; 2011-09-20: 2019-02-28 | 2063 | 5520 | Up-front Payment
SCG-013117 | Low Income Single Family Residential | Domestic Hot Water | Gas | Southern California Gas Company | Incentive:Paid | 4613 | 36.9 |  | 1 | 125 |  | 125 |  | 2019-02-11 13:43 | 2019-02-25 | TITANIUM POWER INC | Retrofit | Pomona | Pomona | 91767 | Host Customer is System Owner | 8 |  | 30004257 | Butler Sun Solutions, Inc. | SOLAR BUTLER | B-BT1-40-I | Indirect Forced Circulation (IF) | 43.72 |  | BT1 | Glycol | Advanced Controller with a Vacation or Holiday Mode | Solar Storage and Auxiliary Tanks are separate | 40 | 1 | 1 | 95 | Z09 | [18 empty] | Pomona | FALSE | 37.44 |  | 2011-06-01: 2019-02-08; 2011-08-03: 2019-02-11; 2011-09-20: 2019-02-25 | 2069 | 4680 | Up-front Payment
SCG-013118 | Low Income Single Family Residential | Domestic Hot Water | Gas | Southern California Gas Company | Incentive:Paid | 4382 | 36.9 |  | 1 | 125 |  | 119 |  | 2019-02-11 13:40 | 2019-02-13 | TITANIUM POWER INC | Retrofit | Pomona | Pomona | 91767 | Host Customer is System Owner | 5 |  | 30004257 | Butler Sun Solutions, Inc. | SOLAR BUTLER | B-BT1-40-I | Indirect Forced Circulation (IF) | 43.72 |  | BT1 | Glycol | Advanced Controller with a Vacation or Holiday Mode | Solar Storage and Auxiliary Tanks are separate | 40 | 1 | 0.95 | 65 | Z09 | [18 empty] | Pomona | FALSE | 35.84 |  | 2011-06-01: 2019-02-08; 2011-08-03: 2019-02-11; 2011-09-20: 2019-02-13 | 2081 | 4480 | Up-front Payment
SCG-013119 | Low Income Single Family Residential | Domestic Hot Water | Gas | Southern California Gas Company | Incentive:Paid | 3921 | 36.9 |  | 1 | 125 |  | 106 |  | 2019-02-11 13:38 | 2019-02-13 | TITANIUM POWER INC | Retrofit | Pomona | Pomona | 91767 | Host Customer is System Owner | 4 |  | 30004257 | Butler Sun Solutions, Inc. | SOLAR BUTLER | B-BT1-40-I | Indirect Forced Circulation (IF) | 43.72 |  | BT1 | Glycol | Advanced Controller with a Vacation or Holiday Mode | Solar Storage and Auxiliary Tanks are separate | 40 | 1 | 0.85 | 55 | Z09 | [18 empty] | Pomona | FALSE | 31.68 |  | 2011-06-01: 2019-02-08; 2011-08-03: 2019-02-11; 2011-09-20: 2019-02-13 | 2081 | 3960 | Up-front Payment
SCG-013120 | Low Income Single Family Residential | Domestic Hot Water | Gas | Southern California Gas Company | Incentive:Paid | 3921 | 36.9 |  | 1 | 125 |  | 106 |  | 2019-02-11 13:35 | 2019-02-13 | TITANIUM POWER INC | Retrofit | Pomona | Pomona | 91767 | Host Customer is System Owner | 9 |  | 30004257 | Butler Sun Solutions, Inc. | SOLAR BUTLER | B-BT1-40-I | Indirect Forced Circulation (IF) | 43.72 |  | BT1 | Glycol | Advanced Controller with a Vacation or Holiday Mode | Solar Storage and Auxiliary Tanks are separate | 40 | 1 | 0.85 | 105 | Z09 | [18 empty] | Pomona | FALSE | 31.84 |  | 2011-06-01: 2019-02-08; 2011-08-03: 2019-02-11; 2011-09-20: 2019-02-13 | 2081 | 3980 | Up-front Payment
SCG-013121 | Low Income Single Family Residential | Domestic Hot Water | Gas | Southern California Gas Company | Incentive:Paid | 4613 | 36.9 |  | 1 | 125 |  | 125 |  | 2019-02-11 13:08 | 2019-02-13 | TITANIUM POWER INC | Retrofit | Pomona | Pomona | 91767 | Host Customer is System Owner | 8 |  | 30004257 | Butler Sun Solutions, Inc. | SOLAR BUTLER | B-BT1-40-I | Indirect Forced Circulation (IF) | 43.72 |  | BT1 | Glycol | Advanced Controller with a Vacation or Holiday Mode | Solar Storage and Auxiliary Tanks are separate | 40 | 1 | 1 | 95 | Z09 | [18 empty] | Pomona | FALSE | 37.44 |  | 2011-06-01: 2019-02-08; 2011-08-03: 2019-02-11; 2011-09-20: 2019-02-13 | 2081 | 4680 | Up-front Payment
SCG-013122 | Low Income Single Family Residential | Domestic Hot Water | Gas | Southern California Gas Company | Incentive:Paid | 3921 | 36.9 |  | 1 | 125 |  | 106 |  | 2019-02-13 10:31 | 2019-02-14 | TITANIUM POWER INC | Retrofit | Pomona | Pomona | 91767 | Host Customer is System Owner | 8 |  | 30004257 | Butler Sun Solutions, Inc. | SOLAR BUTLER | B-BT1-40-I | Indirect Forced Circulation (IF) | 43.72 |  | BT1 | Glycol | Advanced Controller with a Vacation or Holiday Mode | Solar Storage and Auxiliary Tanks are separate | 40 | 1 | 0.85 | 95 | Z09 | [18 empty] | Pomona | FALSE | 31.84 |  | 2011-06-01: 2019-02-11; 2011-08-03: 2019-02-13; 2011-09-20: 2019-02-14 | 2075 | 3980 | Up-front Payment
SCG-013123 | Low Income Single Family Residential | Domestic Hot Water | Gas | Southern California Gas Company | Incentive:Paid | 4613 | 36.9 |  | 1 | 125 |  | 125 |  | 2019-02-13 10:30 | 2019-02-14 | TITANIUM POWER INC | Retrofit | Pomona | Pomona | 91766 | Host Customer is System Owner | 7 |  | 30004257 | Butler Sun Solutions, Inc. | SOLAR BUTLER | B-BT1-40-I | Indirect Forced Circulation (IF) | 43.72 |  | BT1 | Glycol | Advanced Controller with a Vacation or Holiday Mode | Solar Storage and Auxiliary Tanks are separate | 40 | 1 | 1 | 85 | Z09 | [18 empty] | Pomona | FALSE | 37.44 |  | 2011-06-01: 2019-02-11; 2011-08-03: 2019-02-13; 2011-09-20: 2019-02-14 | 2075 | 4680 | Up-front Payment
SCG-013124 | Low Income Single Family Residential | Domestic Hot Water | Gas | Southern California Gas Company | Incentive:Paid | 4613 | 36.9 |  | 1 | 125 |  | 125 |  | 2019-02-14 12:04 | 2019-02-25 | TITANIUM POWER INC | Retrofit | Pomona | Pomona | 91766 | Host Customer is System Owner | 4 |  | 30004257 | Butler Sun Solutions, Inc. | SOLAR BUTLER | B-BT1-40-I | Indirect Forced Circulation (IF) | 43.72 |  | BT1 | Glycol | Advanced Controller with a Vacation or Holiday Mode | Solar Storage and Auxiliary Tanks are separate | 40 | 1 | 1 | 55 | Z09 | [18 empty] | Pomona | FALSE | 37.44 |  | 2011-06-01: 2019-02-11; 2011-08-03: 2019-02-14; 2011-09-20: 2019-02-25 | 2060 | 4680 | Up-front Payment
SCG-013125 | Low Income Single Family Residential | Domestic Hot Water | Gas | Southern California Gas Company | Incentive:Paid | 5387 | 36.9 |  | 1 | 146 |  | 146 |  | 2019-03-06 11:58 | 2019-03-07 | DOCTOR PIPER INC | Retrofit | Porter Ranch | Los Angeles | 91326 | Host Customer is System Owner | 4 |  | 2001001C | SunEarth, Inc. | SOLARAY | TE48P-80-2G | Indirect Forced Circulation (IF) | 49.3 |  | EP-24 / EP-24-0.75 | Glycol | Steam Back | Solar Storage and Auxiliary Tanks are separate | 80 | 1 | 1 | 55 | Z09 | [18 empty] | City of Los Angeles | FALSE | 36.97 |  | 2011-06-01: 2019-02-11; 2011-08-03: 2019-03-06; 2011-09-20: 2019-03-07 | 2055 | 5397 | Up-front Payment
SCG-013126 | Low Income Single Family Residential | Domestic Hot Water | Gas | Southern California Gas Company | Incentive:Paid | 5397 | 36.9 |  | 1 | 150 |  | 150 |  | 2019-02-27 12:53 | 2019-03-01 | DOCTOR PIPER INC | Retrofit | San Fernando | Los Angeles | 91342 | Host Customer is System Owner | 5 |  | 30004247 | Heliodyne, Inc. | HELIO-PAS | HPAS 1 410 G 80 AC D Z | Indirect Forced Circulation (IF) | 40.17 |  | 410 001 | Glycol | Steam Back | Solar Storage and Auxiliary Tanks are separate | 80 | 1 | 1 | 65 | Z09 | [18 empty] | City of San Fernando | FALSE | 35.98 |  | 2011-06-01: 2019-02-11; 2011-08-03: 2019-02-27; 2011-09-20: 2019-03-01 | 2053 | 5397 | Up-front Payment
SCG-013127 | Low Income Single Family Residential | Domestic Hot Water | Gas | Southern California Gas Company | Incentive:Paid | 5397 | 36.9 |  | 1 | 150 |  | 150 |  | 2019-03-19 11:09 | 2019-03-20 | DOCTOR PIPER INC | Retrofit | Winnetka | Los Angeles | 91306 | Host Customer is System Owner | 5 |  | 30004247 | Heliodyne, Inc. | HELIO-PAS | HPAS 1 410 G 80 AC D Z | Indirect Forced Circulation (IF) | 40.17 |  | 410 001 | Glycol | Steam Back | Solar Storage and Auxiliary Tanks are separate | 80 | 1 | 1 | 65 | Z09 | [18 empty] | City of Los Angeles | FALSE | 35.98 |  | 2011-06-01: 2019-02-11; 2011-08-03: 2019-03-19; 2011-09-20: 2019-03-20 | 2026 | 5397 | Up-front Payment
SCG-013128 | Low Income Single Family Residential | Domestic Hot Water | Gas | Southern California Gas Company | Incentive:Paid | 5387 | 36.9 |  | 1 | 146 |  | 146 |  | 2019-03-12 11:24 | 2019-03-14 | DOCTOR PIPER INC | Retrofit | Van Nuys | Los Angeles | 91406 | Host Customer is System Owner | 4 |  | 2001001C | SunEarth, Inc. | SOLARAY | TE48P-80-2G | Indirect Forced Circulation (IF) | 49.3 |  | EP-24 / EP-24-0.75 | Glycol | Steam Back | Solar Storage and Auxiliary Tanks are separate | 80 | 1 | 1 | 55 | Z09 | [18 empty] | City of Los Angeles | FALSE | 36.97 |  | 2011-06-01: 2019-02-11; 2011-08-03: 2019-03-12; 2011-09-20: 2019-03-14 | 2050 | 5397 | Up-front Payment
SCG-013129 | Low Income Single Family Residential | Domestic Hot Water | Gas | Southern California Gas Company | Incentive:Paid | 5397 | 36.9 |  | 1 | 150 |  | 150 |  | 2019-04-18 11:39 | 2019-04-18 | DOCTOR PIPER INC | Retrofit | Winnetka | Los Angeles | 91306 | Host Customer is System Owner | 4 |  | 30004247 | Heliodyne, Inc. | HELIO-PAS | HPAS 1 410 G 80 AC D Z | Indirect Forced Circulation (IF) | 40.17 |  | 410 001 | Glycol | Steam Back | Solar Storage and Auxiliary Tanks are separate | 80 | 1 | 1 | 55 | Z09 | [18 empty] | City of Los Angeles | FALSE | 35.98 |  | 2011-06-01: 2019-02-11; 2011-08-03: 2019-04-18; 2011-09-20: 2019-04-18 | 2011 | 5397 | Up-front Payment
SCG-013130 | Low Income Single Family Residential | Domestic Hot Water | Gas | Southern California Gas Company | Incentive:Paid | 5387 | 36.9 |  | 1 | 146 |  | 146 |  | 2019-02-20 12:26 | 2019-02-22 | DOCTOR PIPER INC | Retrofit | Van Nuys | Los Angeles | 91405 | Host Customer is System Owner | 4 |  | 2001001C | SunEarth, Inc. | SOLARAY | TE48P-80-2G | Indirect Forced Circulation (IF) | 49.3 |  | EP-24 / EP-24-0.75 | Glycol | Steam Back | Solar Storage and Auxiliary Tanks are separate | 80 | 1 | 1 | 55 | Z09 | [18 empty] | City of Los Angeles | FALSE | 36.97 |  | 2011-06-01: 2019-02-12; 2011-08-03: 2019-02-20; 2011-09-20: 2019-02-22 | 2068 | 5397 | Up-front Payment
SCG-013131 | Low Income Single Family Residential | Domestic Hot Water | Gas | Southern California Gas Company | Incentive:Paid | 5397 | 36.9 |  | 1 | 162 |  | 162 |  | 2019-02-14 17:08 | 2019-02-15 | EVOLUTION ENERGY SOLUTIONS L L C | Retrofit | Los Angeles | Los Angeles | 90062 | Host Customer is System Owner | 5 |  | 2010017C | Alternate Energy Technologies | EAGLESUN | DBS-G2-80-64 | Indirect Forced Circulation (IF) | 65.34 |  | MSC-32 | Automatic Drainback | Drainback (Water) | Solar Storage and Auxiliary Tanks are separate | 80 | 1 | 1 | 65 | Z08 | [18 empty] | Los Angeles | FALSE | 52.13 |  | 2011-06-01: 2019-02-12; 2011-08-03: 2019-02-14; 2011-09-20: 2019-02-15 | 2074 | 8444.74 | Up-front Payment
SCG-013133 | Low Income Single Family Residential | Domestic Hot Water | Gas | Southern California Gas Company | Incentive:Paid | 4382 | 36.9 |  | 1 | 125 |  | 119 |  | 2019-02-15 08:51 | 2019-02-19 | TITANIUM POWER INC | Retrofit | Pomona | Pomona | 91766 | Host Customer is System Owner | 4 |  | 30004257 | Butler Sun Solutions, Inc. | SOLAR BUTLER | B-BT1-40-I | Indirect Forced Circulation (IF) | 43.72 |  | BT1 | Glycol | Advanced Controller with a Vacation or Holiday Mode | Solar Storage and Auxiliary Tanks are separate | 40 | 1 | 0.95 | 55 | Z09 | [18 empty] | Pomona | FALSE | 35.84 |  | 2011-06-01: 2019-02-13; 2011-08-03: 2019-02-15; 2011-09-20: 2019-02-19 | 2074 | 4480 | Up-front Payment
SCG-013134 | Low Income Single Family Residential | Domestic Hot Water | Gas | Southern California Gas Company | Incentive:Paid | 4613 | 36.9 |  | 1 | 125 |  | 125 |  | 2019-02-15 09:02 | 2019-02-20 | TITANIUM POWER INC | Retrofit | Pomona | Pomona | 91766 | Host Customer is System Owner | 4 |  | 30004257 | Butler Sun Solutions, Inc. | SOLAR BUTLER | B-BT1-40-I | Indirect Forced Circulation (IF) | 43.72 |  | BT1 | Glycol | Advanced Controller with a Vacation or Holiday Mode | Solar Storage and Auxiliary Tanks are separate | 40 | 1 | 1 | 55 | Z09 | [18 empty] | Pomona | FALSE | 37.44 |  | 2011-06-01: 2019-02-13; 2011-08-03: 2019-02-15; 2011-09-20: 2019-02-20 | 2073 | 4680 | Up-front Payment
SCG-013135 | Low Income Single Family Residential | Domestic Hot Water | Gas | Southern California Gas Company | Incentive:Paid | 4613 | 36.9 |  | 1 | 125 |  | 125 |  | 2019-02-15 09:00 | 2019-02-20 | TITANIUM POWER INC | Retrofit | Pomona | Pomona | 91768 | Host Customer is System Owner | 6 |  | 30004257 | Butler Sun Solutions, Inc. | SOLAR BUTLER | B-BT1-40-I | Indirect Forced Circulation (IF) | 43.72 |  | BT1 | Glycol | Advanced Controller with a Vacation or Holiday Mode | Solar Storage and Auxiliary Tanks are separate | 40 | 1 | 1 | 75 | Z09 | [18 empty] | Pomona | FALSE | 37.44 |  | 2011-06-01: 2019-02-13; 2011-08-03: 2019-02-15; 2011-09-20: 2019-02-20 | 2073 | 4680 | Up-front Payment
SCG-013136 | Low Income Single Family Residential | Domestic Hot Water | Gas | Southern California Gas Company | Incentive:Paid | 4613 | 36.9 |  | 1 | 125 |  | 125 |  | 2019-02-15 08:57 | 2019-02-20 | TITANIUM POWER INC | Retrofit | Pomona | Pomona | 91768 | Host Customer is System Owner | 5 |  | 30004257 | Butler Sun Solutions, Inc. | SOLAR BUTLER | B-BT1-40-I | Indirect Forced Circulation (IF) | 43.72 |  | BT1 | Glycol | Advanced Controller with a Vacation or Holiday Mode | Solar Storage and Auxiliary Tanks are separate | 40 | 1 | 1 | 65 | Z09 | [18 empty] | Pomona | FALSE | 37.44 |  | 2011-06-01: 2019-02-13; 2011-08-03: 2019-02-15; 2011-09-20: 2019-02-20 | 2073 | 4680 | Up-front Payment
SCG-013137 | Low Income Single Family Residential | Domestic Hot Water | Gas | Southern California Gas Company | Incentive:Paid | 4382 | 36.9 |  | 1 | 125 |  | 119 |  | 2019-02-15 08:54 | 2019-02-20 | TITANIUM POWER INC | Retrofit | Pomona | Pomona | 91766 | Host Customer is System Owner | 5 |  | 30004257 | Butler Sun Solutions, Inc. | SOLAR BUTLER | B-BT1-40-I | Indirect Forced Circulation (IF) | 43.72 |  | BT1 | Glycol | Advanced Controller with a Vacation or Holiday Mode | Solar Storage and Auxiliary Tanks are separate | 40 | 1 | 0.95 | 65 | Z09 | [18 empty] | Pomona | FALSE | 35.6 |  | 2011-06-01: 2019-02-13; 2011-08-03: 2019-02-15; 2011-09-20: 2019-02-20 | 2073 | 4450 | Up-front Payment
SCG-013138 | Low Income Single Family Residential | Domestic Hot Water | Gas | Southern California Gas Company | Incentive:Paid | 4382 | 36.9 |  | 1 | 125 |  | 119 |  | 2019-02-15 08:52 | 2019-02-20 | TITANIUM POWER INC | Retrofit | Pomona | Pomona | 91766 | Host Customer is System Owner | 5 |  | 30004257 | Butler Sun Solutions, Inc. | SOLAR BUTLER | B-BT1-40-I | Indirect Forced Circulation (IF) | 43.72 |  | BT1 | Glycol | Advanced Controller with a Vacation or Holiday Mode | Solar Storage and Auxiliary Tanks are separate | 40 | 1 | 0.95 | 65 | Z09 | [18 empty] | Pomona | FALSE | 35.6 |  | 2011-06-01: 2019-02-13; 2011-08-03: 2019-02-15; 2011-09-20: 2019-02-20 | 2073 | 4450 | Up-front Payment
PGE-013140 | Commercial/Multifamily Residential | Domestic Hot Water | Gas | Pacific Gas and Electric | Incentive:Paid | 18958 | 20.19 |  | 1 | 950 |  | 950 |  | 2019-03-07 13:53 | 2019-03-19 | EVOLUTION ENERGY SOLUTIONS L L C | Retrofit | Auburn | Auburn | 95603 | Host Customer is System Owner | [7 empty] | 286.65 | 40.95 |  | Drainback | Drainback (Water) | Solar Storage and Auxiliary Tanks are separate |  | 1 | 1 | 522 | Z11 | 29 | Beds | Retirement/Nursing Homes | TRB-40 | 7 | 1 | 500 | 1 | 160 | 2 | 500000 | TRUE | 140 | 140 |  |  |  |  | City of Auburn | FALSE | 19.96 |  | 2019-03-01 | 2019-03-14 | 2019-03-07 | 2019-03-19 | 2020-02-20 | 2020-03-09 | 1432 | 18958 | Up-front Payment
PGE-013141 | Low Income Multifamily Residential | Domestic Hot Water | Gas | Pacific Gas and Electric | Reservation:Canceled | 84750 | 24.89 |  | 1 | 3405 |  | 3405 |  | 2019-04-24 13:08 |  | EVOLUTION ENERGY SOLUTIONS L L C | Retrofit | OAKLAND | Alameda | 94621 | Host Customer is System Owner | [7 empty] | 982.8 | 40.95 |  | Drainback | Drainback (Water) | Solar Storage and Auxiliary Tanks are separate |  | 1 | 1 | 2000 | Z03 | 50 | Units | Apartments/Condos | TRB-40 | 24 | 1 | 1900 | 1 | 285 | 1 | 1200000 | TRUE | 140 | 140 |  | SunEarth - SETR A503 TTR U + VFS 10-200 |  | SunEarth - SETR A503 TTR U + VFS 10-200 |  | FALSE | 24.89 |  | 2011-06-01: 2019-03-28; 2011-06-21: 2019-04-30 | 1978 | 84750 | Up-front Payment
SCG-013143 | Commercial/Multifamily Residential | Domestic Hot Water | Gas | Southern California Gas Company | Incentive:Paid | 36261 | 20.19 |  | 1 | 1796 |  | 1796 |  | 2019-03-06 13:48 | 2019-03-20 | AMECO SOLAR INC | Retrofit | Torrance | Los Angeles | 90503 | Host Customer is System Owner | [7 empty] | 573.3 | 40.95 |  | Glycol | Steam Back | Solar Storage and Auxiliary Tanks are separate |  | 1 | 1 | 960 | Z06 | 24 | Units | Apartments/Condos | 10001803 | 14 | 2 | 840 | 7 | 100 | 1 | 199000 | TRUE | 120 | 129 |  | SunEarth - SETR A503 TTR U + VFS 10-200 |  | SunEarth - SETR A503 TTR U + VFS 10-200 | TORRANCE | FALSE | 46.02 |  | 2019-02-14 |  | 2019-03-06 | 2019-03-20 | 2019-04-16 | 2019-05-01 | 1993 | 82645.33 | Up-front Payment
PGE-013144 | Single Family Residential | Domestic Hot Water | Gas | Pacific Gas and Electric | Incentive:Paid | 2799 | 29.85 |  | 1 | 105 |  | 94 |  | 2019-02-19 14:21 | 2019-04-05 | SUNTREK INDUSTRIES INC | Retrofit | Lafayette | Lafayette | 94599 | Host Customer is System Owner | 4 |  | 2012012D | GREENoneTEC Solarindustrie GmbH | SOLPAL (formerly Solcrafte) | SOLPAL L-GT | Direct Integral Collector Storage (DI) | 26.11 |  | Solpal L |  |  | Solar Storage with Tankless Auxiliary Water Heater | 51 | 0.94 | 0.95 | 55 | Z02 | [18 empty] | Contra Costa | FALSE | 74.05 |  | 2019-02-14 | 2019-03-01 |  |  | 2019-02-19 | 2019-04-05 | 2020 | 7775 | Up-front Payment
SCG-013145 | Single Family Residential | Domestic Hot Water | Gas | Southern California Gas Company | Incentive:Paid | 3324 | 29.85 |  | 1 | 131 |  | 111 |  | 2019-06-12 12:04 | 2019-06-28 | EVOLUTION ENERGY SOLUTIONS L L C | Retrofit | LOS ANGELES | Los Angeles | 90003 | Host Customer is System Owner | 4 |  | 2001028E | SunEarth, Inc. | CASCADE | EPRD-48-80-2G | Indirect Forced Circulation (IF) | 49.3 |  | EP-24 / EP-24-0.75 | Automatic Drainback |  | Solar Storage and Auxiliary Tanks are separate | 80 | 1 | 0.85 | 55 | Z08 | [18 empty] | Los Angeles | FALSE | 62.05 |  | 2011-06-01: 2019-02-14; 2011-08-03: 2019-06-12; 2011-09-20: 2019-06-28 | 1927 | 8129.06 | Up-front Payment
SCG-013146 | Low Income Single Family Residential | Domestic Hot Water | Gas | Southern California Gas Company | Incentive:Paid | 5397 | 36.9 |  | 1 | 150 |  | 150 |  | 2019-02-14 15:52 | 2019-02-22 | DOCTOR PIPER INC | Retrofit | Sylvar | Los Angeles | 91342 | Host Customer is System Owner | 3 |  | 30004247 | Heliodyne, Inc. | HELIO-PAS | HPAS 1 410 G 80 AC D Z | Indirect Forced Circulation (IF) | 40.17 |  | 410 001 | Glycol | Steam Back | Solar Storage and Auxiliary Tanks are separate | 80 | 1 | 1 | 45 | Z09 | [18 empty] | City of San Fernando | FALSE | 35.98 |  | 2011-06-01: 2019-02-14; 2011-08-03: 2019-02-14; 2011-09-20: 2019-02-22 | 2068 | 5397 | Up-front Payment
SCG-013147 | Low Income Single Family Residential | Domestic Hot Water | Gas | Southern California Gas Company | Incentive:Paid | 5223 | 36.9 |  | 1 | 149 |  | 142 |  | 2019-02-19 11:45 | 2019-02-27 | MAC GREINE ENERGY CORP | Retrofit | los angeles | Los Angeles | 90044 | Host Customer is System Owner | 4 |  | 30004247 | Heliodyne, Inc. | HELIO-PAS | HPAS 1 410 G 80 AC D Z | Indirect Forced Circulation (IF) | 40.17 |  | 410 001 | Glycol | Pressure Stagnation Protection (PSP) | Solar Storage and Auxiliary Tanks are separate | 80 | 1 | 0.95 | 55 | Z08 | [18 empty] | City of Los Angeles | FALSE | 37.05 |  | 2011-06-01: 2019-02-15; 2011-08-03: 2019-02-19; 2011-09-20: 2019-02-27 | 2067 | 5520 | Up-front Payment
SCG-013148 | Low Income Single Family Residential | Domestic Hot Water | Gas | Southern California Gas Company | Incentive:Paid | 5223 | 36.9 |  | 1 | 149 |  | 142 |  | 2019-02-19 11:47 | 2019-02-27 | MAC GREINE ENERGY CORP | Retrofit | los angeles | Los Angeles | 90037 | Host Customer is System Owner | 4 |  | 30004247 | Heliodyne, Inc. | HELIO-PAS | HPAS 1 410 G 80 AC D Z | Indirect Forced Circulation (IF) | 40.17 |  | 410 001 | Glycol | Pressure Stagnation Protection (PSP) | Solar Storage and Auxiliary Tanks are separate | 80 | 1 | 0.95 | 55 | Z08 | [18 empty] | City of Los Angeles | FALSE | 37.05 |  | 2011-06-01: 2019-02-15; 2011-08-03: 2019-02-19; 2011-09-20: 2019-02-27 | 2067 | 5520 | Up-front Payment
SCG-013150 | Low Income Single Family Residential | Domestic Hot Water | Gas | Southern California Gas Company | Incentive:Paid | 5397 | 36.9 |  | 1 | 149 |  | 149 |  | 2019-03-21 12:35 | 2019-03-22 | MAC GREINE ENERGY CORP | Retrofit | los angeles | Los Angeles | 90043 | Host Customer is System Owner | 4 |  | 30004247 | Heliodyne, Inc. | HELIO-PAS | HPAS 1 410 G 80 AC D Z | Indirect Forced Circulation (IF) | 40.17 |  | 410 001 | Glycol | Pressure Stagnation Protection (PSP) | Solar Storage and Auxiliary Tanks are separate | 80 | 1 | 1 | 55 | Z08 | [18 empty] | City of Los Angeles | FALSE | 36.22 |  | 2011-06-01: 2019-02-15; 2011-08-03: 2019-03-21; 2011-09-20: 2019-03-22 | 2040 | 5397 | Up-front Payment
SCG-013151 | Single Family Residential | Domestic Hot Water | Gas | Southern California Gas Company | Incentive:Paid | 3958 | 29.85 |  | 1 | 156 |  | 133 |  | 2019-06-10 21:29 | 2019-07-10 | EVOLUTION ENERGY SOLUTIONS L L C | Retrofit | Los Angeles | Los Angeles | 90044 | Host Customer is System Owner | 5 |  | 2001028G | SunEarth, Inc. | CASCADE | EPRD-64-80-2G | Indirect Forced Circulation (IF) | 65.67 |  | EP-32 / EP-32-0.75 | Automatic Drainback | Drainback (Water) | Solar Storage and Auxiliary Tanks are separate | 80 | 1 | 0.85 | 65 | Z08 | [18 empty] | Los Angeles | FALSE | 57.16 |  | 2011-06-01: 2019-02-15; 2011-08-03: 2019-06-10; 2011-09-20: 2019-07-10 | 1930 | 8916.87 | Up-front Payment
SCG-013154 | Low Income Single Family Residential | Domestic Hot Water | Gas | Southern California Gas Company | Incentive:Paid | 4834 | 36.9 |  | 1 | 131 |  | 131 |  | 2019-10-21 20:59 | 2020-08-17 | EVOLUTION ENERGY SOLUTIONS L L C | Retrofit | Los Angeles | Los Angeles | 90011 | Host Customer is System Owner | 4 |  | 2001028E | SunEarth, Inc. | CASCADE | EPRD-48-80-2G | Indirect Forced Circulation (IF) | 49.3 |  | EP-24 / EP-24-0.75 | Automatic Drainback |  | Solar Storage and Auxiliary Tanks are separate | 80 | 1 | 1 | 55 | Z08 | [18 empty] | Los Angeles | FALSE | 65.87 |  | 2011-06-01: 2019-02-15; 2011-08-03: 2019-10-21; 2011-09-20: 2020-08-17 | 1528 | 8628.87 | Up-front Payment
SCG-013156 | Low Income Single Family Residential | Domestic Hot Water | Gas | Southern California Gas Company | Incentive:Paid | 5223 | 36.9 |  | 1 | 149 |  | 142 |  | 2019-03-29 11:45 | 2019-04-03 | MAC GREINE ENERGY CORP | Retrofit | los angeles | Los Angeles | 90018 | Host Customer is System Owner | 4 |  | 30004247 | Heliodyne, Inc. | HELIO-PAS | HPAS 1 410 G 80 AC D Z | Indirect Forced Circulation (IF) | 40.17 |  | 410 001 | Glycol | Pressure Stagnation Protection (PSP) | Solar Storage and Auxiliary Tanks are separate | 80 | 1 | 0.95 | 55 | Z08 | [18 empty] | city of los angeles | FALSE | 35.05 |  | 2011-06-01: 2019-02-15; 2011-08-03: 2019-03-29; 2011-09-20: 2019-04-03 | 2024 | 5223 | Up-front Payment
SCG-013157 | Low Income Single Family Residential | Domestic Hot Water | Gas | Southern California Gas Company | Incentive:Paid | 4673 | 36.9 |  | 1 | 149 |  | 127 |  | 2019-03-25 10:43 | 2019-03-26 | MAC GREINE ENERGY CORP | Retrofit | los angeles | Los Angeles | 90044 | Host Customer is System Owner | 4 |  | 30004247 | Heliodyne, Inc. | HELIO-PAS | HPAS 1 410 G 80 AC D Z | Indirect Forced Circulation (IF) | 40.17 |  | 410 001 | Glycol | Pressure Stagnation Protection (PSP) | Solar Storage and Auxiliary Tanks are separate | 80 | 1 | 0.85 | 55 | Z08 | [18 empty] | Cty of Los Angeles | FALSE | 31.36 |  | 2011-06-01: 2019-02-15; 2011-08-03: 2019-03-25; 2011-09-20: 2019-03-26 | 2039 | 4673 | Up-front Payment
SCG-013161 | Low Income Single Family Residential | Domestic Hot Water | Gas | Southern California Gas Company | Incentive:Paid | 5223 | 36.9 |  | 1 | 149 |  | 142 |  | 2019-02-19 11:41 | 2019-02-27 | MAC GREINE ENERGY CORP | Retrofit | los angeles | Los Angeles | 90044 | Host Customer is System Owner | 4 |  | 30004247 | Heliodyne, Inc. | HELIO-PAS | HPAS 1 410 G 80 AC D Z | Indirect Forced Circulation (IF) | 40.17 |  | 410 001 | Glycol | Pressure Stagnation Protection (PSP) | Solar Storage and Auxiliary Tanks are separate | 80 | 1 | 0.95 | 55 | Z08 | [18 empty] | city of los angeles | FALSE | 37.05 |  | 2011-06-01: 2019-02-15; 2011-08-03: 2019-02-19; 2011-09-20: 2019-02-27 | 2063 | 5520 | Up-front Payment
SCG-013162 | Low Income Single Family Residential | Domestic Hot Water | Gas | Southern California Gas Company | Incentive:Paid | 5397 | 36.9 |  | 1 | 149 |  | 149 |  | 2019-02-19 11:54 | 2019-03-22 | MAC GREINE ENERGY CORP | Retrofit | los angeles | Los Angeles | 90044 | Host Customer is System Owner | 4 |  | 30004247 | Heliodyne, Inc. | HELIO-PAS | HPAS 1 410 G 80 AC D Z | Indirect Forced Circulation (IF) | 40.17 |  | 410 001 | Glycol | Pressure Stagnation Protection (PSP) | Solar Storage and Auxiliary Tanks are separate | 80 | 1 | 1 | 55 | Z08 | [18 empty] | city of los angeles | FALSE | 37.05 |  | 2011-06-01: 2019-02-15; 2011-08-03: 2019-02-19; 2011-09-20: 2019-03-22 | 2040 | 5520 | Up-front Payment
SCG-013163 | Low Income Single Family Residential | Domestic Hot Water | Gas | Southern California Gas Company | Incentive:Paid | 4673 | 36.9 |  | 1 | 149 |  | 127 |  | 2019-02-25 16:03 | 2019-02-28 | MAC GREINE ENERGY CORP | Retrofit | los angeles | Los Angeles | 90047 | Host Customer is System Owner | 4 |  | 30004247 | Heliodyne, Inc. | HELIO-PAS | HPAS 1 410 G 80 AC D Z | Indirect Forced Circulation (IF) | 40.17 |  | 410 001 | Glycol | Pressure Stagnation Protection (PSP) | Solar Storage and Auxiliary Tanks are separate | 80 | 1 | 0.85 | 55 | Z08 | [18 empty] | city of los angeles | FALSE | 31.36 |  | 2011-06-01: 2019-02-15; 2011-08-03: 2019-02-25; 2011-09-20: 2019-02-28 | 2062 | 4673 | Up-front Payment
SCG-013164 | Single Family Residential | Domestic Hot Water | Gas | Southern California Gas Company | Incentive:Paid | 3869 | 29.85 |  | 1 | 162 |  | 130 |  | 2019-06-12 12:04 | 2019-06-28 | EVOLUTION ENERGY SOLUTIONS L L C | Retrofit | Los Angeles | Los Angeles | 90003 | Host Customer is System Owner | 6 |  | 2010017C | Alternate Energy Technologies | EAGLESUN | DBS-G2-80-64 | Indirect Forced Circulation (IF) | 65.34 |  | MSC-32 | Automatic Drainback |  | Solar Storage and Auxiliary Tanks are separate | 80 | 1 | 0.8 | 75 | Z08 | [18 empty] | Los Angeles | FALSE | 52.13 |  | 2011-06-01: 2019-02-16; 2011-08-03: 2019-06-12; 2011-09-20: 2019-06-28 | 1927 | 8444.74 | Up-front Payment
SCG-013165 | Single Family Residential | Domestic Hot Water | Gas | Southern California Gas Company | Incentive:Paid | 4110 | 29.85 |  | 1 | 162 |  | 138 |  | 2019-06-12 12:05 | 2019-08-14 | EVOLUTION ENERGY SOLUTIONS L L C | Retrofit | Los Angeles | Los Angeles | 90003 | Host Customer is System Owner | 4 |  | 2010017C | Alternate Energy Technologies | EAGLESUN | DBS-G2-80-64 | Indirect Forced Circulation (IF) | 65.34 |  | MSC-32 | Automatic Drainback |  | Solar Storage and Auxiliary Tanks are separate | 80 | 1 | 0.85 | 55 | Z08 | [18 empty] | Los Angeles | FALSE | 52.13 |  | 2011-06-01: 2019-02-16; 2011-08-03: 2019-06-12; 2011-09-20: 2019-08-14 | 1895 | 8444.74 | Up-front Payment
SCG-013168 | Single Family Residential - Disadvantaged Community | Domestic Hot Water | Gas | Southern California Gas Company | Incentive:Paid | 4225 | 29.85 |  | 1 | 149 |  | 142 |  | 2019-02-25 16:20 | 2019-02-28 | MAC GREINE ENERGY CORP | Retrofit | los angeles | Los Angeles | 90044 | Host Customer is System Owner | 10 |  | 30004247 | Heliodyne, Inc. | HELIO-PAS | HPAS 1 410 G 80 AC D Z | Indirect Forced Circulation (IF) | 40.17 |  | 410 001 | Glycol | Pressure Stagnation Protection (PSP) | Solar Storage and Auxiliary Tanks are separate | 80 | 1 | 0.95 | 115 | Z08 | [18 empty] | city of los angeles | FALSE | 37.05 |  | 2011-06-01: 2019-02-17; 2011-08-03: 2019-02-25; 2011-09-20: 2019-02-28 | 2063 | 5520 | Up-front Payment
SCG-013169 | Low Income Single Family Residential | Domestic Hot Water | Gas | Southern California Gas Company | Incentive:Paid | 4672 | 36.9 |  | 1 | 149 |  | 127 |  | 2019-04-25 10:45 | 2019-04-29 | MAC GREINE ENERGY CORP | Retrofit | los angeles | Los Angeles | 90047 | Host Customer is System Owner | 4 |  | 30004247 | Heliodyne, Inc. | HELIO-PAS | HPAS 1 410 G 80 AC D Z | Indirect Forced Circulation (IF) | 40.17 |  | 410 001 | Glycol | Pressure Stagnation Protection (PSP) | Solar Storage and Auxiliary Tanks are separate | 80 | 1 | 0.85 | 55 | Z08 | [18 empty] | Los Angeles | FALSE | 31.36 |  | 2011-06-01: 2019-02-17; 2011-08-03: 2019-04-25; 2011-09-20: 2019-04-29 | 2005 | 4672 | Up-front Payment
SCG-013170 | Single Family Residential | Domestic Hot Water | Gas | Southern California Gas Company | Incentive:Paid | 3715 | 29.85 |  | 1 | 131 |  | 124 |  | 2019-06-10 21:24 | 2019-07-10 | EVOLUTION ENERGY SOLUTIONS L L C | Retrofit | Los Angeles | Los Angeles | 90003 | Host Customer is System Owner | 4 |  | 2001028E | SunEarth, Inc. | CASCADE | EPRD-48-80-2G | Indirect Forced Circulation (IF) | 49.3 |  | EP-24 / EP-24-0.75 | Automatic Drainback |  | Solar Storage and Auxiliary Tanks are separate | 80 | 1 | 0.95 | 55 | Z08 | [18 empty] | Los Angeles | FALSE | 65.87 |  | 2011-06-01: 2019-02-18; 2011-08-03: 2019-06-10; 2011-09-20: 2019-07-10 | 1930 | 8628.87 | Up-front Payment
SCG-013171 | Low Income Single Family Residential | Domestic Hot Water | Gas | Southern California Gas Company | Incentive:Paid | 4064 | 36.9 |  | 1 | 131 |  | 131 |  | 2019-10-30 09:29 | 2020-09-08 | EVOLUTION ENERGY SOLUTIONS L L C | Retrofit | LOS ANGELES | Los Angeles | 90037 | Host Customer is System Owner | 6 |  | 2001028E | SunEarth, Inc. | CASCADE | EPRD-48-80-2G | Indirect Forced Circulation (IF) | 49.3 |  | EP-24 / EP-24-0.75 | Automatic Drainback |  | Solar Storage and Auxiliary Tanks are separate | 80 | 1 | 1 | 75 | Z08 | [18 empty] | Los Angeles | FALSE | 67.37 |  | 2011-06-01: 2019-02-18; 2011-08-03: 2019-10-30; 2011-09-20: 2020-09-08 | 1507 | 8825.87 | Up-front Payment
SCG-013172 | Single Family Residential | Domestic Hot Water | Gas | Southern California Gas Company | Incentive:Paid | 2933 | 29.85 |  | 1 | 131 |  | 98 |  | 2019-06-10 21:27 | 2019-08-12 | EVOLUTION ENERGY SOLUTIONS L L C | Retrofit | LOS ANGELES | Los Angeles | 90059 | Host Customer is System Owner | 5 |  | 2001028E | SunEarth, Inc. | CASCADE | EPRD-48-80-2G | Indirect Forced Circulation (IF) | 49.3 |  | EP-24 / EP-24-0.75 | Automatic Drainback |  | Solar Storage and Auxiliary Tanks are separate | 80 | 1 | 0.75 | 65 | Z08 | [18 empty] | Los Angeles | FALSE | 65.87 |  | 2011-06-01: 2019-02-18; 2011-08-03: 2019-06-10; 2011-09-20: 2019-08-12 | 1900 | 8628.87 | Up-front Payment
SCG-013173 | Single Family Residential | Domestic Hot Water | Gas | Southern California Gas Company | Incentive:Paid | 3940 | 29.85 |  | 1 | 132 |  | 132 |  | 2019-06-10 21:24 | 2019-07-10 | EVOLUTION ENERGY SOLUTIONS L L C | Retrofit | LOS ANGELES | Los Angeles | 90039 | Host Customer is System Owner | 4 |  | 2001028E | SunEarth, Inc. | CASCADE | EPRD-48-80-2G | Indirect Forced Circulation (IF) | 49.3 |  | EP-24 / EP-24-0.75 | Automatic Drainback |  | Solar Storage and Auxiliary Tanks are separate | 80 | 1 | 1 | 55 | Z09 | [18 empty] | Los Angeles | FALSE | 61.58 |  | 2011-06-01: 2019-02-18; 2011-08-03: 2019-06-10; 2011-09-20: 2019-07-10 | 1930 | 8128.87 | Up-front Payment
SCG-013174 | Single Family Residential | Domestic Hot Water | Gas | Southern California Gas Company | Incentive:Paid | 3910 | 29.85 |  | 1 | 131 |  | 131 |  | 2019-06-11 11:42 | 2019-07-10 | EVOLUTION ENERGY SOLUTIONS L L C | Retrofit | LOS ANGELES | Los Angeles | 90003 | Host Customer is System Owner | 6 |  | 2001028E | SunEarth, Inc. | CASCADE | EPRD-48-80-2G | Indirect Forced Circulation (IF) | 49.3 |  | EP-24 / EP-24-0.75 | Automatic Drainback |  | Solar Storage and Auxiliary Tanks are separate | 80 | 1 | 1 | 75 | Z08 | [18 empty] | Los Angeles | FALSE | 62.05 |  | 2011-06-01: 2019-02-18; 2011-08-03: 2019-06-11; 2011-09-20: 2019-07-10 | 1930 | 8128.87 | Up-front Payment
SCG-013175 | Single Family Residential | Domestic Hot Water | Gas | Southern California Gas Company | Incentive:Paid | 3128 | 29.85 |  | 1 | 131 |  | 105 |  | 2019-06-11 11:43 | 2019-07-10 | EVOLUTION ENERGY SOLUTIONS L L C | Retrofit | LOS ANGELES | Los Angeles | 90002 | Host Customer is System Owner | 10 |  | 2001028E | SunEarth, Inc. | CASCADE | EPRD-48-80-2G | Indirect Forced Circulation (IF) | 49.3 |  | EP-24 / EP-24-0.75 | Automatic Drainback |  | Solar Storage and Auxiliary Tanks are separate | 80 | 1 | 0.8 | 115 | Z08 | [18 empty] | Los Angeles | FALSE | 56.52 |  | 2011-06-01: 2019-02-18; 2011-08-03: 2019-06-11; 2011-09-20: 2019-07-10 | 1930 | 7403.87 | Up-front Payment
SCG-013176 | Single Family Residential | Domestic Hot Water | Gas | Southern California Gas Company | Incentive:Paid | 3142 | 29.85 |  | 1 | 131 |  | 131 |  | 2019-06-12 12:05 | 2019-07-10 | EVOLUTION ENERGY SOLUTIONS L L C | Retrofit | LOS ANGELES | Los Angeles | 90018 | Host Customer is System Owner | 3 |  | 2001028E | SunEarth, Inc. | CASCADE | EPRD-48-80-2G | Indirect Forced Circulation (IF) | 49.3 |  | EP-24 / EP-24-0.75 | Automatic Drainback |  | Solar Storage and Auxiliary Tanks are separate | 80 | 1 | 1 | 45 | Z08 | [18 empty] | Los Angeles | FALSE | 49.14 |  | 2011-06-01: 2019-02-18; 2011-08-03: 2019-06-12; 2011-09-20: 2019-07-10 | 1930 | 6436.87 | Up-front Payment
SCG-013177 | Single Family Residential | Domestic Hot Water | Gas | Southern California Gas Company | Incentive:Paid | 3910 | 29.85 |  | 1 | 131 |  | 131 |  | 2019-06-10 21:23 | 2019-07-15 | EVOLUTION ENERGY SOLUTIONS L L C | Retrofit | LOS ANGELES | Los Angeles | 90018 | Host Customer is System Owner | 3 |  | 2001028E | SunEarth, Inc. | CASCADE | EPRD-48-80-2G | Indirect Forced Circulation (IF) | 49.3 |  | EP-24 / EP-24-0.75 | Automatic Drainback |  | Solar Storage and Auxiliary Tanks are separate | 80 | 1 | 1 | 45 | Z08 | [18 empty] | Los Angeles | FALSE | 62.05 |  | 2011-06-01: 2019-02-18; 2011-08-03: 2019-06-10; 2011-09-20: 2019-07-15 | 1928 | 8128.87 | Up-front Payment
SCG-013178 | Single Family Residential | Domestic Hot Water | Gas | Southern California Gas Company | Incentive:Paid | 3142 | 29.85 |  | 1 | 131 |  | 131 |  | 2019-05-22 10:45 | 2019-08-12 | EVOLUTION ENERGY SOLUTIONS L L C | Retrofit | LOS ANGELES | Los Angeles | 90011 | Host Customer is System Owner | 4 |  | 2001028E | SunEarth, Inc. | CASCADE | EPRD-48-80-2G | Indirect Forced Circulation (IF) | 49.3 |  | EP-24 / EP-24-0.75 | Automatic Drainback |  | Solar Storage and Auxiliary Tanks are separate | 80 | 1 | 1 | 55 | Z08 | [18 empty] | Los Angeles | FALSE | 49.14 |  | 2011-06-01: 2019-02-18; 2011-08-03: 2019-05-22; 2011-09-20: 2019-08-12 | 1900 | 6436.87 | Up-front Payment
SCG-013179 | Single Family Residential | Domestic Hot Water | Gas | Southern California Gas Company | Incentive:Paid | 3910 | 29.85 |  | 1 | 131 |  | 131 |  | 2019-05-22 10:46 | 2019-08-12 | EVOLUTION ENERGY SOLUTIONS L L C | Retrofit | Los Angeles | Los Angeles | 90011 | Host Customer is System Owner | 5 |  | 2001028E | SunEarth, Inc. | CASCADE | EPRD-48-80-2G | Indirect Forced Circulation (IF) | 49.3 |  | EP-24 / EP-24-0.75 | Automatic Drainback |  | Solar Storage and Auxiliary Tanks are separate | 80 | 1 | 1 | 65 | Z08 | [18 empty] | Los Angeles | FALSE | 71.28 |  | 2011-06-01: 2019-02-18; 2011-08-03: 2019-05-22; 2011-09-20: 2019-08-12 | 1900 | 9337.87 | Up-front Payment
SCG-013180 | Low Income Single Family Residential | Domestic Hot Water | Gas | Southern California Gas Company | Incentive:Paid | 3614 | 36.9 |  | 1 | 131 |  | 98 |  | 2019-04-11 16:26 | 2019-05-01 | EVOLUTION ENERGY SOLUTIONS L L C | Retrofit | Los Angeles | Los Angeles | 90011 | Host Customer is System Owner | 5 |  | 2001028E | SunEarth, Inc. | CASCADE | EPRD-48-80-2G | Indirect Forced Circulation (IF) | 49.3 |  | EP-24 / EP-24-0.75 | Automatic Drainback |  | Solar Storage and Auxiliary Tanks are separate | 80 | 1 | 0.75 | 65 | Z08 | [18 empty] | Los Angeles | FALSE | 56.56 |  | 2011-06-01: 2019-02-18; 2011-08-03: 2019-04-11; 2011-09-20: 2019-05-01 | 2003 | 7409 | Up-front Payment
SCG-013181 | Single Family Residential | Domestic Hot Water | Gas | Southern California Gas Company | Incentive:Paid | 2933 | 29.85 |  | 1 | 131 |  | 98 |  | 2019-06-10 21:29 | 2019-08-12 | EVOLUTION ENERGY SOLUTIONS L L C | Retrofit | LOS ANGELES | Los Angeles | 90059 | Host Customer is System Owner | 7 |  | 2001028E | SunEarth, Inc. | CASCADE | EPRD-48-80-2G | Indirect Forced Circulation (IF) | 49.3 |  | EP-24 / EP-24-0.75 | Automatic Drainback |  | Solar Storage and Auxiliary Tanks are separate | 80 | 1 | 0.75 | 85 | Z08 | [18 empty] | Los Angeles | FALSE | 71.28 |  | 2011-06-01: 2019-02-18; 2011-08-03: 2019-06-10; 2011-09-20: 2019-08-12 | 1900 | 9337.87 | Up-front Payment
SCG-013182 | Single Family Residential | Domestic Hot Water | Gas | Southern California Gas Company | Incentive:Paid | 2933 | 29.85 |  | 1 | 131 |  | 98 |  | 2019-06-10 21:26 | 2019-08-12 | EVOLUTION ENERGY SOLUTIONS L L C | Retrofit | Los Angeles | Los Angeles | 90002 | Host Customer is System Owner | 5 |  | 2001028E | SunEarth, Inc. | CASCADE | EPRD-48-80-2G | Indirect Forced Circulation (IF) | 49.3 |  | EP-24 / EP-24-0.75 | Automatic Drainback |  | Solar Storage and Auxiliary Tanks are separate | 80 | 1 | 0.75 | 65 | Z08 | [18 empty] | Los Angeles | FALSE | 62.05 |  | 2011-06-01: 2019-02-18; 2011-08-03: 2019-06-10; 2011-09-20: 2019-08-12 | 1900 | 8128.87 | Up-front Payment
SCG-013184 | Single Family Residential | Domestic Hot Water | Gas | Southern California Gas Company | Incentive:Paid | 2933 | 29.85 |  | 1 | 131 |  | 98 |  | 2019-06-10 21:25 | 2019-07-10 | EVOLUTION ENERGY SOLUTIONS L L C | Retrofit | Los Angeles | Los Angeles | 90059 | Host Customer is System Owner | 6 |  | 2001028E | SunEarth, Inc. | CASCADE | EPRD-48-80-2G | Indirect Forced Circulation (IF) | 49.3 |  | EP-24 / EP-24-0.75 | Automatic Drainback |  | Solar Storage and Auxiliary Tanks are separate | 80 | 1 | 0.75 | 75 | Z08 | [18 empty] | Los Angeles | FALSE | 62.05 |  | 2011-06-01: 2019-02-18; 2011-08-03: 2019-06-10; 2011-09-20: 2019-07-10 | 1930 | 8128.87 | Up-front Payment
SCG-013185 | Low Income Single Family Residential | Domestic Hot Water | Gas | Southern California Gas Company | Incentive:Paid | 5387 | 36.9 |  | 1 | 146 |  | 146 |  | 2019-03-05 16:26 | 2019-03-08 | DOCTOR PIPER INC | Retrofit | Van Nuys | Los Angeles | 91405 | Host Customer is System Owner | 5 |  | 2001001C | SunEarth, Inc. | SOLARAY | TE48P-80-2G | Indirect Forced Circulation (IF) | 49.3 |  | EP-24 / EP-24-0.75 | Glycol | Steam Back | Solar Storage and Auxiliary Tanks are separate | 80 | 1 | 1 | 65 | Z09 | [18 empty] | City of Los Angeles | FALSE | 36.97 |  | 2011-06-01: 2019-02-18; 2011-08-03: 2019-03-05; 2011-09-20: 2019-03-08 | 2055 | 5397 | Up-front Payment
SCG-013186 | Single Family Residential | Domestic Hot Water | Gas | Southern California Gas Company | Incentive:Paid | 3910 | 29.85 |  | 1 | 131 |  | 131 |  | 2019-06-11 11:43 | 2019-07-03 | EVOLUTION ENERGY SOLUTIONS L L C | Retrofit | Los Angeles | Los Angeles | 90003 | Host Customer is System Owner | 7 |  | 2001028E | SunEarth, Inc. | CASCADE | EPRD-48-80-2G | Indirect Forced Circulation (IF) | 49.3 |  | EP-24 / EP-24-0.75 | Automatic Drainback |  | Solar Storage and Auxiliary Tanks are separate | 80 | 1 | 1 | 85 | Z08 | [18 empty] | Los Angeles | FALSE | 62.05 |  | 2011-06-01: 2019-02-19; 2011-08-03: 2019-06-11; 2011-09-20: 2019-07-03 | 1928 | 8128.87 | Up-front Payment
SCG-013187 | Low Income Single Family Residential | Domestic Hot Water | Gas | Southern California Gas Company | Incentive:Paid | 5397 | 36.9 |  | 1 | 149 |  | 149 |  | 2019-03-21 12:29 | 2019-03-22 | MAC GREINE ENERGY CORP | Retrofit | los angeles | Los Angeles | 90043 | Host Customer is System Owner | 4 |  | 30004247 | Heliodyne, Inc. | HELIO-PAS | HPAS 1 410 G 80 AC D Z | Indirect Forced Circulation (IF) | 40.17 |  | 410 001 | Glycol | Pressure Stagnation Protection (PSP) | Solar Storage and Auxiliary Tanks are separate | 80 | 1 | 1 | 55 | Z08 | [18 empty] | city of los angeles | FALSE | 36.22 |  | 2011-06-01: 2019-02-19; 2011-08-03: 2019-03-21; 2011-09-20: 2019-03-22 | 2040 | 5397 | Up-front Payment
SCG-013188 | Low Income Single Family Residential | Domestic Hot Water | Gas | Southern California Gas Company | Incentive:Paid | 5223 | 36.9 |  | 1 | 149 |  | 142 |  | 2019-03-27 08:45 | 2019-03-27 | MAC GREINE ENERGY CORP | Retrofit | los angeles | Los Angeles | 90037 | Host Customer is System Owner | 4 |  | 30004247 | Heliodyne, Inc. | HELIO-PAS | HPAS 1 410 G 80 AC D Z | Indirect Forced Circulation (IF) | 40.17 |  | 410 001 | Glycol | Pressure Stagnation Protection (PSP) | Solar Storage and Auxiliary Tanks are separate | 80 | 1 | 0.95 | 55 | Z08 | [18 empty] | city of los angeles | FALSE | 35.05 |  | 2011-06-01: 2019-02-19; 2011-08-03: 2019-03-27; 2011-09-20: 2019-03-27 | 2035 | 5223 | Up-front Payment
SCG-013189 | Low Income Single Family Residential | Domestic Hot Water | Gas | Southern California Gas Company | Incentive:Paid | 4627 | 36.9 |  | 1 | 132 |  | 132 |  | 2019-10-30 09:32 | 2020-08-18 | EVOLUTION ENERGY SOLUTIONS L L C | Retrofit | LOS ANGELES | Los Angeles | 90033 | Host Customer is System Owner | 4 |  | 2001028E | SunEarth, Inc. | CASCADE | EPRD-48-80-2G | Indirect Forced Circulation (IF) | 49.3 |  | EP-24 / EP-24-0.75 | Automatic Drainback |  | Solar Storage and Auxiliary Tanks are separate | 80 | 1 | 1 | 55 | Z09 | [18 empty] | Los Angeles | FALSE | 65.27 |  | 2011-06-01: 2019-02-20; 2011-08-03: 2019-10-30; 2011-09-20: 2020-08-18 | 1524 | 8615.69 | Up-front Payment
SCG-013192 | Low Income Single Family Residential | Domestic Hot Water | Gas | Southern California Gas Company | Incentive:Paid | 3681 | 36.9 |  | 1 | 133 |  | 120 |  | 2019-11-25 14:37 | 2020-08-18 | EVOLUTION ENERGY SOLUTIONS L L C | Retrofit | Compton | Los Angeles | 90220 | Host Customer is System Owner | 4 |  | 2001001A | SunEarth, Inc. | SOLARAY | TE40P-80-2G | Indirect Forced Circulation (IF) | 40.9 |  | EP-40 / EP-40-0.75 | Automatic Drainback |  | Solar Storage and Auxiliary Tanks are separate | 80 | 1 | 0.9 | 55 | Z08 | [18 empty] | Los Angeles | FALSE | 57.43 |  | 2011-06-01: 2019-02-20; 2011-08-03: 2019-11-25; 2011-09-20: 2020-08-18 | 1524 | 7638.33 | Up-front Payment
PGE-013195 | Commercial/Multifamily Residential | Domestic Hot Water | Gas | Pacific Gas and Electric | Incentive:Paid | 15119 | 20.19 |  | 1 | 772 |  | 749 |  | 2019-03-05 15:49 | 2019-03-14 | OXYPOWER INC | Retrofit | Richmond | Alameda | 94801 | Host Customer is System Owner | [7 empty] | 241.2 | 40.2 |  | Glycol | Pressure Stagnation Protection (PSP) | Solar Storage and Auxiliary Tanks are separate |  | 0.97 | 1 | 420 | Z03 | 10 | Units | Apartments/Condos | 2010115A | 6 | 1 | 360 | 3 | 108 | 1 | 199000 | TRUE | 130 | 130 |  |  |  |  | City of Richmond | FALSE | 45.34 |  | 2019-03-04 |  | 2019-03-05 | 2019-03-14 | 2020-08-31 | 2020-11-13 | 1432 | 34999 | Up-front Payment
SCG-013198 | Low Income Single Family Residential | Domestic Hot Water | Gas | Southern California Gas Company | Incentive:Paid | 4893 | 36.9 |  | 1 | 156 |  | 133 |  | 2020-07-30 13:31 | 2020-08-21 | EVOLUTION ENERGY SOLUTIONS L L C | Retrofit | LOS ANGELES | Los Angeles | 90059 | Host Customer is System Owner | 4 |  | 2001028G | SunEarth, Inc. | CASCADE | EPRD-64-80-2G | Indirect Forced Circulation (IF) | 65.67 |  | EP-32 / EP-32-0.75 | Automatic Drainback |  | Solar Storage and Auxiliary Tanks are separate | 80 | 1 | 0.85 | 55 | Z08 | [18 empty] | Los Angeles | FALSE | 52.08 |  | 2011-06-01: 2019-02-20; 2011-08-03: 2020-07-30; 2011-09-20: 2020-08-21 | 1521 | 8124.87 | Up-front Payment
SCG-013199 | Low Income Single Family Residential | Domestic Hot Water | Gas | Southern California Gas Company | Incentive:Paid | 4834 | 36.9 |  | 1 | 131 |  | 131 |  | 2019-10-30 09:32 | 2020-08-19 | EVOLUTION ENERGY SOLUTIONS L L C | Retrofit | LOS ANGELES | Los Angeles | 90037 | Host Customer is System Owner | 7 |  | 2001028E | SunEarth, Inc. | CASCADE | EPRD-48-80-2G | Indirect Forced Circulation (IF) | 49.3 |  | EP-24 / EP-24-0.75 | Automatic Drainback |  | Solar Storage and Auxiliary Tanks are separate | 80 | 1 | 1 | 85 | Z08 | [18 empty] | Los Angeles | FALSE | 69.82 |  | 2011-06-01: 2019-02-20; 2011-08-03: 2019-10-30; 2011-09-20: 2020-08-19 | 1524 | 9145.87 | Up-front Payment
SCG-013200 | Low Income Single Family Residential | Domestic Hot Water | Gas | Southern California Gas Company | Incentive:Paid | 3921 | 36.9 |  | 1 | 125 |  | 106 |  | 2019-02-21 14:27 | 2019-02-22 | TITANIUM POWER INC | Retrofit | Pomona | Pomona | 91766 | Host Customer is System Owner | 7 |  | 30004257 | Butler Sun Solutions, Inc. | SOLAR BUTLER | B-BT1-40-I | Indirect Forced Circulation (IF) | 43.72 |  | BT1 | Glycol | Advanced Controller with a Vacation or Holiday Mode | Solar Storage and Auxiliary Tanks are separate | 40 | 1 | 0.85 | 85 | Z09 | [18 empty] | Pomona | FALSE | 31.84 |  | 2011-06-01: 2019-02-20; 2011-08-03: 2019-02-21; 2011-09-20: 2019-02-22 | 2069 | 3980 | Up-front Payment
SCG-013201 | Low Income Single Family Residential | Domestic Hot Water | Gas | Southern California Gas Company | Incentive:Paid | 3142 | 36.9 |  | 1 | 131 |  | 131 |  | 2019-10-21 20:59 | 2020-08-14 | EVOLUTION ENERGY SOLUTIONS L L C | Retrofit | LOS ANGELES | Los Angeles | 90003 | Host Customer is System Owner | 5 |  | 2001028E | SunEarth, Inc. | CASCADE | EPRD-48-80-2G | Indirect Forced Circulation (IF) | 49.3 |  | EP-24 / EP-24-0.75 | Automatic Drainback |  | Solar Storage and Auxiliary Tanks are separate | 80 | 1 | 1 | 65 | Z08 | [18 empty] | Los Angeles | FALSE | 62.18 |  | 2011-06-01: 2019-02-20; 2011-08-03: 2019-10-21; 2011-09-20: 2020-08-14 | 1528 | 8145.87 | Up-front Payment
SCG-013202 | Low Income Single Family Residential | Domestic Hot Water | Gas | Southern California Gas Company | Incentive:Paid | 4613 | 36.9 |  | 1 | 125 |  | 125 |  | 2019-02-21 14:29 | 2019-02-22 | TITANIUM POWER INC | Retrofit | Pomona | Pomona | 91766 | Host Customer is System Owner | 4 |  | 30004257 | Butler Sun Solutions, Inc. | SOLAR BUTLER | B-BT1-40-I | Indirect Forced Circulation (IF) | 43.72 |  | BT1 | Glycol | Advanced Controller with a Vacation or Holiday Mode | Solar Storage and Auxiliary Tanks are separate | 40 | 1 | 1 | 55 | Z09 | [18 empty] | Pomona | FALSE | 37.44 |  | 2011-06-01: 2019-02-20; 2011-08-03: 2019-02-21; 2011-09-20: 2019-02-22 | 2069 | 4680 | Up-front Payment
SCG-013203 | Low Income Single Family Residential | Domestic Hot Water | Gas | Southern California Gas Company | Incentive:Paid | 4613 | 36.9 |  | 1 | 125 |  | 125 |  | 2019-02-21 14:26 | 2019-02-27 | TITANIUM POWER INC | Retrofit | Pomona | Pomona | 91766 | Host Customer is System Owner | 9 |  | 30004257 | Butler Sun Solutions, Inc. | SOLAR BUTLER | B-BT1-40-I | Indirect Forced Circulation (IF) | 43.72 |  | BT1 | Glycol | Advanced Controller with a Vacation or Holiday Mode | Solar Storage and Auxiliary Tanks are separate | 40 | 1 | 1 | 105 | Z09 | [18 empty] | Pomona | FALSE | 37.44 |  | 2011-06-01: 2019-02-20; 2011-08-03: 2019-02-21; 2011-09-20: 2019-02-27 | 2067 | 4680 | Up-front Payment
SCG-013204 | Single Family Residential | Domestic Hot Water | Gas | Southern California Gas Company | Incentive:Paid | 3910 | 29.85 |  | 1 | 131 |  | 131 |  | 2019-06-10 21:25 | 2019-07-10 | EVOLUTION ENERGY SOLUTIONS L L C | Retrofit | Los Angeles | Los Angeles | 90062 | Host Customer is System Owner | 4 |  | 2001028E | SunEarth, Inc. | CASCADE | EPRD-48-80-2G | Indirect Forced Circulation (IF) | 49.3 |  | EP-24 / EP-24-0.75 | Automatic Drainback | Drainback (Water) | Solar Storage and Auxiliary Tanks are separate | 80 | 1 | 1 | 55 | Z08 | [18 empty] | Los Angeles | FALSE | 65.87 |  | 2011-06-01: 2019-02-20; 2011-08-03: 2019-06-10; 2011-09-20: 2019-07-10 | 1930 | 8628.87 | Up-front Payment
SCG-013205 | Low Income Single Family Residential | Domestic Hot Water | Gas | Southern California Gas Company | Incentive:Paid | 4613 | 36.9 |  | 1 | 125 |  | 125 |  | 2019-02-21 14:30 | 2019-02-22 | TITANIUM POWER INC | Retrofit | Pomona | Pomona | 91766 | Host Customer is System Owner | 4 |  | 30004257 | Butler Sun Solutions, Inc. | SOLAR BUTLER | B-BT1-40-I | Indirect Forced Circulation (IF) | 43.72 |  | BT1 | Glycol | Advanced Controller with a Vacation or Holiday Mode | Solar Storage and Auxiliary Tanks are separate | 40 | 1 | 1 | 55 | Z09 | [18 empty] | Pomona | FALSE | 37.44 |  | 2011-06-01: 2019-02-20; 2011-08-03: 2019-02-21; 2011-09-20: 2019-02-22 | 2069 | 4680 | Up-front Payment
SCG-013206 | Commercial Pools | Pool Heating | Gas | Southern California Gas Company | Incentive:Paid | 4440 | 7 |  | 1 | 635 |  | 635 |  | 2019-04-01 16:51 | 2019-05-01 | ENVIRONMENTAL SOLAR DESIGN INC | Retrofit | Pasadena | Los Angeles | 91105 | Host Customer is System Owner | [7 empty] | 338.1 | 48.3 |  | Manual Drainback |  |  |  | 1 | 1 |  | Z08 |  |  |  | 10001884 | 7 | 1 | [5 empty] | FALSE | [6 empty] | City of Pasadena | FALSE | 13.98 |  | 2019-02-20 |  | 2019-04-01 | 2019-05-01 | 2019-05-03 | 2019-05-03 | 1998 | 8880 | Up-front Payment
SCG-013207 | Single Family Residential | Domestic Hot Water | Gas | Southern California Gas Company | Incentive:Paid | 3940 | 29.85 |  | 1 | 132 |  | 132 |  | 2019-06-10 21:29 | 2019-07-10 | EVOLUTION ENERGY SOLUTIONS L L C | Retrofit | Los Angeles | Los Angeles | 90023 | Host Customer is System Owner | 5 |  | 2001028E | SunEarth, Inc. | CASCADE | EPRD-48-80-2G | Indirect Forced Circulation (IF) | 49.3 |  | EP-24 / EP-24-0.75 | Automatic Drainback |  | Solar Storage and Auxiliary Tanks are separate | 80 | 1 | 1 | 65 | Z09 | [18 empty] | Los Angeles | FALSE | 61.58 |  | 2011-06-01: 2019-02-20; 2011-08-03: 2019-06-10; 2011-09-20: 2019-07-10 | 1930 | 8128.87 | Up-front Payment
SCG-013209 | Low Income Single Family Residential | Domestic Hot Water | Gas | Southern California Gas Company | Incentive:Paid | 4140 | 36.9 |  | 1 | 132 |  | 112 |  | 2019-10-22 11:04 | 2020-08-17 | EVOLUTION ENERGY SOLUTIONS L L C | Retrofit | Los Angeles | Los Angeles | 90023 | Host Customer is System Owner | 6 |  | 2001028E | SunEarth, Inc. | CASCADE | EPRD-48-80-2G | Indirect Forced Circulation (IF) | 49.3 |  | EP-24 / EP-24-0.75 | Automatic Drainback |  | Solar Storage and Auxiliary Tanks are separate | 80 | 1 | 0.85 | 75 | Z09 | [18 empty] | Los Angeles | FALSE | 61.67 |  | 2011-06-01: 2019-02-21; 2011-08-03: 2019-10-22; 2011-09-20: 2020-08-17 | 1528 | 8141 | Up-front Payment
SCG-013212 | Low Income Single Family Residential | Domestic Hot Water | Gas | Southern California Gas Company | Incentive:Paid | 4834 | 36.9 |  | 1 | 131 |  | 131 |  | 2019-10-22 10:59 | 2020-08-17 | EVOLUTION ENERGY SOLUTIONS L L C | Retrofit | Los Angeles | Los Angeles | 90003 | Host Customer is System Owner | 4 |  | 2001028E | SunEarth, Inc. | CASCADE | EPRD-48-80-2G | Indirect Forced Circulation (IF) | 49.3 |  | EP-24 / EP-24-0.75 | Automatic Drainback |  | Solar Storage and Auxiliary Tanks are separate | 80 | 1 | 1 | 55 | Z08 | [18 empty] | Los Angeles | FALSE | 73.02 |  | 2011-06-01: 2019-02-21; 2011-08-03: 2019-10-22; 2011-09-20: 2020-08-17 | 1528 | 9565.87 | Up-front Payment
SCG-013214 | Low Income Single Family Residential | Domestic Hot Water | Gas | Southern California Gas Company | Incentive:Paid | 2922 | 36.9 |  | 1 | 132 |  | 79 |  | 2019-10-30 09:30 | 2020-08-19 | EVOLUTION ENERGY SOLUTIONS L L C | Retrofit | San Fernando | Los Angeles | 91342 | Host Customer is System Owner | 6 |  | 2001028E | SunEarth, Inc. | CASCADE | EPRD-48-80-2G | Indirect Forced Circulation (IF) | 49.3 |  | EP-24 / EP-24-0.75 | Automatic Drainback |  | Solar Storage and Auxiliary Tanks are separate | 80 | 1 | 0.6 | 75 | Z09 | [18 empty] | Los Angeles | FALSE | 67.22 |  | 2011-06-01: 2019-02-21; 2011-08-03: 2019-10-30; 2011-09-20: 2020-08-19 | 1524 | 8872.87 | Up-front Payment
SCG-013215 | Low Income Single Family Residential | Domestic Hot Water | Gas | Southern California Gas Company | Incentive:Paid | 4627 | 36.9 |  | 1 | 132 |  | 125 |  | 2019-11-25 14:36 | 2020-10-15 | EVOLUTION ENERGY SOLUTIONS L L C | Retrofit | Pico Rivera | Los Angeles | 90660 | Host Customer is System Owner | 4 |  | 2001028E | SunEarth, Inc. | CASCADE | EPRD-48-80-2G | Indirect Forced Circulation (IF) | 49.3 |  | EP-24 / EP-24-0.75 | Automatic Drainback |  | Solar Storage and Auxiliary Tanks are separate | 80 | 1 | 0.95 | 55 | Z09 | [18 empty] | Los Angeles | FALSE | 67.21 |  | 2011-06-01: 2019-02-21; 2011-08-03: 2019-11-25; 2011-09-20: 2020-10-15 | 1453 | 8871.87 | Up-front Payment
SCG-013217 | Low Income Single Family Residential | Domestic Hot Water | Gas | Southern California Gas Company | Incentive:Paid | 4109 | 36.9 |  | 1 | 131 |  | 111 |  | 2019-11-12 15:32 | 2020-08-21 | EVOLUTION ENERGY SOLUTIONS L L C | Retrofit | los angeles | Los Angeles | 90002 | Host Customer is System Owner | 4 |  | 2001028E | SunEarth, Inc. | CASCADE | EPRD-48-80-2G | Indirect Forced Circulation (IF) | 49.3 |  | EP-24 / EP-24-0.75 | Automatic Drainback |  | Solar Storage and Auxiliary Tanks are separate | 80 | 1 | 0.85 | 55 | Z08 | [18 empty] | Los Angeles | FALSE | 62.05 |  | 2011-06-01: 2019-02-21; 2011-08-03: 2019-11-12; 2011-09-20: 2020-08-21 | 1521 | 8128.87 | Up-front Payment
SCG-013218 | Low Income Single Family Residential | Domestic Hot Water | Gas | Southern California Gas Company | Incentive:Paid | 4109 | 36.9 |  | 1 | 131 |  | 111 |  | 2019-10-30 09:29 | 2020-08-19 | EVOLUTION ENERGY SOLUTIONS L L C | Retrofit | LOS ANGELES | Los Angeles | 90059 | Host Customer is System Owner | 4 |  | 2001028E | SunEarth, Inc. | CASCADE | EPRD-48-80-2G | Indirect Forced Circulation (IF) | 49.3 |  | EP-24 / EP-24-0.75 | Automatic Drainback |  | Solar Storage and Auxiliary Tanks are separate | 80 | 1 | 0.85 | 55 | Z08 | [18 empty] | Los Angeles | FALSE | 67.59 |  | 2011-06-01: 2019-02-21; 2011-08-03: 2019-10-30; 2011-09-20: 2020-08-19 | 1524 | 8853.87 | Up-front Payment
SCG-013220 | Low Income Single Family Residential | Domestic Hot Water | Gas | Southern California Gas Company | Incentive:Paid | 4834 | 36.9 |  | 1 | 131 |  | 131 |  | 2019-10-30 09:33 | 2020-08-20 | EVOLUTION ENERGY SOLUTIONS L L C | Retrofit | LOS ANGELES | Los Angeles | 90047 | Host Customer is System Owner | 4 |  | 2001028E | SunEarth, Inc. | CASCADE | EPRD-48-80-2G | Indirect Forced Circulation (IF) | 49.3 |  | EP-24 / EP-24-0.75 | Automatic Drainback |  | Solar Storage and Auxiliary Tanks are separate | 80 | 1 | 1 | 55 | Z08 | [18 empty] | Los Angeles | FALSE | 69.43 |  | 2011-06-01: 2019-02-21; 2011-08-03: 2019-10-30; 2011-09-20: 2020-08-20 | 1521 | 9095.87 | Up-front Payment
SCG-013221 | Single Family Residential | Domestic Hot Water | Gas | Southern California Gas Company | Incentive:Paid | 3128 | 29.85 |  | 1 | 131 |  | 105 |  | 2019-06-12 12:07 | 2019-08-08 | EVOLUTION ENERGY SOLUTIONS L L C | Retrofit | Los Angeles | Los Angeles | 90003 | Host Customer is System Owner | 4 |  | 2001028E | SunEarth, Inc. | CASCADE | EPRD-48-80-2G | Indirect Forced Circulation (IF) | 49.3 |  | EP-24 / EP-24-0.75 | Automatic Drainback |  | Solar Storage and Auxiliary Tanks are separate | 80 | 1 | 0.8 | 55 | Z08 | [18 empty] | Los Angeles | FALSE | 75.1 |  | 2011-06-01: 2019-02-21; 2011-08-03: 2019-06-12; 2011-09-20: 2019-08-08 | 1900 | 9837.87 | Up-front Payment
SCG-013222 | Commercial/Multifamily Residential | Domestic Hot Water | Gas | Southern California Gas Company | Incentive:Paid | 2025 | 20.19 |  | 1 | 118 |  | 100 |  | 2019-03-11 11:11 | 2019-03-12 | INTELLIGENT GREEN SOLUTIONS CA | Retrofit | Hanford | Kings | 93230 | Host Customer is System Owner |  |  | 30004236 | SunMaxx Solar LLC | ThermoPower | VTS30-HP-G | Indirect Thermosyphon (IT) | 47.9 |  | VTS-HP30 | Automatic Drainback |  | Solar Storage and Auxiliary Tanks are separate | 79 | 1 | 0.85 | 0 | Z13 | [18 empty] | City of Hanford | FALSE | 52.88 |  | 2019-02-21 |  | 2019-03-11 | 2019-03-12 | 2019-03-13 | 2019-03-14 | 2052 | 6240 | Up-front Payment
SCG-013225 | Low Income Single Family Residential | Domestic Hot Water | Gas | Southern California Gas Company | Incentive:Paid | 4613 | 36.9 |  | 1 | 125 |  | 125 |  | 2019-02-25 09:24 | 2019-02-26 | TITANIUM POWER INC | Retrofit | Pomona | Pomona | 91766 | Host Customer is System Owner | 6 |  | 30004257 | Butler Sun Solutions, Inc. | SOLAR BUTLER | B-BT1-40-I | Indirect Forced Circulation (IF) | 43.72 |  | BT1 | Glycol | Advanced Controller with a Vacation or Holiday Mode | Solar Storage and Auxiliary Tanks are separate | 40 | 1 | 1 | 75 | Z09 | [18 empty] | Pomona | FALSE | 37.44 |  | 2011-06-01: 2019-02-21; 2011-08-03: 2019-02-25; 2011-09-20: 2019-02-26 | 2067 | 4680 | Up-front Payment
SCG-013226 | Low Income Single Family Residential | Domestic Hot Water | Gas | Southern California Gas Company | Incentive:Paid | 4613 | 36.9 |  | 1 | 125 |  | 125 |  | 2019-02-25 09:15 | 2019-02-26 | TITANIUM POWER INC | Retrofit | Pomona | Pomona | 91766 | Host Customer is System Owner | 8 |  | 30004257 | Butler Sun Solutions, Inc. | SOLAR BUTLER | B-BT1-40-I | Indirect Forced Circulation (IF) | 43.72 |  | BT1 | Glycol | Advanced Controller with a Vacation or Holiday Mode | Solar Storage and Auxiliary Tanks are separate | 40 | 1 | 1 | 95 | Z09 | [18 empty] | Pomona | FALSE | 37.44 |  | 2011-06-01: 2019-02-21; 2011-08-03: 2019-02-25; 2011-09-20: 2019-02-26 | 2067 | 4680 | Up-front Payment
SCG-013227 | Low Income Single Family Residential | Domestic Hot Water | Gas | Southern California Gas Company | Incentive:Paid | 4613 | 36.9 |  | 1 | 125 |  | 125 |  | 2019-02-25 09:11 | 2019-02-27 | TITANIUM POWER INC | Retrofit | Pomona | Pomona | 91766 | Host Customer is System Owner | 7 |  | 30004257 | Butler Sun Solutions, Inc. | SOLAR BUTLER | B-BT1-40-I | Indirect Forced Circulation (IF) | 43.72 |  | BT1 | Glycol | Advanced Controller with a Vacation or Holiday Mode | Solar Storage and Auxiliary Tanks are separate | 40 | 1 | 1 | 85 | Z09 | [18 empty] | Pomona | FALSE | 37.44 |  | 2011-06-01: 2019-02-21; 2011-08-03: 2019-02-25; 2011-09-20: 2019-02-27 | 2067 | 4680 | Up-front Payment
SCG-013228 | Low Income Single Family Residential | Domestic Hot Water | Gas | Southern California Gas Company | Incentive:Paid | 4613 | 36.9 |  | 1 | 125 |  | 125 |  | 2019-02-25 09:09 | 2019-02-27 | TITANIUM POWER INC | Retrofit | Pomona | Pomona | 91766 | Host Customer is System Owner | 8 |  | 30004257 | Butler Sun Solutions, Inc. | SOLAR BUTLER | B-BT1-40-I | Indirect Forced Circulation (IF) | 43.72 |  | BT1 | Glycol | Advanced Controller with a Vacation or Holiday Mode | Solar Storage and Auxiliary Tanks are separate | 40 | 1 | 1 | 95 | Z09 | [18 empty] | Pomona | FALSE | 37.44 |  | 2011-06-01: 2019-02-21; 2011-08-03: 2019-02-25; 2011-09-20: 2019-02-27 | 2067 | 4680 | Up-front Payment
SCG-013229 | Single Family Residential | Domestic Hot Water | Gas | Southern California Gas Company | Incentive:Paid | 3910 | 29.85 |  | 1 | 131 |  | 131 |  | 2019-06-10 21:23 | 2019-07-15 | EVOLUTION ENERGY SOLUTIONS L L C | Retrofit | LOS ANGELES | Los Angeles | 90044 | Host Customer is System Owner | 5 |  | 2001028E | SunEarth, Inc. | CASCADE | EPRD-48-80-2G | Indirect Forced Circulation (IF) | 49.3 |  | EP-24 / EP-24-0.75 | Automatic Drainback |  | Solar Storage and Auxiliary Tanks are separate | 80 | 1 | 1 | 65 | Z08 | [18 empty] | Los Angeles | FALSE | 62.05 |  | 2011-06-01: 2019-02-22; 2011-08-03: 2019-06-10; 2011-09-20: 2019-07-15 | 1928 | 8128.87 | Up-front Payment
SCG-013230 | Single Family Residential | Domestic Hot Water | Gas | Southern California Gas Company | Incentive:Paid | 3910 | 29.85 |  | 1 | 131 |  | 131 |  | 2019-06-12 12:07 | 2019-07-10 | EVOLUTION ENERGY SOLUTIONS L L C | Retrofit | Los Angeles | Los Angeles | 90044 | Host Customer is System Owner | 4 |  | 2001028E | SunEarth, Inc. | CASCADE | EPRD-48-80-2G | Indirect Forced Circulation (IF) | 49.3 |  | EP-24 / EP-24-0.75 | Automatic Drainback |  | Solar Storage and Auxiliary Tanks are separate | 80 | 1 | 1 | 55 | Z08 | [18 empty] | Los Angeles | FALSE | 62.05 |  | 2011-06-01: 2019-02-22; 2011-08-03: 2019-06-12; 2011-09-20: 2019-07-10 | 1930 | 8128.87 | Up-front Payment
SCG-013231 | Single Family Residential | Domestic Hot Water | Gas | Southern California Gas Company | Incentive:Paid | 3910 | 29.85 |  | 1 | 131 |  | 131 |  | 2019-06-10 21:22 | 2019-07-02 | EVOLUTION ENERGY SOLUTIONS L L C | Retrofit | LOS ANGELES | Los Angeles | 90044 | Host Customer is System Owner | 8 |  | 2001028E | SunEarth, Inc. | CASCADE | EPRD-48-80-2G | Indirect Forced Circulation (IF) | 49.3 |  | EP-24 / EP-24-0.75 | Automatic Drainback |  | Solar Storage and Auxiliary Tanks are separate | 80 | 1 | 1 | 95 | Z08 | [18 empty] | Los Angeles | FALSE | 71.28 |  | 2011-06-01: 2019-02-22; 2011-08-03: 2019-06-10; 2011-09-20: 2019-07-02 | 1928 | 9337.87 | Up-front Payment
SCG-013232 | Low Income Single Family Residential | Domestic Hot Water | Gas | Southern California Gas Company | Incentive:Paid | 4834 | 36.9 |  | 1 | 131 |  | 131 |  | 2019-10-30 09:34 | 2020-08-20 | EVOLUTION ENERGY SOLUTIONS L L C | Retrofit | Los Angeles | Los Angeles | 90044 | Host Customer is System Owner | 5 |  | 2001028E | SunEarth, Inc. | CASCADE | EPRD-48-80-2G | Indirect Forced Circulation (IF) | 49.3 |  | EP-24 / EP-24-0.75 | Automatic Drainback |  | Solar Storage and Auxiliary Tanks are separate | 80 | 1 | 1 | 65 | Z08 | [18 empty] | Los Angeles | FALSE | 62.05 |  | 2011-06-01: 2019-02-22; 2011-08-03: 2019-10-30; 2011-09-20: 2020-08-20 | 1521 | 8128.87 | Up-front Payment
SCG-013233 | Single Family Residential | Domestic Hot Water | Gas | Southern California Gas Company | Incentive:Paid | 3910 | 29.85 |  | 1 | 131 |  | 131 |  | 2019-06-11 11:43 | 2019-08-12 | EVOLUTION ENERGY SOLUTIONS L L C | Retrofit | LOS ANGELES | Los Angeles | 90037 | Host Customer is System Owner | 4 |  | 2001028E | SunEarth, Inc. | CASCADE | EPRD-48-80-2G | Indirect Forced Circulation (IF) | 49.3 |  | EP-24 / EP-24-0.75 | Automatic Drainback |  | Solar Storage and Auxiliary Tanks are separate | 80 | 1 | 1 | 55 | Z08 | [18 empty] | Los Angeles | FALSE | 71.28 |  | 2011-06-01: 2019-02-22; 2011-08-03: 2019-06-11; 2011-09-20: 2019-08-12 | 1900 | 9337.87 | Up-front Payment
PGE-013237 | Single Family Residential | Domestic Hot Water | Gas | Pacific Gas and Electric | Incentive:Paid | 4366 | 29.85 |  | 1 | 179 |  | 179 |  | 2019-02-22 08:40 | 2019-07-05 | P A S INC | Retrofit | SAN FRANCISCO | San Francisco | 94123 | Host Customer is System Owner | 5 |  | 30004175 | HTP Comfort Solutions LLC | SOLAR SKIES | DB-80-64-GB | Indirect Forced Circulation (IF) | 63.87 |  | SS-32-FP | Glycol | Advanced Controller with a Vacation or Holiday Mode | Solar and Auxiliary Storage are the same Tank | 80 | 1 | 1 | 65 | Z03 | [18 empty] | san francisco | FALSE | 75.14 |  | 2019-02-22 | 2019-03-15 |  |  | 2019-02-22 | 2019-07-05 | 1922 | 13450 | Up-front Payment
SCG-013239 | Single Family Residential | Domestic Hot Water | Gas | Southern California Gas Company | Incentive:Paid | 2900 | 29.85 |  | 1 | 131 |  | 131 |  | 2019-06-11 11:45 | 2019-08-08 | EVOLUTION ENERGY SOLUTIONS L L C | Retrofit | LOS ANGELES | Los Angeles | 90003 | Host Customer is System Owner | 4 |  | 2001028E | SunEarth, Inc. | CASCADE | EPRD-48-80-2G | Indirect Forced Circulation (IF) | 49.3 |  | EP-24 / EP-24-0.75 | Automatic Drainback |  | Solar Storage and Auxiliary Tanks are separate | 80 | 1 | 1 | 55 | Z08 | [18 empty] | Los Angeles | FALSE | 47.29 |  | 2011-06-01: 2019-02-22; 2011-08-03: 2019-06-11; 2011-09-20: 2019-08-08 | 1900 | 6194.87 | Up-front Payment
SCG-013240 | Single Family Residential | Domestic Hot Water | Gas | Southern California Gas Company | Incentive:Canceled | 3910 | 29.85 |  | 1 | 131 |  | 131 |  | 2019-06-10 21:21 | 2019-08-13 | EVOLUTION ENERGY SOLUTIONS L L C | Retrofit | lynwood | Los Angeles | 90262 | Host Customer is System Owner | 4 |  | 2001028E | SunEarth, Inc. | CASCADE | EPRD-48-80-2G | Indirect Forced Circulation (IF) | 49.3 |  | EP-24 / EP-24-0.75 | Automatic Drainback |  | Solar Storage and Auxiliary Tanks are separate | 80 | 1 | 1 | 55 | Z08 | [18 empty] | Los Angeles | FALSE | 62.05 |  | 2019-02-22 | 2019-09-16 |  |  | 2019-06-10 | 2019-08-13 | 1868 | 8128.87 | Up-front Payment
SCG-013241 | Single Family Residential | Domestic Hot Water | Gas | Southern California Gas Company | Incentive:Paid | 3743 | 29.85 |  | 1 | 132 |  | 125 |  | 2019-06-10 21:28 | 2019-07-10 | EVOLUTION ENERGY SOLUTIONS L L C | Retrofit | Los Angeles | Los Angeles | 90023 | Host Customer is System Owner | 4 |  | 2001028E | SunEarth, Inc. | CASCADE | EPRD-48-80-2G | Indirect Forced Circulation (IF) | 49.3 |  | EP-24 / EP-24-0.75 | Automatic Drainback | Drainback (Water) | Solar Storage and Auxiliary Tanks are separate | 80 | 1 | 0.95 | 55 | Z09 | [18 empty] | Los Angeles | FALSE | 61.58 |  | 2011-06-01: 2019-02-22; 2011-08-03: 2019-06-10; 2011-09-20: 2019-07-10 | 1930 | 8128.87 | Up-front Payment
SCG-013243 | Single Family Residential | Domestic Hot Water | Gas | Southern California Gas Company | Incentive:Paid | 3910 | 29.85 |  | 1 | 131 |  | 131 |  | 2019-06-10 21:22 | 2019-08-12 | EVOLUTION ENERGY SOLUTIONS L L C | Retrofit | Los Angeles | Los Angeles | 90002 | Host Customer is System Owner | 4 |  | 2001028E | SunEarth, Inc. | CASCADE | EPRD-48-80-2G | Indirect Forced Circulation (IF) | 49.3 |  | EP-24 / EP-24-0.75 | Automatic Drainback |  | Solar Storage and Auxiliary Tanks are separate | 80 | 1 | 1 | 55 | Z08 | [18 empty] | Los Angeles | FALSE | 62.05 |  | 2011-06-01: 2019-02-22; 2011-08-03: 2019-06-10; 2011-09-20: 2019-08-12 | 1900 | 8128.87 | Up-front Payment
SCG-013244 | Low Income Single Family Residential | Domestic Hot Water | Gas | Southern California Gas Company | Incentive:Paid | 4140 | 36.9 |  | 1 | 132 |  | 112 |  | 2019-10-29 08:56 | 2020-08-20 | EVOLUTION ENERGY SOLUTIONS L L C | Retrofit | La Puente | Los Angeles | 91744 | Host Customer is System Owner | 4 |  | 2001028E | SunEarth, Inc. | CASCADE | EPRD-48-80-2G | Indirect Forced Circulation (IF) | 49.3 |  | EP-24 / EP-24-0.75 | Automatic Drainback |  | Solar Storage and Auxiliary Tanks are separate | 80 | 1 | 0.85 | 55 | Z09 | [18 empty] | Los Angeles | FALSE | 63.43 |  | 2011-06-01: 2019-02-22; 2011-08-03: 2019-10-29; 2011-09-20: 2020-08-20 | 1521 | 8372.87 | Up-front Payment
SCG-013245 | Low Income Single Family Residential | Domestic Hot Water | Gas | Southern California Gas Company | Incentive:Paid | 4109 | 36.9 |  | 1 | 131 |  | 111 |  | 2019-11-25 14:52 | 2020-08-21 | EVOLUTION ENERGY SOLUTIONS L L C | Retrofit | Compton | Los Angeles | 90220 | Host Customer is System Owner | 5 |  | 2001028E | SunEarth, Inc. | CASCADE | EPRD-48-80-2G | Indirect Forced Circulation (IF) | 49.3 |  | EP-24 / EP-24-0.75 | Automatic Drainback |  | Solar Storage and Auxiliary Tanks are separate | 80 | 1 | 0.85 | 65 | Z08 | [18 empty] | Los Angeles | FALSE | 62.05 |  | 2011-06-01: 2019-02-22; 2011-08-03: 2019-11-25; 2011-09-20: 2020-08-21 | 1514 | 8128.87 | Up-front Payment
SCG-013246 | Low Income Single Family Residential | Domestic Hot Water | Gas | Southern California Gas Company | Incentive:Paid | 5387 | 36.9 |  | 1 | 146 |  | 146 |  | 2019-03-21 12:48 | 2019-03-22 | DOCTOR PIPER INC | Retrofit | Sylmar | Los Angeles | 91342 | Host Customer is System Owner | 5 |  | 2001001C | SunEarth, Inc. | SOLARAY | TE48P-80-2G | Indirect Forced Circulation (IF) | 49.3 |  | EP-24 / EP-24-0.75 | Glycol | Steam Back | Solar Storage and Auxiliary Tanks are separate | 80 | 1 | 1 | 65 | Z09 | [18 empty] | City of Los Angeles | FALSE | 36.97 |  | 2011-06-01: 2019-02-22; 2011-08-03: 2019-03-21; 2011-09-20: 2019-03-22 | 2040 | 5397 | Up-front Payment
PGE-013247 | Commercial/Multifamily Residential | Domestic Hot Water | Gas | Pacific Gas and Electric | Incentive:Paid | 104524 | 20.19 |  | 1 | 5177 |  | 5177 |  | 2019-02-26 13:38 | 2019-04-04 | EVOLUTION ENERGY SOLUTIONS L L C | Retrofit | San Francisco | San Francisco | 94117 | Host Customer is System Owner | [7 empty] | 1474.2 | 40.95 |  | Drainback | Pressure Stagnation Protection (PSP) | Solar Storage and Auxiliary Tanks are separate |  | 1 | 1 | 3002 | Z03 | 79 | Units | Apartments/Condos | TRB-40 | 36 | 1 | 3000 | 1 | 600 | 1 | 798000 | TRUE | 140 | 140 |  | SunEarth - SETR A503 TTR U + VFS 10-200 |  | SunEarth - SETR A503 TTR U + VFS 10-200 | San Francisco | FALSE | 20.19 |  | 2019-02-22 | 2019-03-14 | 2019-02-26 | 2019-04-04 | 2019-09-24 | 2019-10-08 | 1825 | 104524 | Up-front Payment
SCG-013248 | Low Income Single Family Residential | Domestic Hot Water | Gas | Southern California Gas Company | Incentive:Paid | 4834 | 36.9 |  | 1 | 131 |  | 131 |  | 2019-10-31 08:17 | 2020-08-24 | EVOLUTION ENERGY SOLUTIONS L L C | Retrofit | Compton | Los Angeles | 90220 | Host Customer is System Owner | 4 |  | 2001028E | SunEarth, Inc. | CASCADE | EPRD-48-80-2G | Indirect Forced Circulation (IF) | 49.3 |  | EP-24 / EP-24-0.75 | Automatic Drainback |  | Solar Storage and Auxiliary Tanks are separate | 80 | 1 | 1 | 55 | Z08 | [18 empty] | Los Angeles | FALSE | 62.05 |  | 2011-06-01: 2019-02-22; 2011-08-03: 2019-10-31; 2011-09-20: 2020-08-24 | 1521 | 8128.87 | Up-front Payment
SCG-013249 | Low Income Single Family Residential | Domestic Hot Water | Gas | Southern California Gas Company | Incentive:Paid | 2835 | 36.9 |  | 1 | 131 |  | 77 |  | 2019-11-12 15:32 | 2020-10-14 | EVOLUTION ENERGY SOLUTIONS L L C | Retrofit | LOS ANGELES | Los Angeles | 90061 | Host Customer is System Owner | 4 |  | 2001028E | SunEarth, Inc. | CASCADE | EPRD-48-80-2G | Indirect Forced Circulation (IF) | 49.3 |  | EP-24 / EP-24-0.75 | Automatic Drainback |  | Solar Storage and Auxiliary Tanks are separate | 80 | 0.69 | 0.85 | 55 | Z08 | [18 empty] | Los Angeles | FALSE | 63.8 |  | 2011-06-01: 2019-02-22; 2011-08-03: 2019-11-12; 2011-09-20: 2020-10-14 | 1468 | 8357.87 | Up-front Payment
SCG-013250 | Single Family Residential | Domestic Hot Water | Gas | Southern California Gas Company | Incentive:Paid | 4089 | 29.85 |  | 1 | 137 |  | 137 |  | 2019-03-15 05:59 | 2019-03-28 | ALL VALLEY SOLAR INC | Retrofit | Woodland Hills | Woodland Hills | 91367 | Host Customer is System Owner | 4 |  | 30004012 | SunEarth, Inc. | Cascade 2 | C2-64-80-2G | Indirect Forced Circulation (IF) | 65.67 |  | EP-32 / EP-32-0.75 | Automatic Drainback |  | Solar Storage and Auxiliary Tanks are separate | 80 | 1 | 1 | 55 | Z09 | [18 empty] | ladbs | FALSE | 58.39 |  | 2011-06-01: 2019-02-22; 2011-08-03: 2019-03-15; 2011-09-20: 2019-03-28 | 2035 | 8000 | Up-front Payment
SCG-013251 | Low Income Single Family Residential | Domestic Hot Water | Gas | Southern California Gas Company | Incentive:Paid | 4140 | 36.9 |  | 1 | 132 |  | 112 |  | 2019-10-29 08:57 | 2020-10-14 | EVOLUTION ENERGY SOLUTIONS L L C | Retrofit | Compton | Los Angeles | 90020 | Host Customer is System Owner | 11 |  | 2001028E | SunEarth, Inc. | CASCADE | EPRD-48-80-2G | Indirect Forced Circulation (IF) | 49.3 |  | EP-24 / EP-24-0.75 | Automatic Drainback |  | Solar Storage and Auxiliary Tanks are separate | 80 | 1 | 0.85 | 125 | Z09 | [18 empty] | Los Angeles | FALSE | 61.58 |  | 2011-06-01: 2019-02-22; 2011-08-03: 2019-10-29; 2011-09-20: 2020-10-14 | 1468 | 8128.87 | Up-front Payment
SCG-013252 | Low Income Single Family Residential | Domestic Hot Water | Gas | Southern California Gas Company | Incentive:Paid | 4109 | 36.9 |  | 1 | 131 |  | 111 |  | 2019-11-25 14:46 | 2020-08-24 | EVOLUTION ENERGY SOLUTIONS L L C | Retrofit | Compton | Los Angeles | 90220 | Host Customer is System Owner | 4 |  | 2001028E | SunEarth, Inc. | CASCADE | EPRD-48-80-2G | Indirect Forced Circulation (IF) | 49.3 |  | EP-24 / EP-24-0.75 | Automatic Drainback |  | Solar Storage and Auxiliary Tanks are separate | 80 | 1 | 0.85 | 55 | Z08 | [18 empty] | Los Angeles | FALSE | 57.75 |  | 2011-06-01: 2019-02-22; 2011-08-03: 2019-11-25; 2011-09-20: 2020-08-24 | 1521 | 7565.87 | Up-front Payment
SCG-013253 | Low Income Single Family Residential | Domestic Hot Water | Gas | Southern California Gas Company | Incentive:Paid | 4834 | 36.9 |  | 1 | 131 |  | 131 |  | 2019-10-29 08:58 | 2020-08-24 | EVOLUTION ENERGY SOLUTIONS L L C | Retrofit | Compton | Los Angeles | 90220 | Host Customer is System Owner | 6 |  | 2001028E | SunEarth, Inc. | CASCADE | EPRD-48-80-2G | Indirect Forced Circulation (IF) | 49.3 |  | EP-24 / EP-24-0.75 | Automatic Drainback |  | Solar Storage and Auxiliary Tanks are separate | 80 | 1 | 1 | 75 | Z08 | [18 empty] | Los Angeles | FALSE | 57.75 |  | 2011-06-01: 2019-02-22; 2011-08-03: 2019-10-29; 2011-09-20: 2020-08-24 | 1521 | 7565.87 | Up-front Payment
SCG-013254 | Low Income Single Family Residential | Domestic Hot Water | Gas | Southern California Gas Company | Incentive:Paid | 4109 | 36.9 |  | 1 | 131 |  | 111 |  | 2019-10-29 08:58 | 2020-08-26 | EVOLUTION ENERGY SOLUTIONS L L C | Retrofit | Compton | Los Angeles | 90220 | Host Customer is System Owner | 7 |  | 2001028E | SunEarth, Inc. | CASCADE | EPRD-48-80-2G | Indirect Forced Circulation (IF) | 49.3 |  | EP-24 / EP-24-0.75 | Automatic Drainback |  | Solar Storage and Auxiliary Tanks are separate | 80 | 1 | 0.85 | 85 | Z08 | [18 empty] | Los Angeles | FALSE | 61.6 |  | 2011-06-01: 2019-02-22; 2011-08-03: 2019-10-29; 2011-09-20: 2020-08-26 | 1517 | 8069.87 | Up-front Payment
SCG-013256 | Low Income Single Family Residential | Domestic Hot Water | Gas | Southern California Gas Company | Incentive:Paid | 4893 | 36.9 |  | 1 | 156 |  | 133 |  | 2019-10-29 08:36 | 2020-08-26 | EVOLUTION ENERGY SOLUTIONS L L C | Retrofit | Compton | Los Angeles | 90220 | Host Customer is System Owner | 5 |  | 2001028G | SunEarth, Inc. | CASCADE | EPRD-64-80-2G | Indirect Forced Circulation (IF) | 65.67 |  | EP-32 / EP-32-0.75 | Automatic Drainback |  | Solar Storage and Auxiliary Tanks are separate | 80 | 1 | 0.85 | 65 | Z08 | [18 empty] | Los Angeles | FALSE | 52.11 |  | 2011-06-01: 2019-02-22; 2011-08-03: 2019-10-29; 2011-09-20: 2020-08-26 | 1517 | 8128.87 | Up-front Payment
SCG-013257 | Low Income Single Family Residential | Domestic Hot Water | Gas | Southern California Gas Company | Incentive:Paid | 5387 | 36.9 |  | 1 | 146 |  | 146 |  | 2019-04-01 14:57 | 2019-04-09 | DOCTOR PIPER INC | Retrofit | Reseda | Los Angeles | 91335 | Host Customer is System Owner | 3 |  | 2001001C | SunEarth, Inc. | SOLARAY | TE48P-80-2G | Indirect Forced Circulation (IF) | 49.3 |  | EP-24 / EP-24-0.75 | Glycol | Steam Back | Solar Storage and Auxiliary Tanks are separate | 80 | 1 | 1 | 45 | Z09 | [18 empty] | City of Los Angeles | FALSE | 36.97 |  | 2011-06-01: 2019-02-22; 2011-08-03: 2019-04-01; 2011-09-20: 2019-04-09 | 2024 | 5397 | Up-front Payment
SCG-013258 | Low Income Single Family Residential | Domestic Hot Water | Gas | Southern California Gas Company | Incentive:Paid | 5387 | 36.9 |  | 1 | 146 |  | 146 |  | 2019-03-12 09:20 | 2019-03-14 | DOCTOR PIPER INC | Retrofit | Granada Hills | Los Angeles | 91344 | Host Customer is System Owner | 3 |  | 2001001C | SunEarth, Inc. | SOLARAY | TE48P-80-2G | Indirect Forced Circulation (IF) | 49.3 |  | EP-24 / EP-24-0.75 | Glycol | Steam Back | Solar Storage and Auxiliary Tanks are separate | 80 | 1 | 1 | 45 | Z09 | [18 empty] | City of Los Angeles | FALSE | 36.97 |  | 2011-06-01: 2019-02-22; 2011-08-03: 2019-03-12; 2011-09-20: 2019-03-14 | 2050 | 5397 | Up-front Payment
SCG-013261 | Single Family Residential | Domestic Hot Water | Gas | Southern California Gas Company | Incentive:Paid | 4366 | 29.85 |  | 1 | 156 |  | 156 |  | 2019-05-22 11:20 | 2019-08-13 | EVOLUTION ENERGY SOLUTIONS L L C | Retrofit | Los Angeles | Los Angeles | 90033 | Host Customer is System Owner | 5 |  | 2001028G | SunEarth, Inc. | CASCADE | EPRD-64-80-2G | Indirect Forced Circulation (IF) | 65.67 |  | EP-32 / EP-32-0.75 | Automatic Drainback | Drainback (Water) | Solar Storage and Auxiliary Tanks are separate | 80 | 1 | 1 | 65 | Z09 | [18 empty] | Los Angeles | FALSE | 59.03 |  | 2011-06-01: 2019-02-22; 2011-08-03: 2019-05-22; 2011-09-20: 2019-08-13 | 1874 | 9208.87 | Up-front Payment
SCG-013262 | Single Family Residential | Domestic Hot Water | Gas | Southern California Gas Company | Incentive:Paid | 3940 | 29.85 |  | 1 | 132 |  | 132 |  | 2019-05-22 11:20 | 2019-08-13 | EVOLUTION ENERGY SOLUTIONS L L C | Retrofit | Los Angeles | Los Angeles | 90033 | Host Customer is System Owner | 4 |  | 2001028E | SunEarth, Inc. | CASCADE | EPRD-48-80-2G | Indirect Forced Circulation (IF) | 49.3 |  | EP-24 / EP-24-0.75 | Automatic Drainback |  | Solar Storage and Auxiliary Tanks are separate | 80 | 1 | 1 | 55 | Z09 | [18 empty] | Los Angeles | FALSE | 65.27 |  | 2011-06-01: 2019-02-22; 2011-08-03: 2019-05-22; 2011-09-20: 2019-08-13 | 1874 | 8615.87 | Up-front Payment
SCG-013263 | Low Income Single Family Residential | Domestic Hot Water | Gas | Southern California Gas Company | Incentive:Paid | 4871 | 36.9 |  | 1 | 132 |  | 132 |  | 2019-10-22 11:01 | 2020-08-18 | EVOLUTION ENERGY SOLUTIONS L L C | Retrofit | Los Angeles | Los Angeles | 90031 | Host Customer is System Owner | 4 |  | 2001028E | SunEarth, Inc. | CASCADE | EPRD-48-80-2G | Indirect Forced Circulation (IF) | 49.3 |  | EP-24 / EP-24-0.75 | Automatic Drainback |  | Solar Storage and Auxiliary Tanks are separate | 80 | 1 | 1 | 55 | Z09 | [18 empty] | Los Angeles | FALSE | 61.58 |  | 2011-06-01: 2019-02-22; 2011-08-03: 2019-10-22; 2011-09-20: 2020-08-18 | 1524 | 8128.87 | Up-front Payment
PGE-013264 | Single Family Residential | Domestic Hot Water | Gas | Pacific Gas and Electric | Incentive:Paid | 3254 | 29.85 |  | 1 | 109 |  | 109 |  | 2019-02-22 16:12 | 2019-03-18 | ACR SOLAR INTERNATIONAL CORP | Retrofit | CARMICHAEL | Sacramento | 95608 | Host Customer is System Owner | 4 |  | 30004267 | ACR Solar International | SKYLINE SYSTEM 5 | 200152C75EXG | Indirect Forced Circulation (IF) | 40.64 |  | 2025-10-01 | Glycol | Advanced Controller with a Vacation or Holiday Mode | Solar and Auxiliary Storage are the same Tank | 75 | 1 | 1 | 55 | Z12 | [18 empty] | County Sacramento | FALSE | 74.31 |  | 2019-02-22 | 2019-03-15 |  |  | 2019-02-22 | 2019-03-18 | 2020 | 8100 | Up-front Payment
SCG-013267 | Low Income Single Family Residential | Domestic Hot Water | Gas | Southern California Gas Company | Incentive:Paid | 4613 | 36.9 |  | 1 | 125 |  | 125 |  | 2019-02-27 13:29 | 2019-03-18 | TITANIUM POWER INC | Retrofit | Pomona | Pomona | 91767 | Host Customer is System Owner | 5 |  | 30004257 | Butler Sun Solutions, Inc. | SOLAR BUTLER | B-BT1-40-I | Indirect Forced Circulation (IF) | 43.72 |  | BT1 | Glycol | Advanced Controller with a Vacation or Holiday Mode | Solar Storage and Auxiliary Tanks are separate | 40 | 1 | 1 | 65 | Z09 | [18 empty] | Pomona | FALSE | 37.44 |  | 2011-06-01: 2019-02-25; 2011-08-03: 2019-02-27; 2011-09-20: 2019-03-18 | 2047 | 4680 | Up-front Payment
SCG-013268 | Single Family Residential - Disadvantaged Community | Domestic Hot Water | Gas | Southern California Gas Company | Incentive:Paid | 3791 | 29.85 |  | 1 | 127 |  | 127 |  | 2019-02-27 13:28 | 2019-03-01 | TITANIUM POWER INC | Retrofit | Los Angeles | Los Angeles | 90062 | Host Customer is System Owner | 4 |  | 30004079 | GREENoneTEC Solarindustrie GmbH | Solpal Plus | Solpal Plus L-GT | Direct Integral Collector Storage (DI) | 25.66 |  | Solpal Plus L |  |  | Solar Storage with Tankless Auxiliary Water Heater | 50 | 1 | 1 | 55 | Z08 | [18 empty] | Los Angeles | FALSE | 30.39 |  | 2011-06-01: 2019-02-25; 2011-08-03: 2019-02-27; 2011-09-20: 2019-03-01 | 2053 | 3859 | Up-front Payment
PGE-013269 | Single Family Residential | Domestic Hot Water | Gas | Pacific Gas and Electric | Incentive:Paid | 3037 | 29.85 |  | 1 | 119 |  | 102 |  | 2019-04-23 07:23 | 2019-07-05 | Self Installer | Retrofit | Walnut Creek | Contra Costa | 94598 | Host Customer is System Owner | 4 |  | 2011079A | Apricus Inc. | APSS_CLOSED_AP30_FTB-3_STD-G | APSS_CLOSED_AP30_FTB-3_STD-G | Indirect Forced Circulation (IF) | 47.33 |  | ETC-30 / ETC-30C | Glycol | Advanced Controller with a Vacation or Holiday Mode | Solar Storage and Auxiliary Tanks are separate | 80 | 0.9 | 0.95 | 55 | Z12 | [18 empty] | Walnut Creek Building Dept. | FALSE | 79.78 |  | 2019-02-26 | 2019-04-23 |  |  | 2019-04-23 | 2019-07-05 | 1922 | 9494 | Up-front Payment
SCG-013270 | Single Family Residential - Disadvantaged Community | Domestic Hot Water | Gas | Southern California Gas Company | Incentive:Paid | 3731 | 29.85 |  | 1 | 125 |  | 125 |  | 2019-02-28 14:15 | 2019-03-04 | TITANIUM POWER INC | Retrofit | Pomona | Pomona | 91767 | Host Customer is System Owner | 9 |  | 30004257 | Butler Sun Solutions, Inc. | SOLAR BUTLER | B-BT1-40-I | Indirect Forced Circulation (IF) | 43.72 |  | BT1 | Glycol | Advanced Controller with a Vacation or Holiday Mode | Solar and Auxiliary Storage are the same Tank | 40 | 1 | 1 | 105 | Z09 | [18 empty] | Pomona | FALSE | 30.24 |  | 2011-06-01: 2019-02-26; 2011-08-03: 2019-02-28; 2011-09-20: 2019-03-04 | 2061 | 3780 | Up-front Payment
SCG-013271 | Low Income Single Family Residential | Domestic Hot Water | Gas | Southern California Gas Company | Incentive:Paid | 3690 | 36.9 |  | 1 | 125 |  | 100 |  | 2019-02-28 14:16 | 2019-03-04 | TITANIUM POWER INC | Retrofit | Pomona | Pomona | 91766 | Host Customer is System Owner | 6 |  | 30004257 | Butler Sun Solutions, Inc. | SOLAR BUTLER | B-BT1-40-I | Indirect Forced Circulation (IF) | 43.72 |  | BT1 | Glycol | Advanced Controller with a Vacation or Holiday Mode | Solar Storage and Auxiliary Tanks are separate | 40 | 1 | 0.8 | 75 | Z09 | [18 empty] | Pomona | FALSE | 30.24 |  | 2011-06-01: 2019-02-26; 2011-08-03: 2019-02-28; 2011-09-20: 2019-03-04 | 2061 | 3780 | Up-front Payment
SCG-013272 | Low Income Single Family Residential | Domestic Hot Water | Gas | Southern California Gas Company | Incentive:Paid | 4613 | 36.9 |  | 1 | 125 |  | 125 |  | 2019-03-06 11:02 | 2019-03-07 | TITANIUM POWER INC | Retrofit | Pomona | Pomona | 91768 | Host Customer is System Owner | 6 |  | 30004257 | Butler Sun Solutions, Inc. | SOLAR BUTLER | B-BT1-40-I | Indirect Forced Circulation (IF) | 43.72 |  | BT1 | Glycol | Advanced Controller with a Vacation or Holiday Mode | Solar and Auxiliary Storage are the same Tank | 40 | 1 | 1 | 75 | Z09 | [18 empty] | Pomona | FALSE | 38.24 |  | 2011-06-01: 2019-02-27; 2011-08-03: 2019-03-06; 2011-09-20: 2019-03-07 | 2055 | 4780 | Up-front Payment
SCG-013273 | Low Income Single Family Residential | Domestic Hot Water | Gas | Southern California Gas Company | Incentive:Paid | 4613 | 36.9 |  | 1 | 125 |  | 125 |  | 2019-03-01 10:04 | 2019-03-04 | TITANIUM POWER INC | Retrofit | Pomona | Pomona | 91768 | Host Customer is System Owner | 10 |  | 30004257 | Butler Sun Solutions, Inc. | SOLAR BUTLER | B-BT1-40-I | Indirect Forced Circulation (IF) | 43.72 |  | BT1 | Glycol | Advanced Controller with a Vacation or Holiday Mode | Solar Storage and Auxiliary Tanks are separate | 40 | 1 | 1 | 115 | Z09 | [18 empty] | Pomona | FALSE | 38.24 |  | 2011-06-01: 2019-02-27; 2011-08-03: 2019-03-01; 2011-09-20: 2019-03-04 | 2061 | 4780 | Up-front Payment
PGE-013274 | Low Income Multifamily Residential | Domestic Hot Water | Gas | Pacific Gas and Electric | Incentive:Paid | 95849 | 24.89 |  | 1 | 3970 |  | 3851 |  | 2019-03-01 07:57 | 2019-03-18 | SUN LIGHT & POWER | New Construction | San Francisco | San Francisco | 94102 | Host Customer is System Owner | [7 empty] | 1421.79 | 17.13 |  | Drainback | Pressure Stagnation Protection (PSP) | Solar Storage and Auxiliary Tanks are separate |  | 0.97 | 1 | 7420 | Z03 | 212 | Units | Apartments/Condos | 10001910 | 83 | 4 | 520 | 2 | 800 | 4 | 840000 | TRUE | 114 | 114 |  | Heliodyne - Delta-T Pro Ethernet |  | Heliodyne - Delta-T Pro Ethernet | City and County of San Francisco | FALSE | 50.86 |  | 2019-02-28 | 2019-03-14 | 2019-03-01 | 2019-03-18 | 2020-02-04 | 2020-03-13 | 1668 | 201929 | Up-front Payment
SCG-013275 | Multifamily Residential - Disadvantaged Community | Domestic Hot Water | Gas | Southern California Gas Company | Incentive:Paid | 117708 | 20.19 |  | 1 | 5830 |  | 5830 |  | 2019-03-12 07:16 | 2019-03-15 | ALL VALLEY SOLAR INC | Retrofit | Los Angeles | Los Angeles | 90029 | Host Customer is System Owner | [7 empty] | 1474.2 | 40.95 |  | Drainback |  | Solar Storage and Auxiliary Tanks are separate |  | 1 | 1 | 3306 | Z09 | 87 | Units | Apartments/Condos | TRB-40 | 36 | 3 | 2230 | 1 | 200 | 2 | 390000 | TRUE | 135 | 140 |  | SunEarth - SETR A503 TTR U + VFS 20-400 |  | SunEarth - SETR A503 TTR U + VFS 20-400 | LADBS | FALSE | 26.61 |  | 2019-02-28 |  | 2019-03-12 | 2019-03-15 | 2019-04-29 | 2019-05-14 | 1991 | 155120 | Up-front Payment
SCG-013276 | Low Income Single Family Residential | Domestic Hot Water | Gas | Southern California Gas Company | Incentive:Paid | 4613 | 36.9 |  | 1 | 125 |  | 125 |  | 2019-03-04 09:06 | 2019-03-05 | TITANIUM POWER INC | Retrofit | Pomona | Pomona | 91766 | Host Customer is System Owner | 5 |  | 30004257 | Butler Sun Solutions, Inc. | SOLAR BUTLER | B-BT1-40-I | Indirect Forced Circulation (IF) | 43.72 |  | BT1 | Glycol | Advanced Controller with a Vacation or Holiday Mode | Solar Storage and Auxiliary Tanks are separate | 40 | 1 | 1 | 65 | Z09 | [18 empty] | Pomona | FALSE | 37.44 |  | 2011-06-01: 2019-02-28; 2011-08-03: 2019-03-04; 2011-09-20: 2019-03-05 | 2060 | 4680 | Up-front Payment
SCG-013277 | Low Income Single Family Residential | Domestic Hot Water | Gas | Southern California Gas Company | Incentive:Paid | 4613 | 36.9 |  | 1 | 125 |  | 125 |  | 2019-03-04 09:07 | 2019-03-05 | TITANIUM POWER INC | Retrofit | Pomona | Pomona | 91766 | Host Customer is System Owner | 5 |  | 30004257 | Butler Sun Solutions, Inc. | SOLAR BUTLER | B-BT1-40-I | Indirect Forced Circulation (IF) | 43.72 |  | BT1 | Glycol | Advanced Controller with a Vacation or Holiday Mode | Solar Storage and Auxiliary Tanks are separate | 40 | 1 | 1 | 65 | Z09 | [18 empty] | Pomona | FALSE | 37.44 |  | 2011-06-01: 2019-02-28; 2011-08-03: 2019-03-04; 2011-09-20: 2019-03-05 | 2060 | 4680 | Up-front Payment
SCG-013278 | Low Income Single Family Residential | Domestic Hot Water | Gas | Southern California Gas Company | Incentive:Paid | 4613 | 36.9 |  | 1 | 125 |  | 125 |  | 2019-03-04 09:01 | 2019-03-06 | TITANIUM POWER INC | Retrofit | Pomona | Pomona | 91766 | Host Customer is System Owner | 4 |  | 30004257 | Butler Sun Solutions, Inc. | SOLAR BUTLER | B-BT1-40-I | Indirect Forced Circulation (IF) | 43.72 |  | BT1 | Glycol | Advanced Controller with a Vacation or Holiday Mode | Solar Storage and Auxiliary Tanks are separate | 40 | 1 | 1 | 55 | Z09 | [18 empty] | Pomona | FALSE | 37.44 |  | 2011-06-01: 2019-02-28; 2011-08-03: 2019-03-04; 2011-09-20: 2019-03-06 | 2060 | 4680 | Up-front Payment
SCG-013279 | Low Income Single Family Residential | Domestic Hot Water | Gas | Southern California Gas Company | Incentive:Paid | 3459 | 36.9 |  | 1 | 125 |  | 94 |  | 2019-03-04 09:02 | 2019-03-06 | TITANIUM POWER INC | Retrofit | Pomona | Pomona | 91766 | Host Customer is System Owner | 4 |  | 30004257 | Butler Sun Solutions, Inc. | SOLAR BUTLER | B-BT1-40-I | Indirect Forced Circulation (IF) | 43.72 |  | BT1 | Glycol | Advanced Controller with a Vacation or Holiday Mode | Solar Storage and Auxiliary Tanks are separate | 40 | 1 | 0.75 | 55 | Z09 | [18 empty] | Pomona | FALSE | 28.04 |  | 2011-06-01: 2019-02-28; 2011-08-03: 2019-03-04; 2011-09-20: 2019-03-06 | 2060 | 3505 | Up-front Payment
SCG-013280 | Low Income Single Family Residential | Domestic Hot Water | Gas | Southern California Gas Company | Incentive:Paid | 3690 | 36.9 |  | 1 | 125 |  | 100 |  | 2019-03-04 09:04 | 2019-03-06 | TITANIUM POWER INC | Retrofit | Pomona | Pomona | 91766 | Host Customer is System Owner | 5 |  | 30004257 | Butler Sun Solutions, Inc. | SOLAR BUTLER | B-BT1-40-I | Indirect Forced Circulation (IF) | 43.72 |  | BT1 | Glycol | Advanced Controller with a Vacation or Holiday Mode | Solar Storage and Auxiliary Tanks are separate | 40 | 1 | 0.8 | 65 | Z09 | [18 empty] | Pomona | FALSE | 30.24 |  | 2011-06-01: 2019-02-28; 2011-08-03: 2019-03-04; 2011-09-20: 2019-03-06 | 2060 | 3780 | Up-front Payment
SCG-013281 | Low Income Single Family Residential | Domestic Hot Water | Gas | Southern California Gas Company | Incentive:Paid | 4613 | 36.9 |  | 1 | 125 |  | 125 |  | 2019-03-04 09:03 | 2019-03-06 | TITANIUM POWER INC | Retrofit | Pomona | Pomona | 91766 | Host Customer is System Owner | 4 |  | 30004257 | Butler Sun Solutions, Inc. | SOLAR BUTLER | B-BT1-40-I | Indirect Forced Circulation (IF) | 43.72 |  | BT1 | Glycol | Advanced Controller with a Vacation or Holiday Mode | Solar Storage and Auxiliary Tanks are separate | 40 | 1 | 1 | 55 | Z09 | [18 empty] | Pomona | FALSE | 37.44 |  | 2011-06-01: 2019-02-28; 2011-08-03: 2019-03-04; 2011-09-20: 2019-03-06 | 2060 | 4680 | Up-front Payment
SCG-013282 | Single Family Residential - Disadvantaged Community | Domestic Hot Water | Gas | Southern California Gas Company | Incentive:Paid | 3791 | 29.85 |  | 1 | 127 |  | 127 |  | 2019-03-04 09:08 | 2019-03-07 | TITANIUM POWER INC | Retrofit | Los Angeles | Los Angeles | 90062 | Host Customer is System Owner | 4 |  | 30004079 | GREENoneTEC Solarindustrie GmbH | Solpal Plus | Solpal Plus L-GT | Direct Integral Collector Storage (DI) | 25.66 |  | Solpal Plus L |  |  | Solar Storage with Tankless Auxiliary Water Heater | 51 | 1 | 1 | 55 | Z08 | [18 empty] | Los Angeles | FALSE | 30.39 |  | 2011-06-01: 2019-02-28; 2011-08-03: 2019-03-04; 2011-09-20: 2019-03-07 | 2056 | 3859 | Up-front Payment
SCG-013283 | Single Family Residential - Disadvantaged Community | Domestic Hot Water | Gas | Southern California Gas Company | Incentive:Canceled | 3791 | 29.85 |  | 1 | 127 |  | 127 |  |  |  | TITANIUM POWER INC | Retrofit | Los Angeles | Los Angeles | 90062 | Host Customer is System Owner | 4 |  | 30004079 | GREENoneTEC Solarindustrie GmbH | Solpal Plus | Solpal Plus L-GT | Direct Integral Collector Storage (DI) | 25.66 |  | Solpal Plus L |  |  | Solar Storage with Tankless Auxiliary Water Heater | 51 | 1 | 1 | 55 | Z08 | [18 empty] | Los Angeles | FALSE | 30.39 |  | 2011-06-01: 2019-02-28; 2011-06-21: 2019-03-04 | 2064 | 3859 | Up-front Payment
SCG-013284 | Low Income Single Family Residential | Domestic Hot Water | Gas | Southern California Gas Company | Incentive:Paid | 5387 | 36.9 |  | 1 | 146 |  | 146 |  | 2019-03-15 16:42 | 2019-03-19 | DOCTOR PIPER INC | Retrofit | Van Nuys | Los Angeles | 91406 | Host Customer is System Owner | 3 |  | 2001001C | SunEarth, Inc. | SOLARAY | TE48P-80-2G | Indirect Forced Circulation (IF) | 49.3 |  | EP-24 / EP-24-0.75 | Glycol | Steam Back | Solar Storage and Auxiliary Tanks are separate | 80 | 1 | 1 | 45 | Z09 | [18 empty] | City of Los Angeles | FALSE | 36.97 |  | 2011-06-01: 2019-02-28; 2011-08-03: 2019-03-15; 2011-09-20: 2019-03-19 | 2047 | 5397 | Up-front Payment
SCG-013285 | Low Income Single Family Residential | Domestic Hot Water | Gas | Southern California Gas Company | Incentive:Paid | 5387 | 36.9 |  | 1 | 146 |  | 146 |  | 2019-03-15 16:59 | 2019-03-18 | DOCTOR PIPER INC | Retrofit | Van Nuys | Los Angeles | 91406 | Host Customer is System Owner | 3 |  | 2001001C | SunEarth, Inc. | SOLARAY | TE48P-80-2G | Indirect Forced Circulation (IF) | 49.3 |  | EP-24 / EP-24-0.75 | Glycol | Steam Back | Solar Storage and Auxiliary Tanks are separate | 80 | 1 | 1 | 45 | Z09 | [18 empty] | City of Los Angeles | FALSE | 36.97 |  | 2011-06-01: 2019-02-28; 2011-08-03: 2019-03-15; 2011-09-20: 2019-03-18 | 2045 | 5397 | Up-front Payment
SCG-013286 | Low Income Single Family Residential | Domestic Hot Water | Gas | Southern California Gas Company | Incentive:Paid | 5387 | 36.9 |  | 1 | 146 |  | 146 |  | 2019-03-15 16:32 | 2019-03-19 | DOCTOR PIPER INC | Retrofit | Van Nuys | Los Angeles | 91406 | Host Customer is System Owner | 4 |  | 2001001C | SunEarth, Inc. | SOLARAY | TE48P-80-2G | Indirect Forced Circulation (IF) | 49.3 |  | EP-24 / EP-24-0.75 | Glycol | Steam Back | Solar Storage and Auxiliary Tanks are separate | 80 | 1 | 1 | 55 | Z09 | [18 empty] | City of Los Angeles | FALSE | 36.97 |  | 2011-06-01: 2019-02-28; 2011-08-03: 2019-03-15; 2011-09-20: 2019-03-19 | 2047 | 5397 | Up-front Payment
SCG-013287 | Low Income Single Family Residential | Domestic Hot Water | Gas | Southern California Gas Company | Incentive:Paid | 5387 | 36.9 |  | 1 | 146 |  | 146 |  | 2019-05-22 13:58 | 2019-11-21 | DOCTOR PIPER INC | Retrofit | Van Nuys | Los Angeles | 91406 | Host Customer is System Owner | 5 |  | 2001001C | SunEarth, Inc. | SOLARAY | TE48P-80-2G | Indirect Forced Circulation (IF) | 49.3 |  | EP-24 / EP-24-0.75 | Glycol | Steam Back | Solar Storage and Auxiliary Tanks are separate | 80 | 1 | 1 | 65 | Z09 | [18 empty] | City of Los Angeles | FALSE | 36.97 |  | 2011-06-01: 2019-02-28; 2011-08-03: 2019-05-22; 2011-09-20: 2019-11-21 | 1796 | 5397 | Up-front Payment
SCG-013288 | Single Family Residential - Disadvantaged Community | Domestic Hot Water | Gas | Southern California Gas Company | Incentive:Canceled | 2597 | 29.85 |  | 1 | 87 |  | 87 |  |  |  | TITANIUM POWER INC | Retrofit | Los Angeles | Los Angeles | 90062 | Host Customer is System Owner | 5 |  | 30004078 | GREENoneTEC Solarindustrie GmbH | Solpal Plus | Solpal Plus L-G | Direct Integral Collector Storage (DI) | 25.66 |  | Solpal Plus L |  |  | Solar Storage and Auxiliary Tanks are separate | 51 | 1 | 1 | 65 | Z08 | [18 empty] | Los Angeles | FALSE | 30.56 |  | 2011-06-01: 2019-02-28; 2011-06-21: 2019-03-04 | 2064 | 2659 | Up-front Payment
SCG-013289 | Low Income Single Family Residential | Domestic Hot Water | Gas | Southern California Gas Company | Incentive:Paid | 5118 | 36.9 |  | 1 | 146 |  | 139 |  | 2019-05-22 13:43 | 2019-12-09 | DOCTOR PIPER INC | Retrofit | Van Nuys | Los Angeles | 91406 | Host Customer is System Owner | 4 |  | 2001001C | SunEarth, Inc. | SOLARAY | TE48P-80-2G | Indirect Forced Circulation (IF) | 49.3 |  | EP-24 / EP-24-0.75 | Glycol | Steam Back | Solar Storage and Auxiliary Tanks are separate | 80 | 1 | 0.95 | 55 | Z09 | [18 empty] | County of LA | FALSE | 36.97 |  | 2011-06-01: 2019-02-28; 2011-08-03: 2019-05-22; 2011-09-20: 2019-12-09 | 1780 | 5397 | Up-front Payment
SCG-013290 | Low Income Single Family Residential | Domestic Hot Water | Gas | Southern California Gas Company | Incentive:Paid | 5387 | 36.9 |  | 1 | 146 |  | 146 |  | 2019-03-07 15:06 | 2019-03-11 | DOCTOR PIPER INC | Retrofit | Van Nuys | Los Angeles | 91411 | Host Customer is System Owner | 5 |  | 2001001C | SunEarth, Inc. | SOLARAY | TE48P-80-2G | Indirect Forced Circulation (IF) | 49.3 |  | EP-24 / EP-24-0.75 |  |  | Solar Storage and Auxiliary Tanks are separate | 80 | 1 | 1 | 65 | Z09 | [18 empty] | City of Los Angeles | FALSE | 36.97 |  | 2011-06-01: 2019-02-28; 2011-08-03: 2019-03-07; 2011-09-20: 2019-03-11 | 2054 | 5397 | Up-front Payment
SCG-013291 | Low Income Single Family Residential | Domestic Hot Water | Gas | Southern California Gas Company | Incentive:Paid | 4452 | 36.9 |  | 1 | 127 |  | 121 |  | 2019-03-04 09:04 | 2019-03-11 | TITANIUM POWER INC | Retrofit | Los Angeles | Los Angeles | 90008 | Host Customer is System Owner | 4 |  | 30004079 | GREENoneTEC Solarindustrie GmbH | Solpal Plus | Solpal Plus L-GT | Direct Integral Collector Storage (DI) | 25.66 |  | Solpal Plus L |  |  | Solar Storage with Tankless Auxiliary Water Heater | 51 | 1 | 0.95 | 55 | Z08 | [18 empty] | Los Angeles | FALSE | 35.5 |  | 2011-06-01: 2019-02-28; 2011-08-03: 2019-03-04; 2011-09-20: 2019-03-11 | 2054 | 4509 | Up-front Payment
SCG-013292 | Low Income Single Family Residential | Domestic Hot Water | Gas | Southern California Gas Company | Incentive:Paid | 5387 | 36.9 |  | 1 | 146 |  | 146 |  | 2019-03-21 13:32 | 2019-04-05 | DOCTOR PIPER INC | Retrofit | Northridge | Los Angeles | 91325 | Host Customer is System Owner | 4 |  | 2001001C | SunEarth, Inc. | SOLARAY | TE48P-80-2G | Indirect Forced Circulation (IF) | 49.3 |  | EP-24 / EP-24-0.75 | Glycol | Steam Back | Solar Storage and Auxiliary Tanks are separate | 80 | 1 | 1 | 55 | Z09 | [18 empty] | City of Los Angeles | FALSE | 36.97 |  | 2011-06-01: 2019-02-28; 2011-08-03: 2019-03-21; 2011-09-20: 2019-04-05 | 2026 | 5397 | Up-front Payment
SCG-013293 | Low Income Single Family Residential | Domestic Hot Water | Gas | Southern California Gas Company | Incentive:Paid | 4613 | 36.9 |  | 1 | 125 |  | 125 |  | 2019-03-04 09:01 | 2019-03-18 | TITANIUM POWER INC | Retrofit | Pomona | Pomona | 91766 | Host Customer is System Owner | 5 |  | 30004257 | Butler Sun Solutions, Inc. | SOLAR BUTLER | B-BT1-40-I | Indirect Forced Circulation (IF) | 43.72 |  | BT1 | Glycol | Advanced Controller with a Vacation or Holiday Mode | Solar Storage and Auxiliary Tanks are separate | 40 | 1 | 1 | 65 | Z09 | [18 empty] | Pomona | FALSE | 37.44 |  | 2011-06-01: 2019-03-01; 2011-08-03: 2019-03-04; 2011-09-20: 2019-03-18 | 2047 | 4680 | Up-front Payment
SCG-013294 | Low Income Single Family Residential | Domestic Hot Water | Gas | Southern California Gas Company | Incentive:Paid | 4613 | 36.9 |  | 1 | 125 |  | 125 |  | 2019-03-04 08:59 | 2019-03-07 | TITANIUM POWER INC | Retrofit | Pomona | Pomona | 91766 | Host Customer is System Owner | 4 |  | 30004257 | Butler Sun Solutions, Inc. | SOLAR BUTLER | B-BT1-40-I | Indirect Forced Circulation (IF) | 43.72 |  | BT1 | Glycol | Advanced Controller with a Vacation or Holiday Mode | Solar Storage and Auxiliary Tanks are separate | 40 | 1 | 1 | 55 | Z09 | [18 empty] | Pomona | FALSE | 37.44 |  | 2011-06-01: 2019-03-01; 2011-08-03: 2019-03-04; 2011-09-20: 2019-03-07 | 2056 | 4680 | Up-front Payment
SCG-013295 | Low Income Single Family Residential | Domestic Hot Water | Gas | Southern California Gas Company | Incentive:Paid | 4673 | 36.9 |  | 1 | 149 |  | 127 |  | 2019-04-17 09:07 | 2019-04-17 | MAC GREINE ENERGY CORP | Retrofit | los angeles | Los Angeles | 90044 | Host Customer is System Owner | 7 |  | 30004247 | Heliodyne, Inc. | HELIO-PAS | HPAS 1 410 G 80 AC D Z | Indirect Forced Circulation (IF) | 40.17 |  | 410 001 | Glycol | Pressure Stagnation Protection (PSP) | Solar Storage and Auxiliary Tanks are separate | 80 | 1 | 0.85 | 85 | Z08 | [18 empty] | city of los angeles | FALSE | 31.36 |  | 2011-06-01: 2019-03-01; 2011-08-03: 2019-04-17; 2011-09-20: 2019-04-17 | 2017 | 4673 | Up-front Payment
SCG-013296 | Low Income Single Family Residential | Domestic Hot Water | Gas | Southern California Gas Company | Incentive:Paid | 3690 | 36.9 |  | 1 | 125 |  | 100 |  | 2019-03-07 14:26 | 2019-03-11 | TITANIUM POWER INC | Retrofit | Pomona | Pomona | 91766 | Host Customer is System Owner | 5 |  | 30004257 | Butler Sun Solutions, Inc. | SOLAR BUTLER | B-BT1-40-I | Indirect Forced Circulation (IF) | 43.72 |  | BT1 | Glycol | Advanced Controller with a Vacation or Holiday Mode | Solar Storage and Auxiliary Tanks are separate | 40 | 1 | 0.8 | 65 | Z09 | [18 empty] | Pomona | FALSE | 30.24 |  | 2011-06-01: 2019-03-01; 2011-08-03: 2019-03-07; 2011-09-20: 2019-03-11 | 2054 | 3780 | Up-front Payment
SCG-013297 | Low Income Single Family Residential | Domestic Hot Water | Gas | Southern California Gas Company | Incentive:Paid | 3921 | 36.9 |  | 1 | 125 |  | 106 |  | 2019-03-04 09:00 | 2019-03-07 | TITANIUM POWER INC | Retrofit | Pomona | Pomona | 91766 | Host Customer is System Owner | 4 |  | 30004257 | Butler Sun Solutions, Inc. | SOLAR BUTLER | B-BT1-40-I | Indirect Forced Circulation (IF) | 43.72 |  | BT1 | Glycol | Advanced Controller with a Vacation or Holiday Mode | Solar Storage and Auxiliary Tanks are separate | 40 | 1 | 0.85 | 55 | Z09 | [18 empty] | Pomona | FALSE | 31.84 |  | 2011-06-01: 2019-03-01; 2011-08-03: 2019-03-04; 2011-09-20: 2019-03-07 | 2056 | 3980 | Up-front Payment
SCG-013299 | Low Income Single Family Residential | Domestic Hot Water | Gas | Southern California Gas Company | Incentive:Paid | 5223 | 36.9 |  | 1 | 149 |  | 142 |  | 2019-03-27 08:41 | 2019-03-27 | MAC GREINE ENERGY CORP | Retrofit | Los Angeles | Los Angeles | 90044 | Host Customer is System Owner | 5 |  | 30004247 | Heliodyne, Inc. | HELIO-PAS | HPAS 1 410 G 80 AC D Z | Indirect Forced Circulation (IF) | 40.17 |  | 410 001 | Glycol | Pressure Stagnation Protection (PSP) | Solar Storage and Auxiliary Tanks are separate | 80 | 1 | 0.95 | 65 | Z08 | [18 empty] | ity of los angeles | FALSE | 35.7 |  | 2011-06-01: 2019-03-02; 2011-08-03: 2019-03-27; 2011-09-20: 2019-03-27 | 2035 | 5320 | Up-front Payment
SCG-013305 | Multifamily Residential - Disadvantaged Community | Domestic Hot Water | Gas | Southern California Gas Company | Incentive:Paid | 127560 | 20.19 |  | 1 | 6318 |  | 6318 |  | 2019-03-25 16:59 | 2019-04-03 | ELECTRO-THERMAL EQUIPMENT CORP | Retrofit | Los Angeles | Los Angeles | 90026 | Host Customer is System Owner | [7 empty] | 1731.18 | 40.26 |  | Drainback | Advanced Controller with a Thermal Cycling Function | Solar Storage and Auxiliary Tanks are separate |  | 1 | 1 | 3496 | Z09 | 92 | Units | Apartments/Condos | 2010115A | 43 | 2 | 2260 | 2 | 400 | 4 | 1000000 | TRUE | 135 | 135 |  | Heliodyne - Delta-T Pro Lite WiFi |  | Heliodyne - Delta-T Pro Lite WiFi | Los Angeles | FALSE | 23.11 |  | 2019-03-25 |  | 2019-03-25 | 2019-04-03 | 2021-09-02 | 2021-09-09 | 1136 | 146000 | Up-front Payment
SCG-013306 | Single Family Residential - Disadvantaged Community | Domestic Hot Water | Gas | Southern California Gas Company | Incentive:Paid | 2597 | 29.85 |  | 1 | 87 |  | 87 |  | 2019-03-05 15:59 | 2019-03-08 | TITANIUM POWER INC | Retrofit | Los Angeles | Los Angeles | 90062 | Host Customer is System Owner | 4 |  | 30004078 | GREENoneTEC Solarindustrie GmbH | Solpal Plus | Solpal Plus L-G | Direct Integral Collector Storage (DI) | 25.66 |  | Solpal Plus L |  |  | Solar Storage and Auxiliary Tanks are separate | 51 | 1 | 1 | 55 | Z08 | [18 empty] | Los Angeles | FALSE | 31.14 |  | 2011-06-01: 2019-03-04; 2011-08-03: 2019-03-05; 2011-09-20: 2019-03-08 | 2054 | 2709 | Up-front Payment
SCG-013307 | Single Family Residential - Disadvantaged Community | Domestic Hot Water | Gas | Southern California Gas Company | Incentive:Paid | 2597 | 29.85 |  | 1 | 87 |  | 87 |  | 2019-03-05 15:58 | 2019-03-08 | TITANIUM POWER INC | Retrofit | Los Angeles | Los Angeles | 90062 | Host Customer is System Owner | 5 |  | 30004078 | GREENoneTEC Solarindustrie GmbH | Solpal Plus | Solpal Plus L-G | Direct Integral Collector Storage (DI) | 25.66 |  | Solpal Plus L |  |  | Solar Storage and Auxiliary Tanks are separate | 51 | 1 | 1 | 65 | Z08 | [18 empty] | Los Angeles | FALSE | 30.56 |  | 2019-03-04 | 2019-03-11 |  |  | 2019-03-05 | 2019-03-08 | 2039 | 2659 | Up-front Payment
SCG-013308 | Low Income Single Family Residential | Domestic Hot Water | Gas | Southern California Gas Company | Incentive:Paid | 5397 | 36.9 |  | 1 | 150 |  | 150 |  | 2019-03-04 13:40 | 2019-03-04 | DOCTOR PIPER INC | Retrofit | Van Nuys | Los Angeles | 91411 | Host Customer is System Owner | 4 |  | 30004247 | Heliodyne, Inc. | HELIO-PAS | HPAS 1 410 G 80 AC D Z | Indirect Forced Circulation (IF) | 40.17 |  | 410 001 | Glycol | Steam Back | Solar Storage and Auxiliary Tanks are separate | 80 | 1 | 1 | 55 | Z09 | [18 empty] | City of Los Angeles | FALSE | 35.98 |  | 2011-06-01: 2019-03-04; 2011-08-03: 2019-03-04; 2011-09-20: 2019-03-04 | 2061 | 5397 | Up-front Payment
SCG-013309 | Low Income Single Family Residential | Domestic Hot Water | Gas | Southern California Gas Company | Incentive:Paid | 5387 | 36.9 |  | 1 | 146 |  | 146 |  | 2019-03-20 11:41 | 2019-03-21 | DOCTOR PIPER INC | Retrofit | Van Nuys | Los Angeles | 91406 | Host Customer is System Owner | 4 |  | 2001001C | SunEarth, Inc. | SOLARAY | TE48P-80-2G | Indirect Forced Circulation (IF) | 49.3 |  | EP-24 / EP-24-0.75 | Glycol | Steam Back | Solar Storage and Auxiliary Tanks are separate | 80 | 1 | 1 | 55 | Z09 | [18 empty] | City of Los Angeles | FALSE | 36.97 |  | 2011-06-01: 2019-03-04; 2011-08-03: 2019-03-20; 2011-09-20: 2019-03-21 | 2045 | 5397 | Up-front Payment
SCG-013310 | Low Income Single Family Residential | Domestic Hot Water | Gas | Southern California Gas Company | Incentive:Paid | 5387 | 36.9 |  | 1 | 146 |  | 146 |  | 2019-03-07 14:53 | 2019-03-18 | DOCTOR PIPER INC | Retrofit | San Fernando | Los Angeles | 91340 | Host Customer is System Owner | 4 |  | 2001001C | SunEarth, Inc. | SOLARAY | TE48P-80-2G | Indirect Forced Circulation (IF) | 49.3 |  | EP-24 / EP-24-0.75 | Glycol | Steam Back | Solar Storage and Auxiliary Tanks are separate | 80 | 1 | 1 | 55 | Z09 | [18 empty] | City of San Fernando | FALSE | 36.97 |  | 2011-06-01: 2019-03-04; 2011-08-03: 2019-03-07; 2011-09-20: 2019-03-18 | 2045 | 5397 | Up-front Payment
SCG-013311 | Low Income Single Family Residential | Domestic Hot Water | Gas | Southern California Gas Company | Incentive:Canceled | 5387 | 36.9 |  | 1 | 146 |  | 146 |  |  |  | DOCTOR PIPER INC | Retrofit | San Fernando | Los Angeles | 91340 | Host Customer is System Owner | 4 |  | 2001001C | SunEarth, Inc. | SOLARAY | TE48P-80-2G | Indirect Forced Circulation (IF) | 49.3 |  | EP-24 / EP-24-0.75 | Glycol | Steam Back | Solar Storage and Auxiliary Tanks are separate | 80 | 1 | 1 | 55 | Z09 | [18 empty] | City of San Fernando | FALSE | 36.97 |  | 2011-06-01: 2019-03-04 | 2063 | 5397 | Up-front Payment
SCG-013312 | Commercial Pools | Pool Heating | Gas | Southern California Gas Company | Incentive:Paid | 7215 | 7 |  | 1 | 1267 |  | 1267 |  | 2019-05-08 14:17 | 2019-05-13 | MOHR POWER SOLAR INC | Retrofit | Seal Beach | Orange | 90740 | Host Customer is System Owner | [7 empty] | 750 | 50 |  | Drainback |  |  |  | 1 | 1 |  | Z06 |  |  |  | 10001884 | 15 | 1 | [5 empty] | FALSE |  |  |  | Grundfos BTU-UPC Meter w/ VFS20-200 |  | Grundfos BTU-UPC Meter w/ VFS20-200 | City of Seal Beach | FALSE | 11.39 |  | 2019-03-05 |  | 2019-05-08 | 2019-05-13 | 2019-05-28 | 2019-05-29 | 1969 | 14430.4 | Up-front Payment
SCG-013313 | Low Income Single Family Residential | Domestic Hot Water | Gas | Southern California Gas Company | Incentive:Paid | 4382 | 36.9 |  | 1 | 125 |  | 119 |  | 2019-03-07 09:37 | 2019-03-11 | TITANIUM POWER INC | Retrofit | POmona | Pomona | 91766 | Host Customer is System Owner | 7 |  | 30004257 | Butler Sun Solutions, Inc. | SOLAR BUTLER | B-BT1-40-I | Indirect Forced Circulation (IF) | 43.72 |  | BT1 | Glycol | Advanced Controller with a Vacation or Holiday Mode | Solar Storage and Auxiliary Tanks are separate | 40 | 1 | 0.95 | 85 | Z09 | [18 empty] | Pomona | FALSE | 35.28 |  | 2011-06-01: 2019-03-05; 2011-08-03: 2019-03-07; 2011-09-20: 2019-03-11 | 2054 | 4410 | Up-front Payment
SCG-013314 | Low Income Single Family Residential | Domestic Hot Water | Gas | Southern California Gas Company | Incentive:Paid | 4613 | 36.9 |  | 1 | 125 |  | 125 |  | 2019-03-07 09:38 | 2019-03-18 | TITANIUM POWER INC | Retrofit | Pomona | Pomona | 91766 | Host Customer is System Owner | 5 |  | 30004257 | Butler Sun Solutions, Inc. | SOLAR BUTLER | B-BT1-40-I | Indirect Forced Circulation (IF) | 43.72 |  | BT1 | Glycol | Advanced Controller with a Vacation or Holiday Mode | Solar Storage and Auxiliary Tanks are separate | 40 | 1 | 1 | 65 | Z09 | [18 empty] | Pomona | FALSE | 38.24 |  | 2011-06-01: 2019-03-05; 2011-08-03: 2019-03-07; 2011-09-20: 2019-03-18 | 2047 | 4780 | Up-front Payment
SCG-013316 | Low Income Single Family Residential | Domestic Hot Water | Gas | Southern California Gas Company | Incentive:Paid | 4613 | 36.9 |  | 1 | 125 |  | 125 |  | 2019-03-08 09:48 | 2019-03-18 | TITANIUM POWER INC | Retrofit | Pomona | Pomona | 91767 | Host Customer is System Owner | 4 |  | 30004257 | Butler Sun Solutions, Inc. | SOLAR BUTLER | B-BT1-40-I | Indirect Forced Circulation (IF) | 43.72 |  | BT1 | Glycol | Advanced Controller with a Vacation or Holiday Mode | Solar Storage and Auxiliary Tanks are separate | 40 | 1 | 1 | 55 | Z09 | [18 empty] | Pomona | FALSE | 37.44 |  | 2011-06-01: 2019-03-05; 2011-08-03: 2019-03-08; 2011-09-20: 2019-03-18 | 2047 | 4680 | Up-front Payment
SCG-013317 | Low Income Single Family Residential | Domestic Hot Water | Gas | Southern California Gas Company | Incentive:Paid | 3921 | 36.9 |  | 1 | 125 |  | 106 |  | 2019-03-07 09:36 | 2019-03-18 | TITANIUM POWER INC | Retrofit | Pomona | Pomona | 91766 | Host Customer is System Owner | 6 |  | 30004257 | Butler Sun Solutions, Inc. | SOLAR BUTLER | B-BT1-40-I | Indirect Forced Circulation (IF) | 43.72 |  | BT1 | Glycol | Advanced Controller with a Vacation or Holiday Mode | Solar Storage and Auxiliary Tanks are separate | 40 | 1 | 0.85 | 75 | Z09 | [18 empty] | Pomona | FALSE | 31.84 |  | 2011-06-01: 2019-03-05; 2011-08-03: 2019-03-07; 2011-09-20: 2019-03-18 | 2047 | 3980 | Up-front Payment
SCG-013318 | Low Income Single Family Residential | Domestic Hot Water | Gas | Southern California Gas Company | Incentive:Paid | 4613 | 36.9 |  | 1 | 125 |  | 125 |  | 2019-03-07 11:33 | 2019-03-11 | TITANIUM POWER INC | Retrofit | Pomona | Pomona | 91767 | Host Customer is System Owner | 4 |  | 30004257 | Butler Sun Solutions, Inc. | SOLAR BUTLER | B-BT1-40-I | Indirect Forced Circulation (IF) | 43.72 |  | BT1 | Glycol | Advanced Controller with a Vacation or Holiday Mode | Solar Storage and Auxiliary Tanks are separate | 40 | 1 | 1 | 55 | Z09 | [18 empty] | Pomona | FALSE | 37.44 |  | 2011-06-01: 2019-03-05; 2011-08-03: 2019-03-07; 2011-09-20: 2019-03-11 | 2054 | 4680 | Up-front Payment
SCG-013319 | Low Income Single Family Residential | Domestic Hot Water | Gas | Southern California Gas Company | Incentive:Paid | 4613 | 36.9 |  | 1 | 125 |  | 125 |  | 2019-03-07 11:36 | 2019-03-11 | TITANIUM POWER INC | Retrofit | Pomona | Pomona | 91767 | Host Customer is System Owner | 4 |  | 30004257 | Butler Sun Solutions, Inc. | SOLAR BUTLER | B-BT1-40-I | Indirect Forced Circulation (IF) | 43.72 |  | BT1 | Glycol | Advanced Controller with a Vacation or Holiday Mode | Solar Storage and Auxiliary Tanks are separate | 40 | 1 | 1 | 55 | Z09 | [18 empty] | Pomona | FALSE | 37.44 |  | 2011-06-01: 2019-03-05; 2011-08-03: 2019-03-07; 2011-09-20: 2019-03-11 | 2054 | 4680 | Up-front Payment
SCG-013320 | Low Income Single Family Residential | Domestic Hot Water | Gas | Southern California Gas Company | Incentive:Paid | 4613 | 36.9 |  | 1 | 125 |  | 125 |  | 2019-03-08 09:51 | 2019-03-18 | TITANIUM POWER INC | Retrofit | Pomona | Pomona | 91766 | Host Customer is System Owner | 4 |  | 30004257 | Butler Sun Solutions, Inc. | SOLAR BUTLER | B-BT1-40-I | Indirect Forced Circulation (IF) | 43.72 |  | BT1 | Glycol | Advanced Controller with a Vacation or Holiday Mode | Solar Storage and Auxiliary Tanks are separate | 40 | 1 | 1 | 55 | Z09 | [18 empty] | Pomona | FALSE | 37.44 |  | 2011-06-01: 2019-03-05; 2011-08-03: 2019-03-08; 2011-09-20: 2019-03-18 | 2047 | 4680 | Up-front Payment
SCG-013322 | Low Income Single Family Residential | Domestic Hot Water | Gas | Southern California Gas Company | Incentive:Paid | 4613 | 36.9 |  | 1 | 125 |  | 125 |  | 2019-03-08 09:53 | 2019-03-18 | TITANIUM POWER INC | Retrofit | Pomona | Pomona | 91766 | Host Customer is System Owner | 5 |  | 30004257 | Butler Sun Solutions, Inc. | SOLAR BUTLER | B-BT1-40-I | Indirect Forced Circulation (IF) | 43.72 |  | BT1 | Glycol | Advanced Controller with a Vacation or Holiday Mode | Solar Storage and Auxiliary Tanks are separate | 40 | 1 | 1 | 65 | Z09 | [18 empty] | Pomona | FALSE | 37.44 |  | 2011-06-01: 2019-03-06; 2011-08-03: 2019-03-08; 2011-09-20: 2019-03-18 | 2047 | 4680 | Up-front Payment
SCG-013323 | Low Income Single Family Residential | Domestic Hot Water | Gas | Southern California Gas Company | Incentive:Paid | 3921 | 36.9 |  | 1 | 125 |  | 106 |  | 2019-03-08 09:32 | 2019-03-12 | TITANIUM POWER INC | Retrofit | Pomona | Pomona | 91766 | Host Customer is System Owner | 6 |  | 30004257 | Butler Sun Solutions, Inc. | SOLAR BUTLER | B-BT1-40-I | Indirect Forced Circulation (IF) | 43.72 |  | BT1 | Glycol | Advanced Controller with a Vacation or Holiday Mode | Solar Storage and Auxiliary Tanks are separate | 40 | 1 | 0.85 | 75 | Z09 | [18 empty] | Pomona | FALSE | 37.44 |  | 2011-06-01: 2019-03-06; 2011-08-03: 2019-03-08; 2011-09-20: 2019-03-12 | 2053 | 4680 | Up-front Payment
SCG-013324 | Low Income Single Family Residential | Domestic Hot Water | Gas | Southern California Gas Company | Incentive:Paid | 5387 | 36.9 |  | 1 | 146 |  | 146 |  | 2019-03-06 14:08 | 2019-03-13 | DOCTOR PIPER INC | Retrofit | Van Nuys | Los Angeles | 91406 | Host Customer is System Owner | 5 |  | 2001001C | SunEarth, Inc. | SOLARAY | TE48P-80-2G | Indirect Forced Circulation (IF) | 49.3 |  | EP-24 / EP-24-0.75 | Glycol | Steam Back | Solar Storage and Auxiliary Tanks are separate | 80 | 1 | 1 | 65 | Z09 | [18 empty] | City of Los Angeles | FALSE | 36.97 |  | 2011-06-01: 2019-03-06; 2011-08-03: 2019-03-06; 2011-09-20: 2019-03-13 | 2053 | 5397 | Up-front Payment
SCG-013325 | Single Family Residential - Disadvantaged Community | Domestic Hot Water | Gas | Southern California Gas Company | Incentive:Paid | 3731 | 29.85 |  | 1 | 125 |  | 125 |  | 2019-03-11 14:02 | 2019-03-13 | TITANIUM POWER INC | Retrofit | Pomona | Pomona | 91767 | Host Customer is System Owner | 4 |  | 30004257 | Butler Sun Solutions, Inc. | SOLAR BUTLER | B-BT1-40-I | Indirect Forced Circulation (IF) | 43.72 |  | BT1 | Glycol | Advanced Controller with a Vacation or Holiday Mode | Solar Storage and Auxiliary Tanks are separate | 40 | 1 | 1 | 55 | Z09 | [18 empty] | Pomona | FALSE | 30.24 |  | 2011-06-01: 2019-03-07; 2011-08-03: 2019-03-11; 2011-09-20: 2019-03-13 | 2053 | 3780 | Up-front Payment
SCG-013326 | Low Income Single Family Residential | Domestic Hot Water | Gas | Southern California Gas Company | Incentive:Paid | 3921 | 36.9 |  | 1 | 125 |  | 106 |  | 2019-03-11 14:06 | 2019-03-13 | TITANIUM POWER INC | Retrofit | Pomona | Pomona | 91766 | Host Customer is System Owner | 4 |  | 30004257 | Butler Sun Solutions, Inc. | SOLAR BUTLER | B-BT1-40-I | Indirect Forced Circulation (IF) | 43.72 |  | BT1 | Glycol | Advanced Controller with a Vacation or Holiday Mode | Solar Storage and Auxiliary Tanks are separate | 40 | 1 | 0.85 | 55 | Z09 | [18 empty] | Pomona | FALSE | 31.84 |  | 2011-06-01: 2019-03-07; 2011-08-03: 2019-03-11; 2011-09-20: 2019-03-13 | 2047 | 3980 | Up-front Payment
SCG-013327 | Low Income Single Family Residential | Domestic Hot Water | Gas | Southern California Gas Company | Incentive:Paid | 4613 | 36.9 |  | 1 | 125 |  | 125 |  | 2019-03-11 14:05 | 2019-03-13 | TITANIUM POWER INC | Retrofit | Pomona | Pomona | 91766 | Host Customer is System Owner | 4 |  | 30004257 | Butler Sun Solutions, Inc. | SOLAR BUTLER | B-BT1-40-I | Indirect Forced Circulation (IF) | 43.72 |  | BT1 | Glycol | Advanced Controller with a Vacation or Holiday Mode | Solar Storage and Auxiliary Tanks are separate | 40 | 1 | 1 | 55 | Z09 | [18 empty] | Pomona | FALSE | 37.44 |  | 2011-06-01: 2019-03-07; 2011-08-03: 2019-03-11; 2011-09-20: 2019-03-13 | 2053 | 4680 | Up-front Payment
SCG-013328 | Low Income Single Family Residential | Domestic Hot Water | Gas | Southern California Gas Company | Incentive:Paid | 4613 | 36.9 |  | 1 | 125 |  | 125 |  | 2019-03-11 14:04 | 2019-03-13 | TITANIUM POWER INC | Retrofit | Pomona | Pomona | 91766 | Host Customer is System Owner | 9 |  | 30004257 | Butler Sun Solutions, Inc. | SOLAR BUTLER | B-BT1-40-I | Indirect Forced Circulation (IF) | 43.72 |  | BT1 | Glycol | Advanced Controller with a Vacation or Holiday Mode | Solar Storage and Auxiliary Tanks are separate | 40 | 1 | 1 | 105 | Z09 | [18 empty] | Pomona | FALSE | 37.44 |  | 2011-06-01: 2019-03-07; 2011-08-03: 2019-03-11; 2011-09-20: 2019-03-13 | 2053 | 4680 | Up-front Payment
SCG-013329 | Low Income Single Family Residential | Domestic Hot Water | Gas | Southern California Gas Company | Incentive:Paid | 4613 | 36.9 |  | 1 | 125 |  | 125 |  | 2019-03-11 14:03 | 2019-03-13 | TITANIUM POWER INC | Retrofit | Pomona | Pomona | 91766 | Host Customer is System Owner | 4 |  | 30004257 | Butler Sun Solutions, Inc. | SOLAR BUTLER | B-BT1-40-I | Indirect Forced Circulation (IF) | 43.72 |  | BT1 | Glycol | Advanced Controller with a Vacation or Holiday Mode | Solar Storage and Auxiliary Tanks are separate | 40 | 1 | 1 | 55 | Z09 | [18 empty] | Pomona | FALSE | 37.44 |  | 2011-06-01: 2019-03-07; 2011-08-03: 2019-03-11; 2011-09-20: 2019-03-13 | 2050 | 4680 | Up-front Payment
SCG-013330 | Low Income Single Family Residential | Domestic Hot Water | Gas | Southern California Gas Company | Incentive:Paid | 4673 | 36.9 |  | 1 | 149 |  | 127 |  | 2019-03-25 10:45 | 2019-03-26 | MAC GREINE ENERGY CORP | Retrofit | los angeles | Los Angeles | 90044 | Host Customer is System Owner | 4 |  | 30004247 | Heliodyne, Inc. | HELIO-PAS | HPAS 1 410 G 80 AC D Z | Indirect Forced Circulation (IF) | 40.17 |  | 410 001 | Glycol | Pressure Stagnation Protection (PSP) | Solar Storage and Auxiliary Tanks are separate | 80 | 1 | 0.85 | 55 | Z08 | [18 empty] | city of los engeles | FALSE | 31.36 |  | 2011-06-01: 2019-03-07; 2011-08-03: 2019-03-25; 2011-09-20: 2019-03-26 | 2039 | 4673 | Up-front Payment
SCG-013332 | Low Income Single Family Residential | Domestic Hot Water | Gas | Southern California Gas Company | Incentive:Paid | 5397 | 36.9 |  | 1 | 149 |  | 149 |  | 2019-04-26 08:39 | 2019-04-29 | MAC GREINE ENERGY CORP | Retrofit | Los Angeles | Los Angeles | 90044 | Owner/Tenant | 6 |  | 30004247 | Heliodyne, Inc. | HELIO-PAS | HPAS 1 410 G 80 AC D Z | Indirect Forced Circulation (IF) | 40.17 |  | 410 001 | Glycol | Pressure Stagnation Protection (PSP) | Solar Storage and Auxiliary Tanks are separate | 80 | 1 | 1 | 75 | Z08 | [18 empty] | city of Los Angeles | FALSE | 36.22 |  | 2011-06-01: 2019-03-08; 2011-08-03: 2019-04-26; 2011-09-20: 2019-04-29 | 2005 | 5397 | Up-front Payment
SCG-013333 | Low Income Single Family Residential | Domestic Hot Water | Gas | Southern California Gas Company | Incentive:Paid | 5397 | 36.9 |  | 1 | 149 |  | 149 |  | 2019-05-08 15:56 | 2019-05-09 | MAC GREINE ENERGY CORP | Retrofit | los angeles | Los Angeles | 90037 | Host Customer is System Owner | 7 |  | 30004247 | Heliodyne, Inc. | HELIO-PAS | HPAS 1 410 G 80 AC D Z | Indirect Forced Circulation (IF) | 40.17 |  | 410 001 | Glycol | Pressure Stagnation Protection (PSP) | Solar Storage and Auxiliary Tanks are separate |  | 1 | 1 | 85 | Z08 | [18 empty] | city of los angeles | FALSE | 36.22 |  | 2011-06-01: 2019-03-08; 2011-08-03: 2019-05-08; 2011-09-20: 2019-05-09 | 1993 | 5397 | Up-front Payment
SCG-013334 | Low Income Single Family Residential | Domestic Hot Water | Gas | Southern California Gas Company | Incentive:Paid | 4613 | 36.9 |  | 1 | 125 |  | 125 |  | 2019-03-11 14:01 | 2019-03-13 | TITANIUM POWER INC | Retrofit | Pomona | Pomona | 91766 | Host Customer is System Owner | 6 |  | 30004257 | Butler Sun Solutions, Inc. | SOLAR BUTLER | B-BT1-40-I | Indirect Forced Circulation (IF) | 43.72 |  | BT1 | Glycol | Advanced Controller with a Vacation or Holiday Mode | Solar Storage and Auxiliary Tanks are separate | 40 | 1 | 1 | 75 | Z09 | [18 empty] | Pomona | FALSE | 37.44 |  | 2011-06-01: 2019-03-08; 2011-08-03: 2019-03-11; 2011-09-20: 2019-03-13 | 2050 | 4680 | Up-front Payment
SCG-013335 | Low Income Single Family Residential | Domestic Hot Water | Gas | Southern California Gas Company | Incentive:Paid | 4613 | 36.9 |  | 1 | 125 |  | 125 |  | 2019-03-12 12:19 | 2019-03-13 | TITANIUM POWER INC | Retrofit | Pomona | Pomona | 91766 | Host Customer is System Owner | 4 |  | 30004257 | Butler Sun Solutions, Inc. | SOLAR BUTLER | B-BT1-40-I | Indirect Forced Circulation (IF) | 43.72 |  | BT1 | Glycol | Advanced Controller with a Vacation or Holiday Mode | Solar Storage and Auxiliary Tanks are separate | 40 | 1 | 1 | 55 | Z09 | [18 empty] | Pomona | FALSE | 37.44 |  | 2011-06-01: 2019-03-08; 2011-08-03: 2019-03-12; 2011-09-20: 2019-03-13 | 2050 | 4680 | Up-front Payment
SCG-013336 | Low Income Single Family Residential | Domestic Hot Water | Gas | Southern California Gas Company | Incentive:Paid | 4383 | 36.9 |  | 1 | 125 |  | 119 |  | 2019-03-12 12:23 | 2019-03-13 | TITANIUM POWER INC | Retrofit | Pomona | Pomona | 91767 | Host Customer is System Owner | 4 |  | 30004257 | Butler Sun Solutions, Inc. | SOLAR BUTLER | B-BT1-40-I | Indirect Forced Circulation (IF) | 43.72 |  | BT1 | Glycol | Advanced Controller with a Vacation or Holiday Mode | Solar Storage and Auxiliary Tanks are separate | 40 | 1 | 0.95 | 55 | Z09 | [18 empty] | Pomona | FALSE | 35.84 |  | 2011-06-01: 2019-03-08; 2011-08-03: 2019-03-12; 2011-09-20: 2019-03-13 | 2050 | 4480 | Up-front Payment
SCG-013337 | Low Income Single Family Residential | Domestic Hot Water | Gas | Southern California Gas Company | Incentive:Paid | 4613 | 36.9 |  | 1 | 125 |  | 125 |  | 2019-03-11 12:35 | 2019-03-12 | TITANIUM POWER INC | Retrofit | Pomona | Pomona | 91767 | Host Customer is System Owner | 4 |  | 30004257 | Butler Sun Solutions, Inc. | SOLAR BUTLER | B-BT1-40-I | Indirect Forced Circulation (IF) | 43.72 |  | BT1 | Glycol | Advanced Controller with a Vacation or Holiday Mode | Solar Storage and Auxiliary Tanks are separate | 40 | 1 | 1 | 55 | Z09 | [18 empty] | Pomona | FALSE | 37.44 |  | 2011-06-01: 2019-03-08; 2011-08-03: 2019-03-11; 2011-09-20: 2019-03-12 | 2053 | 4680 | Up-front Payment
SCG-013338 | Single Family Residential - Disadvantaged Community | Domestic Hot Water | Gas | Southern California Gas Company | Incentive:Paid | 3545 | 29.85 |  | 1 | 125 |  | 119 |  | 2019-03-11 13:46 | 2019-03-12 | TITANIUM POWER INC | Retrofit | Pomona | Pomona | 91767 | Host Customer is System Owner | 6 |  | 30004257 | Butler Sun Solutions, Inc. | SOLAR BUTLER | B-BT1-40-I | Indirect Forced Circulation (IF) | 43.72 |  | BT1 | Glycol | Advanced Controller with a Vacation or Holiday Mode | Solar Storage and Auxiliary Tanks are separate | 40 | 1 | 0.95 | 75 | Z09 | [18 empty] | Pomona | FALSE | 28.84 |  | 2011-06-01: 2019-03-08; 2011-08-03: 2019-03-11; 2011-09-20: 2019-03-12 | 2053 | 3605 | Up-front Payment
SCG-013339 | Low Income Single Family Residential | Domestic Hot Water | Gas | Southern California Gas Company | Incentive:Paid | 4613 | 36.9 |  | 1 | 125 |  | 125 |  | 2019-03-11 13:54 | 2019-03-12 | TITANIUM POWER INC | Retrofit | Pomona | Pomona | 91766 | Host Customer is System Owner | 4 |  | 30004257 | Butler Sun Solutions, Inc. | SOLAR BUTLER | B-BT1-40-I | Indirect Forced Circulation (IF) | 43.72 |  | BT1 | Glycol | Advanced Controller with a Vacation or Holiday Mode | Solar Storage and Auxiliary Tanks are separate | 40 | 1 | 1 | 55 | Z09 | [18 empty] | Pomona | FALSE | 37.44 |  | 2011-06-01: 2019-03-08; 2011-08-03: 2019-03-11; 2011-09-20: 2019-03-12 | 2053 | 4680 | Up-front Payment
SCG-013340 | Low Income Single Family Residential | Domestic Hot Water | Gas | Southern California Gas Company | Incentive:Paid | 5223 | 36.9 |  | 1 | 149 |  | 142 |  | 2019-04-17 09:24 | 2019-05-08 | MAC GREINE ENERGY CORP | Retrofit | los angeles | Los Angeles | 90044 | Host Customer is System Owner | 9 |  | 30004247 | Heliodyne, Inc. | HELIO-PAS | HPAS 1 410 G 80 AC D Z | Indirect Forced Circulation (IF) | 40.17 |  | 410 001 | Glycol | Pressure Stagnation Protection (PSP) | Solar Storage and Auxiliary Tanks are separate | 80 | 1 | 0.95 | 105 | Z08 | [18 empty] | city of los angeles | FALSE | 35.05 |  | 2011-06-01: 2019-03-08; 2011-08-03: 2019-04-17; 2011-09-20: 2019-05-08 | 1994 | 5223 | Up-front Payment
SCG-013341 | Low Income Single Family Residential | Domestic Hot Water | Gas | Southern California Gas Company | Incentive:Paid | 3459 | 36.9 |  | 1 | 125 |  | 94 |  | 2019-03-11 13:55 | 2019-03-12 | TITANIUM POWER INC | Retrofit | Pomona | Pomona | 91766 | Host Customer is System Owner | 5 |  | 30004257 | Butler Sun Solutions, Inc. | SOLAR BUTLER | B-BT1-40-I | Indirect Forced Circulation (IF) | 43.72 |  | BT1 | Glycol | Advanced Controller with a Vacation or Holiday Mode | Solar Storage and Auxiliary Tanks are separate | 40 | 1 | 0.75 | 65 | Z09 | [18 empty] | Pomona | FALSE | 28.24 |  | 2011-06-01: 2019-03-08; 2011-08-03: 2019-03-11; 2011-09-20: 2019-03-12 | 2053 | 3530 | Up-front Payment
SCG-013342 | Low Income Single Family Residential | Domestic Hot Water | Gas | Southern California Gas Company | Incentive:Paid | 4382 | 36.9 |  | 1 | 125 |  | 119 |  | 2019-03-12 12:25 | 2019-03-14 | TITANIUM POWER INC | Retrofit | Pomona | Pomona | 91766 | Host Customer is System Owner | 4 |  | 30004257 | Butler Sun Solutions, Inc. | SOLAR BUTLER | B-BT1-40-I | Indirect Forced Circulation (IF) | 43.72 |  | BT1 | Glycol | Advanced Controller with a Vacation or Holiday Mode | Solar Storage and Auxiliary Tanks are separate | 40 | 1 | 0.95 | 55 | Z09 | [18 empty] | Pomona | FALSE | 35.84 |  | 2011-06-01: 2019-03-08; 2011-08-03: 2019-03-12; 2011-09-20: 2019-03-14 | 2049 | 4480 | Up-front Payment
SCG-013343 | Low Income Single Family Residential | Domestic Hot Water | Gas | Southern California Gas Company | Incentive:Paid | 3921 | 36.9 |  | 1 | 125 |  | 106 |  | 2019-03-11 12:28 | 2019-03-12 | TITANIUM POWER INC | Retrofit | Pomona | Pomona | 91766 | Host Customer is System Owner | 4 |  | 30004257 | Butler Sun Solutions, Inc. | SOLAR BUTLER | B-BT1-40-I | Indirect Forced Circulation (IF) | 43.72 |  | BT1 | Glycol | Advanced Controller with a Vacation or Holiday Mode | Solar Storage and Auxiliary Tanks are separate | 40 | 1 | 0.85 | 55 | Z09 | [18 empty] | Pomona | FALSE | 31.84 |  | 2011-06-01: 2019-03-08; 2011-08-03: 2019-03-11; 2011-09-20: 2019-03-12 | 2053 | 3980 | Up-front Payment
SCG-013344 | Low Income Single Family Residential | Domestic Hot Water | Gas | Southern California Gas Company | Incentive:Paid | 4613 | 36.9 |  | 1 | 125 |  | 125 |  | 2019-03-11 13:58 | 2019-03-14 | TITANIUM POWER INC | Retrofit | Pomona | Pomona | 91766 | Host Customer is System Owner | 4 |  | 30004257 | Butler Sun Solutions, Inc. | SOLAR BUTLER | B-BT1-40-I | Indirect Forced Circulation (IF) | 43.72 |  | BT1 | Glycol | Advanced Controller with a Vacation or Holiday Mode | Solar Storage and Auxiliary Tanks are separate | 40 | 1 | 1 | 55 | Z09 | [18 empty] | Pomona | FALSE | 37.44 |  | 2011-06-01: 2019-03-08; 2011-08-03: 2019-03-11; 2011-09-20: 2019-03-14 | 2049 | 4680 | Up-front Payment
SCG-013345 | Low Income Single Family Residential | Domestic Hot Water | Gas | Southern California Gas Company | Incentive:Paid | 5387 | 36.9 |  | 1 | 146 |  | 146 |  | 2019-04-18 11:00 | 2019-04-19 | DOCTOR PIPER INC | Retrofit | Canoga Park | Los Angeles | 91303 | Host Customer is System Owner | 5 |  | 2001001C | SunEarth, Inc. | SOLARAY | TE48P-80-2G | Indirect Forced Circulation (IF) | 49.3 |  | EP-24 / EP-24-0.75 | Glycol | Steam Back | Solar Storage and Auxiliary Tanks are separate | 80 | 1 | 1 | 65 | Z09 | [18 empty] | City of Los Angeles | FALSE | 36.97 |  | 2011-06-01: 2019-03-08; 2011-08-03: 2019-04-18; 2011-09-20: 2019-04-19 | 2011 | 5397 | Up-front Payment
SCG-013346 | Low Income Single Family Residential | Domestic Hot Water | Gas | Southern California Gas Company | Incentive:Paid | 5387 | 36.9 |  | 1 | 146 |  | 146 |  | 2019-03-25 12:18 | 2019-03-29 | DOCTOR PIPER INC | Retrofit | Reseda | Los Angeles | 91335 | Host Customer is System Owner | 5 |  | 2001001C | SunEarth, Inc. | SOLARAY | TE48P-80-2G | Indirect Forced Circulation (IF) | 49.3 |  | EP-24 / EP-24-0.75 | Glycol | Steam Back | Solar Storage and Auxiliary Tanks are separate | 80 | 1 | 1 | 65 | Z09 | [18 empty] | City of Los Angeles | FALSE | 36.97 |  | 2011-06-01: 2019-03-08; 2011-08-03: 2019-03-25; 2011-09-20: 2019-03-29 | 2033 | 5397 | Up-front Payment
SCG-013347 | Low Income Single Family Residential | Domestic Hot Water | Gas | Southern California Gas Company | Incentive:Paid | 4613 | 36.9 |  | 1 | 125 |  | 125 |  | 2019-03-12 12:21 | 2019-03-14 | TITANIUM POWER INC | Retrofit | Pomoa | Pomona | 91766 | Host Customer is System Owner | 5 |  | 30004257 | Butler Sun Solutions, Inc. | SOLAR BUTLER | B-BT1-40-I | Indirect Forced Circulation (IF) | 43.72 |  | BT1 | Glycol | Advanced Controller with a Vacation or Holiday Mode | Solar Storage and Auxiliary Tanks are separate | 40 | 1 | 1 | 65 | Z09 | [18 empty] | Pomona | FALSE | 37.44 |  | 2011-06-01: 2019-03-08; 2011-08-03: 2019-03-12; 2011-09-20: 2019-03-14 | 2049 | 4680 | Up-front Payment
PGE-013349 | Commercial Pools | Pool Heating | Gas | Pacific Gas and Electric | Incentive:Paid | 77630 | 7 |  | 1 | 11090 |  | 11090 |  | 2019-05-13 09:12 | 2019-08-14 | GARY L GOCKEL | Retrofit | El Dorado Hills | El Dorado Hills | 95762 | Host Customer is System Owner | [7 empty] | 4264 | 42.64 |  | Drainback |  |  |  | 1 | 1 |  | Z12 |  |  |  | 10001781 | 100 | 1 | [5 empty] | FALSE |  |  |  | Solar Brain MKTCT1006 |  | Solar Brain MKTCT1006 | County of El Dorado | FALSE | 42.83 |  | 2019-03-08 | 2019-05-16 | 2019-05-13 | 2019-08-14 | 2019-09-23 | 2019-12-05 | 1774 | 475000 | Up-front Payment
SCG-013350 | Low Income Single Family Residential | Domestic Hot Water | Gas | Southern California Gas Company | Incentive:Paid | 5387 | 36.9 |  | 1 | 146 |  | 146 |  | 2019-03-11 14:30 | 2019-03-18 | DOCTOR PIPER INC | Retrofit | Panorama City | Los Angeles | 91402 | Host Customer is System Owner | 3 |  | 2001001C | SunEarth, Inc. | SOLARAY | TE48P-80-2G | Indirect Forced Circulation (IF) | 49.3 |  | EP-24 / EP-24-0.75 | Glycol | Steam Back | Solar Storage and Auxiliary Tanks are separate | 80 | 1 | 1 | 45 | Z09 | [18 empty] | City of Los Angeles | FALSE | 36.97 |  | 2011-06-01: 2019-03-11; 2011-08-03: 2019-03-11; 2011-09-20: 2019-03-18 | 2045 | 5397 | Up-front Payment
SCG-013351 | Low Income Single Family Residential | Domestic Hot Water | Gas | Southern California Gas Company | Incentive:Paid | 4613 | 36.9 |  | 1 | 125 |  | 125 |  | 2019-03-13 15:06 | 2019-03-25 | TITANIUM POWER INC | Retrofit | Pomona | Pomona | 91766 | Host Customer is System Owner | 4 |  | 30004257 | Butler Sun Solutions, Inc. | SOLAR BUTLER | B-BT1-40-I | Indirect Forced Circulation (IF) | 43.72 |  | BT1 | Glycol | Advanced Controller with a Vacation or Holiday Mode | Solar Storage and Auxiliary Tanks are separate | 40 | 1 | 1 | 55 | Z09 | [18 empty] | Pomona | FALSE | 37.44 |  | 2011-06-01: 2019-03-11; 2011-08-03: 2019-03-13; 2011-09-20: 2019-03-25 | 2040 | 4680 | Up-front Payment
SCG-013352 | Low Income Single Family Residential | Domestic Hot Water | Gas | Southern California Gas Company | Incentive:Paid | 3459 | 36.9 |  | 1 | 125 |  | 94 |  | 2019-03-13 15:07 | 2019-03-15 | TITANIUM POWER INC | Retrofit | Pomona | Pomona | 91766 | Host Customer is System Owner | 4 |  | 30004257 | Butler Sun Solutions, Inc. | SOLAR BUTLER | B-BT1-40-I | Indirect Forced Circulation (IF) | 43.72 |  | BT1 | Glycol | Advanced Controller with a Vacation or Holiday Mode | Solar Storage and Auxiliary Tanks are separate | 40 | 1 | 0.75 | 55 | Z09 | [18 empty] | Pomona | FALSE | 28.24 |  | 2011-06-01: 2019-03-11; 2011-08-03: 2019-03-13; 2011-09-20: 2019-03-15 | 2048 | 3530 | Up-front Payment
SCG-013353 | Low Income Single Family Residential | Domestic Hot Water | Gas | Southern California Gas Company | Incentive:Paid | 4613 | 36.9 |  | 1 | 125 |  | 125 |  | 2019-03-13 15:05 | 2019-03-15 | TITANIUM POWER INC | Retrofit | Pomona | Pomona | 91766 | Host Customer is System Owner | 4 |  | 30004257 | Butler Sun Solutions, Inc. | SOLAR BUTLER | B-BT1-40-I | Indirect Forced Circulation (IF) | 43.72 |  | BT1 | Glycol | Advanced Controller with a Vacation or Holiday Mode | Solar Storage and Auxiliary Tanks are separate | 40 | 1 | 1 | 55 | Z09 | [18 empty] | Pomona | FALSE | 37.44 |  | 2011-06-01: 2019-03-11; 2011-08-03: 2019-03-13; 2011-09-20: 2019-03-15 | 2048 | 4680 | Up-front Payment
SCG-013354 | Low Income Single Family Residential | Domestic Hot Water | Gas | Southern California Gas Company | Incentive:Paid | 5387 | 36.9 |  | 1 | 146 |  | 146 |  | 2019-03-15 14:50 | 2019-03-19 | DOCTOR PIPER INC | Retrofit | Van Nuys | Los Angeles | 91405 | Host Customer is System Owner | 4 |  | 2001001C | SunEarth, Inc. | SOLARAY | TE48P-80-2G | Indirect Forced Circulation (IF) | 49.3 |  | EP-24 / EP-24-0.75 | Glycol | Steam Back | Solar Storage and Auxiliary Tanks are separate | 80 | 1 | 1 | 55 | Z09 | [18 empty] | City of Los Angeles | FALSE | 36.97 |  | 2011-06-01: 2019-03-11; 2011-08-03: 2019-03-15; 2011-09-20: 2019-03-19 | 2047 | 5397 | Up-front Payment
PGE-013355 | Multifamily Residential - Disadvantaged Community | Domestic Hot Water | Gas | Pacific Gas and Electric | Incentive:Paid | 1787 | 20.19 |  | 1 | 118 |  | 88 |  | 2019-03-12 14:09 | 2019-04-08 | INTELLIGENT GREEN SOLUTIONS CA | Retrofit | Bakersfield | Kern | 93307 | Host Customer is System Owner |  |  | 30004236 | SunMaxx Solar LLC | ThermoPower | VTS30-HP-G | Indirect Thermosyphon (IT) | 47.9 |  | VTS-HP30 | Automatic Drainback |  | Solar Storage and Auxiliary Tanks are separate | 79 | 1 | 0.75 | 0 | Z13 | [18 empty] | Kern County | FALSE | 52.88 |  | 2019-03-12 | 2019-03-19 | 2019-03-12 | 2019-04-08 | 2019-08-28 | 2019-09-05 | 1864 | 6240 | Up-front Payment
PGE-013356 | Multifamily Residential - Disadvantaged Community | Domestic Hot Water | Gas | Pacific Gas and Electric | Incentive:Paid | 1787 | 20.19 |  | 1 | 118 |  | 88 |  | 2019-03-12 14:03 | 2019-06-21 | INTELLIGENT GREEN SOLUTIONS CA | Retrofit | BAKERSFIELD | Kern | 93307 | Host Customer is System Owner |  |  | 30004236 | SunMaxx Solar LLC | ThermoPower | VTS30-HP-G | Indirect Thermosyphon (IT) | 47.9 |  | VTS-HP30 | Automatic Drainback |  | Solar Storage and Auxiliary Tanks are separate | 79 | 1 | 0.75 | 0 | Z13 | [18 empty] | Kern County | FALSE | 52.88 |  | 2019-03-12 | 2019-03-19 | 2019-03-12 | 2019-06-21 | 2019-08-28 | 2019-09-05 | 1864 | 6240 | Up-front Payment
PGE-013357 | Single Family Residential | Domestic Hot Water | Gas | Pacific Gas and Electric | Incentive:Paid | 3655 | 29.85 |  | 1 | 147 |  | 122 |  | 2019-03-14 15:47 | 2021-10-28 | COMMUNITY RESOURCE PROJECT INC | Retrofit | North Highlands | Sacramento | 95660 | Host Customer is System Owner | 6 |  | 2010017C | Alternate Energy Technologies | EAGLESUN | DBS-G2-80-64 | Indirect Forced Circulation (IF) | 65.34 |  | MSC-32 | Automatic Drainback |  | Solar Storage and Auxiliary Tanks are separate | 80 | 0.98 | 0.85 | 75 | Z12 | [18 empty] | Sacramento County | FALSE | 46.42 |  | 2019-03-12 | 2019-04-08 |  |  | 2019-03-14 | 2021-10-28 | 1074 | 6823.19 | Up-front Payment
SCG-013358 | Low Income Single Family Residential | Domestic Hot Water | Gas | Southern California Gas Company | Incentive:Paid | 5387 | 36.9 |  | 1 | 146 |  | 146 |  | 2019-03-12 15:17 | 2019-03-14 | DOCTOR PIPER INC | Retrofit | North Hills | Los Angeles | 91343 | Host Customer is System Owner | 4 |  | 2001001C | SunEarth, Inc. | SOLARAY | TE48P-80-2G | Indirect Forced Circulation (IF) | 49.3 |  | EP-24 / EP-24-0.75 | Glycol | Steam Back | Solar Storage and Auxiliary Tanks are separate | 80 | 1 | 1 | 55 | Z09 | [18 empty] | City of Los Angeles | FALSE | 36.97 |  | 2011-06-01: 2019-03-12; 2011-08-03: 2019-03-12; 2011-09-20: 2019-03-14 | 2050 | 5397 | Up-front Payment
SCG-013359 | Low Income Single Family Residential | Domestic Hot Water | Gas | Southern California Gas Company | Incentive:Paid | 4613 | 36.9 |  | 1 | 125 |  | 125 |  | 2019-03-14 09:44 | 2019-03-15 | TITANIUM POWER INC | Retrofit | Pomona | Pomona | 91767 | Host Customer is System Owner | 6 |  | 30004257 | Butler Sun Solutions, Inc. | SOLAR BUTLER | B-BT1-40-I | Indirect Forced Circulation (IF) | 43.72 |  | BT1 | Glycol | Advanced Controller with a Vacation or Holiday Mode | Solar Storage and Auxiliary Tanks are separate | 40 | 1 | 1 | 75 | Z09 | [18 empty] | Pomona | FALSE | 37.44 |  | 2011-06-01: 2019-03-12; 2011-08-03: 2019-03-14; 2011-09-20: 2019-03-15 | 2048 | 4680 | Up-front Payment
SCG-013360 | Low Income Single Family Residential | Domestic Hot Water | Gas | Southern California Gas Company | Incentive:Paid | 4613 | 36.9 |  | 1 | 125 |  | 125 |  | 2019-03-14 10:49 | 2019-03-15 | TITANIUM POWER INC | Retrofit | Pomona | Pomona | 91767 | Host Customer is System Owner | 5 |  | 30004257 | Butler Sun Solutions, Inc. | SOLAR BUTLER | B-BT1-40-I | Indirect Forced Circulation (IF) | 43.72 |  | BT1 | Glycol | Advanced Controller with a Vacation or Holiday Mode | Solar Storage and Auxiliary Tanks are separate | 40 | 1 | 1 | 65 | Z09 | [18 empty] | Pomona | FALSE | 37.44 |  | 2011-06-01: 2019-03-12; 2011-08-03: 2019-03-14; 2011-09-20: 2019-03-15 | 2048 | 4680 | Up-front Payment
SCG-013361 | Low Income Single Family Residential | Domestic Hot Water | Gas | Southern California Gas Company | Incentive:Paid | 4613 | 36.9 |  | 1 | 125 |  | 125 |  | 2019-03-14 09:49 | 2019-03-15 | TITANIUM POWER INC | Retrofit | Pomona | Pomona | 91767 | Host Customer is System Owner | 9 |  | 30004257 | Butler Sun Solutions, Inc. | SOLAR BUTLER | B-BT1-40-I | Indirect Forced Circulation (IF) | 43.72 |  | BT1 | Glycol | Advanced Controller with a Vacation or Holiday Mode | Solar Storage and Auxiliary Tanks are separate | 40 | 1 | 1 | 105 | Z09 | [18 empty] | Pomona | FALSE | 37.44 |  | 2011-06-01: 2019-03-12; 2011-08-03: 2019-03-14; 2011-09-20: 2019-03-15 | 2048 | 4680 | Up-front Payment
PGE-013362 | Commercial/Multifamily Residential | Domestic Hot Water | Gas | Pacific Gas and Electric | Incentive:Paid | 107613 | 20.19 |  | 1 | 5330 |  | 5330 |  | 2019-08-19 06:20 | 2019-09-12 | SOLARIX SYSTEMS | New Construction | Oakland | Alameda | 94607 | Host Customer is System Owner | [7 empty] | 1285.44 | 40.17 |  | Glycol | Pressure Stagnation Protection (PSP) | Solar Storage and Auxiliary Tanks are separate |  | 1 | 1 | 11690 | Z03 | 334 | Units | Apartments/Condos | 2010115A | 32 | 1 | 1820 | 1 | 1880 | 2 | 1500000 | FALSE | 130 | 120 |  | Heliodyne - Delta-T Pro Ethernet |  | Heliodyne - Delta-T Pro Ethernet | City of Oakland | FALSE | 20.3 |  | 2019-03-12 | 2019-08-22 | 2019-08-19 | 2019-09-12 | 2020-11-18 | 2020-12-08 | 1412 | 108198 | Up-front Payment
SCG-013363 | Commercial/Multifamily Residential | Domestic Hot Water | Gas | Southern California Gas Company | Incentive:Paid | 89401 | 20.19 |  | 1 | 4428 |  | 4428 |  | 2019-04-08 08:00 | 2019-04-17 | ALL VALLEY SOLAR INC | Retrofit | Canoga Park | Canoga Park | 91304 | Host Customer is System Owner | [7 empty] | 1187.55 | 40.95 |  | Drainback | Drainback (Water) | Solar Storage and Auxiliary Tanks are separate |  | 1 | 1 | 2584 | Z09 | 68 | Units | Apartments/Condos | TRB-40 | 29 | 2 | 1800 | 1 | 885 | 1 | 420000 | TRUE | 135 | 140 |  | RESOL - DeltaSol BX |  | RESOL - DeltaSol BX | LADBS | FALSE | 32.6 |  | 2019-03-20 |  | 2019-04-08 | 2019-04-17 | 2019-09-25 | 2019-10-08 | 1843 | 144369 | Up-front Payment
SCG-013364 | Commercial/Multifamily Residential | Domestic Hot Water | Gas | Southern California Gas Company | Incentive:Paid | 49102 | 20.19 |  | 1 | 2432 |  | 2432 |  | 2019-04-08 07:57 | 2019-04-17 | ALL VALLEY SOLAR INC | Retrofit | Canoga Park | Canoga Park | 91304 | Host Customer is System Owner | [7 empty] | 655.2 | 40.95 |  | Drainback | Drainback (Water) | Solar Storage and Auxiliary Tanks are separate |  | 1 | 1 | 1320 | Z09 | 33 | Units | Apartments/Condos | TRB-40 | 16 | 2 | 1200 | 1 | 119 | 1 | 199900 | TRUE | 135 | 140 |  | RESOL - DeltaSol BX |  | RESOL - DeltaSol BX | LADBS | FALSE | 42.56 |  | 2019-03-20 |  | 2019-04-08 | 2019-04-17 | 2019-09-25 | 2019-10-08 | 1843 | 103516 | Up-front Payment
SCG-013365 | Commercial/Multifamily Residential | Domestic Hot Water | Gas | Southern California Gas Company | Incentive:Paid | 53867 | 20.19 |  | 1 | 2668 |  | 2668 |  | 2019-04-08 07:54 | 2019-04-16 | ALL VALLEY SOLAR INC | Retrofit | Canoga Park | Canoga Park | 91304 | Host Customer is System Owner | [7 empty] | 655.2 | 40.95 |  | Drainback | Drainback (Water) | Solar Storage and Auxiliary Tanks are separate |  | 1 | 1 | 1720 | Z09 | 43 | Units | Apartments/Condos | TRB-40 | 16 | 2 | 1200 | 1 | 119 | 1 | 199900 | TRUE | 135 | 140 |  | RESOL - DeltaSol BX |  | RESOL - DeltaSol BX | LADBS | FALSE | 38.8 |  | 2019-03-20 | 2019-09-26 | 2019-04-08 | 2019-04-16 | 2019-09-25 | 2019-09-26 | 1843 | 103516 | Up-front Payment
SCG-013366 | Low Income Single Family Residential | Domestic Hot Water | Gas | Southern California Gas Company | Incentive:Paid | 5387 | 36.9 |  | 1 | 146 |  | 146 |  | 2019-04-01 16:14 | 2019-04-09 | DOCTOR PIPER INC | Retrofit | Van Nuys | Los Angeles | 91411 | Host Customer is System Owner | 3 |  | 2001001C | SunEarth, Inc. | SOLARAY | TE48P-80-2G | Indirect Forced Circulation (IF) | 49.3 |  | EP-24 / EP-24-0.75 | Glycol | Steam Back | Solar Storage and Auxiliary Tanks are separate | 80 | 1 | 1 | 45 | Z09 | [18 empty] | City of Los Angeles | FALSE | 36.97 |  | 2011-06-01: 2019-03-13; 2011-08-03: 2019-04-01; 2011-09-20: 2019-04-09 | 2021 | 5397 | Up-front Payment
SCG-013367 | Multifamily Residential - Disadvantaged Community | Domestic Hot Water | Gas | Southern California Gas Company | Incentive:Paid | 24006 | 20.19 |  | 1 | 1189 |  | 1189 |  | 2019-04-08 07:48 | 2019-04-08 | ALL VALLEY SOLAR INC | Retrofit | Los Angeles | Los Angeles | 90008 | Host Customer is System Owner | [7 empty] | 327.6 | 40.95 |  | Drainback | Drainback (Water) | Solar Storage and Auxiliary Tanks are separate |  | 1 | 1 | 840 | Z08 | 20 | Units | Apartments/Condos | TRB-40 | 8 | 1 | 344 | 1 | 180 | 2 | 270000 | TRUE | 135 | 140 |  |  |  |  | LADBS | FALSE | 35.42 |  | 2019-03-19 |  | 2019-04-08 | 2019-04-08 | 2019-12-19 | 2020-01-13 | 1745 | 42120 | Up-front Payment
SCG-013368 | Low Income Single Family Residential | Domestic Hot Water | Gas | Southern California Gas Company | Incentive:Paid | 5387 | 36.9 |  | 1 | 146 |  | 146 |  | 2019-04-01 15:47 | 2019-04-09 | DOCTOR PIPER INC | Retrofit | Van Nuys, | Los Angeles | 91411 | Host Customer is System Owner | 5 |  | 2001001C | SunEarth, Inc. | SOLARAY | TE48P-80-2G | Indirect Forced Circulation (IF) | 49.3 |  | EP-24 / EP-24-0.75 | Glycol | Steam Back | Solar Storage and Auxiliary Tanks are separate | 80 | 1 | 1 | 65 | Z09 | [18 empty] | City of Los Angeles | FALSE | 36.97 |  | 2011-06-01: 2019-03-13; 2011-08-03: 2019-04-01; 2011-09-20: 2019-04-09 | 2021 | 5397 | Up-front Payment
SCG-013369 | Low Income Single Family Residential | Domestic Hot Water | Gas | Southern California Gas Company | Incentive:Paid | 5387 | 36.9 |  | 1 | 146 |  | 146 |  | 2019-04-01 15:56 | 2019-04-09 | DOCTOR PIPER INC | Retrofit | Van Nuys | Los Angeles | 91411 | Host Customer is System Owner | 4 |  | 2001001C | SunEarth, Inc. | SOLARAY | TE48P-80-2G | Indirect Forced Circulation (IF) | 49.3 |  | EP-24 / EP-24-0.75 | Glycol | Steam Back | Solar Storage and Auxiliary Tanks are separate | 81 | 1 | 1 | 55 | Z09 | [18 empty] | City of Los Angeles | FALSE | 36.97 |  | 2011-06-01: 2019-03-13; 2011-08-03: 2019-04-01; 2011-09-20: 2019-04-09 | 2021 | 5397 | Up-front Payment
SCG-013370 | Low Income Single Family Residential | Domestic Hot Water | Gas | Southern California Gas Company | Incentive:Paid | 5387 | 36.9 |  | 1 | 146 |  | 146 |  | 2019-04-01 16:13 | 2019-04-09 | DOCTOR PIPER INC | Retrofit | Van Nuys | Los Angeles | 91411 | Host Customer is System Owner | 4 |  | 2001001C | SunEarth, Inc. | SOLARAY | TE48P-80-2G | Indirect Forced Circulation (IF) | 49.3 |  | EP-24 / EP-24-0.75 | Glycol | Steam Back | Solar Storage and Auxiliary Tanks are separate | 80 | 1 | 1 | 55 | Z09 | [18 empty] | City of Los Angeles | FALSE | 36.97 |  | 2011-06-01: 2019-03-13; 2011-08-03: 2019-04-01; 2011-09-20: 2019-04-09 | 2021 | 5397 | Up-front Payment
SCG-013371 | Multifamily Residential - Disadvantaged Community | Domestic Hot Water | Gas | Southern California Gas Company | Incentive:Paid | 25379 | 20.19 |  | 1 | 1257 |  | 1257 |  | 2019-04-08 07:44 | 2019-04-08 | ALL VALLEY SOLAR INC | Retrofit | Los Angeles | Los Angeles | 90008 | Host Customer is System Owner | [7 empty] | 327.6 | 40.95 |  | Drainback | Drainback (Water) | Solar Storage and Auxiliary Tanks are separate |  | 1 | 1 | 880 | Z08 | 22 | Units | Apartments/Condos | TRB-40 | 8 | 1 | 384 | 1 | 219 | 2 | 270000 | TRUE | 135 | 140 |  |  |  |  | LADBS | FALSE | 33.51 |  | 2019-03-19 |  | 2019-04-08 | 2019-04-08 | 2019-12-02 | 2019-12-18 | 1773 | 42120 | Up-front Payment
SCG-013372 | Single Family Residential - Disadvantaged Community | Domestic Hot Water | Gas | Southern California Gas Company | Incentive:Paid | 3172 | 29.85 |  | 1 | 125 |  | 106 |  | 2019-03-15 09:10 | 2019-03-15 | TITANIUM POWER INC | Retrofit | Pomona | Pomona | 91767 | Host Customer is System Owner | 8 |  | 30004257 | Butler Sun Solutions, Inc. | SOLAR BUTLER | B-BT1-40-I | Indirect Forced Circulation (IF) | 43.72 |  | BT1 | Glycol | Advanced Controller with a Vacation or Holiday Mode | Solar Storage and Auxiliary Tanks are separate | 40 | 1 | 0.85 | 95 | Z09 | [18 empty] | Pomona | FALSE | 25.84 |  | 2011-06-01: 2019-03-13; 2011-08-03: 2019-03-15; 2011-09-20: 2019-03-15 | 2048 | 3230 | Up-front Payment
SCG-013373 | Low Income Single Family Residential | Domestic Hot Water | Gas | Southern California Gas Company | Incentive:Paid | 4613 | 36.9 |  | 1 | 125 |  | 125 |  | 2019-03-15 09:11 | 2019-03-18 | TITANIUM POWER INC | Retrofit | Pomona | Pomona | 91768 | Host Customer is System Owner | 7 |  | 30004257 | Butler Sun Solutions, Inc. | SOLAR BUTLER | B-BT1-40-I | Indirect Forced Circulation (IF) | 43.72 |  | BT1 | Glycol | Advanced Controller with a Vacation or Holiday Mode | Solar Storage and Auxiliary Tanks are separate | 40 | 1 | 1 | 85 | Z09 | [18 empty] | Pomona | FALSE | 37.44 |  | 2011-06-01: 2019-03-13; 2011-08-03: 2019-03-15; 2011-09-20: 2019-03-18 | 2047 | 4680 | Up-front Payment
SCG-013374 | Low Income Single Family Residential | Domestic Hot Water | Gas | Southern California Gas Company | Incentive:Paid | 4613 | 36.9 |  | 1 | 125 |  | 125 |  | 2019-03-15 09:13 | 2019-03-28 | TITANIUM POWER INC | Retrofit | Pomona | Pomona | 91768 | Host Customer is System Owner | 6 |  | 30004257 | Butler Sun Solutions, Inc. | SOLAR BUTLER | B-BT1-40-I | Indirect Forced Circulation (IF) | 43.72 |  | BT1 | Glycol | Advanced Controller with a Vacation or Holiday Mode | Solar Storage and Auxiliary Tanks are separate | 40 | 1 | 1 | 75 | Z09 | [18 empty] | Pomona | FALSE | 37.44 |  | 2011-06-01: 2019-03-13; 2011-08-03: 2019-03-15; 2011-09-20: 2019-03-28 | 2035 | 4680 | Up-front Payment
SCG-013375 | Multifamily Residential - Disadvantaged Community | Domestic Hot Water | Gas | Southern California Gas Company | Incentive:Paid | 20271 | 20.19 |  | 1 | 1004 |  | 1004 |  | 2019-04-08 07:53 | 2019-04-08 | ALL VALLEY SOLAR INC | Retrofit | Los Angeles | Los Angeles | 90019 | Host Customer is System Owner | [7 empty] | 286.65 | 40.95 |  | Drainback | Drainback (Water) | Solar Storage and Auxiliary Tanks are separate |  | 1 | 1 | 588 | Z09 | 14 | Units | Apartments/Condos | TRB-40 | 7 | 1 | 384 | 1 | 100 | 1 | 270000 | TRUE | 135 | 140 |  |  |  |  | LADBS | FALSE | 37.63 |  | 2019-03-19 |  | 2019-04-08 | 2019-04-08 | 2019-12-02 | 2019-12-05 | 1773 | 37783 | Up-front Payment
SCG-013376 | Low Income Single Family Residential | Domestic Hot Water | Gas | Southern California Gas Company | Incentive:Paid | 4613 | 36.9 |  | 1 | 125 |  | 125 |  | 2019-03-15 08:54 | 2019-03-18 | TITANIUM POWER INC | Retrofit | Pomona | Pomona | 91768 | Host Customer is System Owner | 8 |  | 30004257 | Butler Sun Solutions, Inc. | SOLAR BUTLER | B-BT1-40-I | Indirect Forced Circulation (IF) | 43.72 |  | BT1 | Glycol | Advanced Controller with a Vacation or Holiday Mode | Solar Storage and Auxiliary Tanks are separate | 40 | 1 | 1 | 95 | Z09 | [18 empty] | Pomona | FALSE | 37.44 |  | 2011-06-01: 2019-03-13; 2011-08-03: 2019-03-15; 2011-09-20: 2019-03-18 | 2047 | 4680 | Up-front Payment
SCG-013377 | Low Income Single Family Residential | Domestic Hot Water | Gas | Southern California Gas Company | Incentive:Paid | 4613 | 36.9 |  | 1 | 125 |  | 125 |  | 2019-03-15 09:08 | 2019-03-28 | TITANIUM POWER INC | Retrofit | Pomona | Pomona | 91766 | Host Customer is System Owner | 4 |  | 30004257 | Butler Sun Solutions, Inc. | SOLAR BUTLER | B-BT1-40-I | Indirect Forced Circulation (IF) | 43.72 |  | BT1 | Glycol | Advanced Controller with a Vacation or Holiday Mode | Solar Storage and Auxiliary Tanks are separate | 40 | 1 | 1 | 55 | Z09 | [18 empty] | Pomona | FALSE | 37.44 |  | 2011-06-01: 2019-03-13; 2011-08-03: 2019-03-15; 2011-09-20: 2019-03-28 | 2035 | 4680 | Up-front Payment
SCG-013378 | Low Income Single Family Residential | Domestic Hot Water | Gas | Southern California Gas Company | Incentive:Paid | 4613 | 36.9 |  | 1 | 125 |  | 125 |  | 2019-03-15 09:14 | 2019-03-18 | TITANIUM POWER INC | Retrofit | Pomona | Pomona | 91766 | Host Customer is System Owner | 7 |  | 30004257 | Butler Sun Solutions, Inc. | SOLAR BUTLER | B-BT1-40-I | Indirect Forced Circulation (IF) | 43.72 |  | BT1 | Glycol | Advanced Controller with a Vacation or Holiday Mode | Solar Storage and Auxiliary Tanks are separate | 40 | 1 | 1 | 85 | Z09 | [18 empty] | Pomona | FALSE | 37.44 |  | 2011-06-01: 2019-03-13; 2011-08-03: 2019-03-15; 2011-09-20: 2019-03-18 | 2047 | 4680 | Up-front Payment
SCG-013379 | Single Family Residential - Disadvantaged Community | Domestic Hot Water | Gas | Southern California Gas Company | Incentive:Paid | 3731 | 29.85 |  | 1 | 125 |  | 125 |  | 2019-03-15 09:15 | 2019-03-19 | TITANIUM POWER INC | Retrofit | Pomona | Pomona | 91766 | Host Customer is System Owner | 7 |  | 30004257 | Butler Sun Solutions, Inc. | SOLAR BUTLER | B-BT1-40-I | Indirect Forced Circulation (IF) | 43.72 |  | BT1 | Glycol | Advanced Controller with a Vacation or Holiday Mode | Solar Storage and Auxiliary Tanks are separate | 40 | 1 | 1 | 85 | Z09 | [18 empty] | Pomona | FALSE | 30.24 |  | 2011-06-01: 2019-03-13; 2011-08-03: 2019-03-15; 2011-09-20: 2019-03-19 | 2047 | 3780 | Up-front Payment
SCG-013380 | Low Income Single Family Residential | Domestic Hot Water | Gas | Southern California Gas Company | Incentive:Paid | 4382 | 36.9 |  | 1 | 125 |  | 119 |  | 2019-03-15 09:16 | 2019-03-19 | TITANIUM POWER INC | Retrofit | Pomona | Pomona | 91767 | Host Customer is System Owner | 5 |  | 30004257 | Butler Sun Solutions, Inc. | SOLAR BUTLER | B-BT1-40-I | Indirect Forced Circulation (IF) | 43.72 |  | BT1 | Glycol | Advanced Controller with a Vacation or Holiday Mode | Solar Storage and Auxiliary Tanks are separate | 40 | 1 | 0.95 | 65 | Z09 | [18 empty] | Pomona | FALSE | 35.84 |  | 2011-06-01: 2019-03-13; 2011-08-03: 2019-03-15; 2011-09-20: 2019-03-19 | 2045 | 4480 | Up-front Payment
SCG-013381 | Low Income Single Family Residential | Domestic Hot Water | Gas | Southern California Gas Company | Incentive:Paid | 4613 | 36.9 |  | 1 | 125 |  | 125 |  | 2019-03-15 09:17 | 2019-03-19 | TITANIUM POWER INC | Retrofit | Pomona | Pomona | 91766 | Host Customer is System Owner | 4 |  | 30004257 | Butler Sun Solutions, Inc. | SOLAR BUTLER | B-BT1-40-I | Indirect Forced Circulation (IF) | 43.72 |  | BT1 | Glycol | Advanced Controller with a Vacation or Holiday Mode | Solar Storage and Auxiliary Tanks are separate | 40 | 1 | 1 | 55 | Z09 | [18 empty] | Pomona | FALSE | 37.44 |  | 2011-06-01: 2019-03-13; 2011-08-03: 2019-03-15; 2011-09-20: 2019-03-19 | 2047 | 4680 | Up-front Payment
SCG-013382 | Low Income Single Family Residential | Domestic Hot Water | Gas | Southern California Gas Company | Incentive:Paid | 4613 | 36.9 |  | 1 | 125 |  | 125 |  | 2019-03-15 09:10 | 2019-03-19 | TITANIUM POWER INC | Retrofit | Pomona | Pomona | 91767 | Host Customer is System Owner | 4 |  | 30004257 | Butler Sun Solutions, Inc. | SOLAR BUTLER | B-BT1-40-I | Indirect Forced Circulation (IF) | 43.72 |  | BT1 | Glycol | Advanced Controller with a Vacation or Holiday Mode | Solar Storage and Auxiliary Tanks are separate | 40 | 1 | 1 | 55 | Z09 | [18 empty] | Pomona | FALSE | 37.44 |  | 2011-06-01: 2019-03-13; 2011-08-03: 2019-03-15; 2011-09-20: 2019-03-19 | 2045 | 4680 | Up-front Payment
SCG-013383 | Single Family Residential - Disadvantaged Community | Domestic Hot Water | Gas | Southern California Gas Company | Incentive:Paid | 3731 | 29.85 |  | 1 | 125 |  | 125 |  | 2019-03-15 09:18 | 2019-03-19 | TITANIUM POWER INC | Retrofit | Pomona | Pomona | 91766 | Host Customer is System Owner | 4 |  | 30004257 | Butler Sun Solutions, Inc. | SOLAR BUTLER | B-BT1-40-I | Indirect Forced Circulation (IF) | 43.72 |  | BT1 | Glycol | Advanced Controller with a Vacation or Holiday Mode | Solar Storage and Auxiliary Tanks are separate | 40 | 1 | 1 | 55 | Z09 | [18 empty] | Pomona | FALSE | 30.24 |  | 2011-06-01: 2019-03-13; 2011-08-03: 2019-03-15; 2011-09-20: 2019-03-19 | 2045 | 3780 | Up-front Payment
SCG-013384 | Low Income Single Family Residential | Domestic Hot Water | Gas | Southern California Gas Company | Incentive:Paid | 4613 | 36.9 |  | 1 | 125 |  | 125 |  | 2019-03-18 13:32 | 2019-03-20 | TITANIUM POWER INC | Retrofit | Pomona | Pomona | 91766 | Host Customer is System Owner | 4 |  | 30004257 | Butler Sun Solutions, Inc. | SOLAR BUTLER | B-BT1-40-I | Indirect Forced Circulation (IF) | 43.72 |  | BT1 | Glycol | Advanced Controller with a Vacation or Holiday Mode | Solar Storage and Auxiliary Tanks are separate | 40 | 1 | 1 | 55 | Z09 | [18 empty] | Pomona | FALSE | 37.44 |  | 2011-06-01: 2019-03-14; 2011-08-03: 2019-03-18; 2011-09-20: 2019-03-20 | 2045 | 4680 | Up-front Payment
SCG-013385 | Low Income Single Family Residential | Domestic Hot Water | Gas | Southern California Gas Company | Incentive:Paid | 4613 | 36.9 |  | 1 | 125 |  | 125 |  | 2019-03-18 13:24 | 2019-03-20 | TITANIUM POWER INC | Retrofit | Pomona | Pomona | 91767 | Host Customer is System Owner | 6 |  | 30004257 | Butler Sun Solutions, Inc. | SOLAR BUTLER | B-BT1-40-I | Indirect Forced Circulation (IF) | 43.72 |  | BT1 | Glycol | Advanced Controller with a Vacation or Holiday Mode | Solar Storage and Auxiliary Tanks are separate | 40 | 1 | 1 | 75 | Z09 | [18 empty] | Pomona | FALSE | 37.44 |  | 2011-06-01: 2019-03-14; 2011-08-03: 2019-03-18; 2011-09-20: 2019-03-20 | 2045 | 4680 | Up-front Payment
SCG-013386 | Low Income Single Family Residential | Domestic Hot Water | Gas | Southern California Gas Company | Incentive:Paid | 4382 | 36.9 |  | 1 | 125 |  | 119 |  | 2019-03-18 13:25 | 2019-03-20 | TITANIUM POWER INC | Retrofit | Pomona | Pomona | 91766 | Host Customer is System Owner | 4 |  | 30004257 | Butler Sun Solutions, Inc. | SOLAR BUTLER | B-BT1-40-I | Indirect Forced Circulation (IF) | 43.72 |  | BT1 | Glycol | Advanced Controller with a Vacation or Holiday Mode | Solar Storage and Auxiliary Tanks are separate | 40 | 1 | 0.95 | 55 | Z09 | [18 empty] | Pomona | FALSE | 35.84 |  | 2011-06-01: 2019-03-14; 2011-08-03: 2019-03-18; 2011-09-20: 2019-03-20 | 2045 | 4480 | Up-front Payment
SCG-013387 | Low Income Single Family Residential | Domestic Hot Water | Gas | Southern California Gas Company | Incentive:Paid | 3690 | 36.9 |  | 1 | 125 |  | 100 |  | 2019-03-18 13:27 | 2019-03-20 | TITANIUM POWER INC | Retrofit | Pomona | Pomona | 91768 | Host Customer is System Owner | 4 |  | 30004257 | Butler Sun Solutions, Inc. | SOLAR BUTLER | B-BT1-40-I | Indirect Forced Circulation (IF) | 43.72 |  | BT1 | Glycol | Advanced Controller with a Vacation or Holiday Mode | Solar Storage and Auxiliary Tanks are separate | 40 | 1 | 0.8 | 55 | Z09 | [18 empty] | Pomona | FALSE | 30.04 |  | 2011-06-01: 2019-03-14; 2011-08-03: 2019-03-18; 2011-09-20: 2019-03-20 | 2045 | 3755 | Up-front Payment
SCG-013388 | Low Income Single Family Residential | Domestic Hot Water | Gas | Southern California Gas Company | Incentive:Paid | 3230 | 36.9 |  | 1 | 125 |  | 106 |  | 2019-03-18 13:27 | 2019-03-28 | TITANIUM POWER INC | Retrofit | Pomona | Pomona | 91766 | Host Customer is System Owner | 6 |  | 30004257 | Butler Sun Solutions, Inc. | SOLAR BUTLER | B-BT1-40-I | Indirect Forced Circulation (IF) | 43.72 |  | BT1 | Glycol | Advanced Controller with a Vacation or Holiday Mode | Solar Storage and Auxiliary Tanks are separate | 40 | 1 | 0.85 | 75 | Z09 | [18 empty] | Pomona | FALSE | 25.84 |  | 2011-06-01: 2019-03-14; 2011-08-03: 2019-03-18; 2011-09-20: 2019-03-28 | 2035 | 3230 | Up-front Payment
SCG-013389 | Low Income Single Family Residential | Domestic Hot Water | Gas | Southern California Gas Company | Incentive:Paid | 4613 | 36.9 |  | 1 | 125 |  | 125 |  | 2019-03-18 13:28 | 2019-03-20 | TITANIUM POWER INC | Retrofit | Pomona | Pomona | 91767 | Host Customer is System Owner | 8 |  | 30004257 | Butler Sun Solutions, Inc. | SOLAR BUTLER | B-BT1-40-I | Indirect Forced Circulation (IF) | 43.72 |  | BT1 | Glycol | Advanced Controller with a Vacation or Holiday Mode | Solar Storage and Auxiliary Tanks are separate | 40 | 1 | 1 | 95 | Z09 | [18 empty] | Pomona | FALSE | 37.44 |  | 2011-06-01: 2019-03-14; 2011-08-03: 2019-03-18; 2011-09-20: 2019-03-20 | 2045 | 4680 | Up-front Payment
SCG-013390 | Single Family Residential - Disadvantaged Community | Domestic Hot Water | Gas | Southern California Gas Company | Incentive:Paid | 3731 | 29.85 |  | 1 | 125 |  | 125 |  | 2019-03-18 13:29 | 2019-03-25 | TITANIUM POWER INC | Retrofit | Pomona | Pomona | 91766 | Host Customer is System Owner | 6 |  | 30004257 | Butler Sun Solutions, Inc. | SOLAR BUTLER | B-BT1-40-I | Indirect Forced Circulation (IF) | 43.72 |  | BT1 | Glycol | Advanced Controller with a Vacation or Holiday Mode | Solar Storage and Auxiliary Tanks are separate | 40 | 1 | 1 | 75 | Z09 | [18 empty] | Pomona | FALSE | 30.24 |  | 2011-06-01: 2019-03-14; 2011-08-03: 2019-03-18; 2011-09-20: 2019-03-25 | 2040 | 3780 | Up-front Payment
SCG-013391 | Low Income Single Family Residential | Domestic Hot Water | Gas | Southern California Gas Company | Incentive:Paid | 4613 | 36.9 |  | 1 | 125 |  | 125 |  | 2019-03-18 13:34 | 2019-03-25 | TITANIUM POWER INC | Retrofit | Pomona | Pomona | 91766 | Host Customer is System Owner | 5 |  | 30004257 | Butler Sun Solutions, Inc. | SOLAR BUTLER | B-BT1-40-I | Indirect Forced Circulation (IF) | 43.72 |  | BT1 | Glycol | Advanced Controller with a Vacation or Holiday Mode | Solar Storage and Auxiliary Tanks are separate | 40 | 1 | 1 | 65 | Z09 | [18 empty] | Pomona | FALSE | 37.44 |  | 2011-06-01: 2019-03-14; 2011-08-03: 2019-03-18; 2011-09-20: 2019-03-25 | 2040 | 4680 | Up-front Payment
SCG-013392 | Single Family Residential - Disadvantaged Community | Domestic Hot Water | Gas | Southern California Gas Company | Incentive:Paid | 2985 | 29.85 |  | 1 | 125 |  | 100 |  | 2019-03-19 15:26 | 2019-04-05 | TITANIUM POWER INC | Retrofit | Pomona | Pomona | 91766 | Host Customer is System Owner | 8 |  | 30004257 | Butler Sun Solutions, Inc. | SOLAR BUTLER | B-BT1-40-I | Indirect Forced Circulation (IF) | 43.72 |  | BT1 | Glycol | Advanced Controller with a Vacation or Holiday Mode | Solar Storage and Auxiliary Tanks are separate | 40 | 1 | 0.8 | 95 | Z09 | [18 empty] | Pomona | FALSE | 24.64 |  | 2011-06-01: 2019-03-14; 2011-08-03: 2019-03-19; 2011-09-20: 2019-04-05 | 2026 | 3080 | Up-front Payment
SCG-013393 | Multifamily Residential - Disadvantaged Community | Domestic Hot Water | Gas | Southern California Gas Company | Incentive:Paid | 28004 | 20.19 |  | 1 | 1387 |  | 1387 |  | 2019-04-25 15:32 | 2019-06-06 | SAMUEL MOORE | Retrofit | Los Angeles | Los Angeles | 90047 | Host Customer is System Owner | [7 empty] | 473.3 | 47.33 |  | Glycol | Steam Back | Solar Storage with Tankless Auxiliary Water Heater |  | 1 | 1 | 1170 | Z08 | 80 | Beds | Retirement/Nursing Homes | 10001909 | 10 | 5 | 480 | 4 | 0 | 0 | 199000 | TRUE | 140 | 140 |  | RESOL - DeltaSol BX |  | RESOL - DeltaSol BX | Los Angeles , Los Angeles , california | FALSE | 27.57 |  | 2019-03-14 |  | 2019-04-25 | 2019-06-06 | 2021-10-04 | 2021-10-25 | 1081 | 38235 | Up-front Payment
SCG-013394 | Low Income Single Family Residential | Domestic Hot Water | Gas | Southern California Gas Company | Incentive:Paid | 4613 | 36.9 |  | 1 | 125 |  | 125 |  | 2019-03-25 11:36 | 2019-03-29 | TITANIUM POWER INC | Retrofit | Pomona | Pomona | 91766 | Host Customer is System Owner | 5 |  | 30004257 | Butler Sun Solutions, Inc. | SOLAR BUTLER | B-BT1-40-I | Indirect Forced Circulation (IF) | 43.72 |  | BT1 | Glycol | Advanced Controller with a Vacation or Holiday Mode | Solar Storage and Auxiliary Tanks are separate | 40 | 1 | 1 | 65 | Z09 | [18 empty] | Pomona | FALSE | 37.44 |  | 2011-06-01: 2019-03-15; 2011-08-03: 2019-03-25; 2011-09-20: 2019-03-29 | 2026 | 4680 | Up-front Payment
SCG-013395 | Low Income Single Family Residential | Domestic Hot Water | Gas | Southern California Gas Company | Incentive:Paid | 3921 | 36.9 |  | 1 | 125 |  | 106 |  | 2019-03-18 13:55 | 2019-03-20 | TITANIUM POWER INC | Retrofit | Pomona | Pomona | 91767 | Host Customer is System Owner | 5 |  | 30004257 | Butler Sun Solutions, Inc. | SOLAR BUTLER | B-BT1-40-I | Indirect Forced Circulation (IF) | 43.72 |  | BT1 | Glycol | Advanced Controller with a Vacation or Holiday Mode | Solar Storage and Auxiliary Tanks are separate | 40 | 1 | 0.85 | 65 | Z09 | [18 empty] | Pomona | FALSE | 31.84 |  | 2011-06-01: 2019-03-15; 2011-08-03: 2019-03-18; 2011-09-20: 2019-03-20 | 2045 | 3980 | Up-front Payment
SCG-013396 | Low Income Single Family Residential | Domestic Hot Water | Gas | Southern California Gas Company | Incentive:Paid | 4613 | 36.9 |  | 1 | 125 |  | 125 |  | 2019-03-19 15:30 | 2019-03-21 | TITANIUM POWER INC | Retrofit | Pomona | Pomona | 91766 | Host Customer is System Owner | 5 |  | 30004257 | Butler Sun Solutions, Inc. | SOLAR BUTLER | B-BT1-40-I | Indirect Forced Circulation (IF) | 43.72 |  | BT1 | Glycol | Advanced Controller with a Vacation or Holiday Mode | Solar Storage and Auxiliary Tanks are separate | 40 | 1 | 1 | 65 | Z09 | [18 empty] | Pomona | FALSE | 37.44 |  | 2011-06-01: 2019-03-15; 2011-08-03: 2019-03-19; 2011-09-20: 2019-03-21 | 2045 | 4680 | Up-front Payment
SCG-013397 | Low Income Single Family Residential | Domestic Hot Water | Gas | Southern California Gas Company | Incentive:Canceled | 3459 | 36.9 |  | 1 | 125 |  | 94 |  | 2019-03-18 13:52 |  | TITANIUM POWER INC | Retrofit | Pomona | Pomona | 91766 | Host Customer is System Owner | 4 |  | 30004257 | Butler Sun Solutions, Inc. | SOLAR BUTLER | B-BT1-40-I | Indirect Forced Circulation (IF) | 43.72 |  | BT1 | Glycol | Advanced Controller with a Vacation or Holiday Mode | Solar Storage and Auxiliary Tanks are separate | 40 | 1 | 0.75 | 55 | Z09 | [18 empty] | Pomona | FALSE | 28.24 |  | 2011-06-01: 2019-03-15; 2011-08-03: 2019-03-18 | 2041 | 3530 | Up-front Payment
SCG-013398 | Low Income Single Family Residential | Domestic Hot Water | Gas | Southern California Gas Company | Incentive:Paid | 4613 | 36.9 |  | 1 | 125 |  | 125 |  | 2019-03-19 15:23 | 2019-03-21 | TITANIUM POWER INC | Retrofit | Pomona | Pomona | 91768 | Host Customer is System Owner | 8 |  | 30004257 | Butler Sun Solutions, Inc. | SOLAR BUTLER | B-BT1-40-I | Indirect Forced Circulation (IF) | 43.72 |  | BT1 | Glycol | Advanced Controller with a Vacation or Holiday Mode | Solar Storage and Auxiliary Tanks are separate | 40 | 1 | 1 | 95 | Z09 | [18 empty] | Pomona | FALSE | 37.44 |  | 2011-06-01: 2019-03-15; 2011-08-03: 2019-03-19; 2011-09-20: 2019-03-21 | 2045 | 4680 | Up-front Payment
SCG-013399 | Low Income Single Family Residential | Domestic Hot Water | Gas | Southern California Gas Company | Incentive:Paid | 4382 | 36.9 |  | 1 | 125 |  | 119 |  | 2019-03-18 13:49 | 2019-03-20 | TITANIUM POWER INC | Retrofit | Pomona | Pomona | 91768 | Host Customer is System Owner | 6 |  | 30004257 | Butler Sun Solutions, Inc. | SOLAR BUTLER | B-BT1-40-I | Indirect Forced Circulation (IF) | 43.72 |  | BT1 | Glycol | Advanced Controller with a Vacation or Holiday Mode | Solar Storage and Auxiliary Tanks are separate | 40 | 1 | 0.95 | 75 | Z09 | [18 empty] | Pomona | FALSE | 35.84 |  | 2011-06-01: 2019-03-15; 2011-08-03: 2019-03-18; 2011-09-20: 2019-03-20 | 2045 | 4480 | Up-front Payment
SCG-013400 | Low Income Single Family Residential | Domestic Hot Water | Gas | Southern California Gas Company | Incentive:Paid | 5387 | 36.9 |  | 1 | 146 |  | 146 |  | 2019-04-08 15:50 | 2019-04-09 | DOCTOR PIPER INC | Retrofit | Sylmar | Los Angeles | 91342 | Host Customer is System Owner | 5 |  | 2001001C | SunEarth, Inc. | SOLARAY | TE48P-80-2G | Indirect Forced Circulation (IF) | 49.3 |  | EP-24 / EP-24-0.75 |  |  | Solar Storage and Auxiliary Tanks are separate | 80 | 1 | 1 | 65 | Z09 | [18 empty] | City of Los Angeles | FALSE | 36.97 |  | 2011-06-01: 2019-03-15; 2011-08-03: 2019-04-08; 2011-09-20: 2019-04-09 | 2025 | 5397 | Up-front Payment
SCG-013401 | Single Family Residential - Disadvantaged Community | Domestic Hot Water | Gas | Southern California Gas Company | Incentive:Paid | 3731 | 29.85 |  | 1 | 125 |  | 125 |  | 2019-03-18 13:47 | 2019-03-20 | TITANIUM POWER INC | Retrofit | Pomona | Pomona | 91767 | Host Customer is System Owner | 6 |  | 30004257 | Butler Sun Solutions, Inc. | SOLAR BUTLER | B-BT1-40-I | Indirect Forced Circulation (IF) | 43.72 |  | BT1 | Glycol | Advanced Controller with a Vacation or Holiday Mode | Solar Storage and Auxiliary Tanks are separate | 40 | 1 | 1 | 75 | Z09 | [18 empty] | Pomona | FALSE | 30.24 |  | 2011-06-01: 2019-03-15; 2011-08-03: 2019-03-18; 2011-09-20: 2019-03-20 | 2045 | 3780 | Up-front Payment
SCG-013402 | Low Income Single Family Residential | Domestic Hot Water | Gas | Southern California Gas Company | Incentive:Paid | 4613 | 36.9 |  | 1 | 125 |  | 125 |  | 2019-03-19 15:25 | 2019-03-21 | TITANIUM POWER INC | Retrofit | Pomona | Pomona | 91766 | Host Customer is System Owner | 5 |  | 30004257 | Butler Sun Solutions, Inc. | SOLAR BUTLER | B-BT1-40-I | Indirect Forced Circulation (IF) | 43.72 |  | BT1 | Glycol | Advanced Controller with a Vacation or Holiday Mode | Solar Storage and Auxiliary Tanks are separate | 40 | 1 | 1 | 65 | Z09 | [18 empty] | Pomona | FALSE | 37.44 |  | 2011-06-01: 2019-03-15; 2011-08-03: 2019-03-19; 2011-09-20: 2019-03-21 | 2045 | 4680 | Up-front Payment
SCG-013403 | Low Income Single Family Residential | Domestic Hot Water | Gas | Southern California Gas Company | Incentive:Paid | 5387 | 36.9 |  | 1 | 146 |  | 146 |  | 2019-03-26 14:03 | 2019-04-08 | DOCTOR PIPER INC | Retrofit | Van Nuys | Los Angeles | 91411 | Host Customer is System Owner | 4 |  | 2001001C | SunEarth, Inc. | SOLARAY | TE48P-80-2G | Indirect Forced Circulation (IF) | 49.3 |  | EP-24 / EP-24-0.75 | Glycol | Steam Back | Solar Storage and Auxiliary Tanks are separate | 80 | 1 | 1 | 55 | Z09 | [18 empty] | City of Los Angeles | FALSE | 36.97 |  | 2011-06-01: 2019-03-15; 2011-08-03: 2019-03-26; 2011-09-20: 2019-04-08 | 2026 | 5397 | Up-front Payment
SCG-013404 | Low Income Single Family Residential | Domestic Hot Water | Gas | Southern California Gas Company | Incentive:Paid | 4613 | 36.9 |  | 1 | 125 |  | 125 |  | 2019-03-19 15:20 | 2019-03-21 | TITANIUM POWER INC | Retrofit | Pomona | Pomona | 91768 | Host Customer is System Owner | 9 |  | 30004257 | Butler Sun Solutions, Inc. | SOLAR BUTLER | B-BT1-40-I | Indirect Forced Circulation (IF) | 43.72 |  | BT1 | Glycol | Advanced Controller with a Vacation or Holiday Mode | Solar Storage and Auxiliary Tanks are separate | 40 | 1 | 1 | 105 | Z09 | [18 empty] | Pomona | FALSE | 37.44 |  | 2011-06-01: 2019-03-15; 2011-08-03: 2019-03-19; 2011-09-20: 2019-03-21 | 2042 | 4680 | Up-front Payment
SCG-013405 | Low Income Single Family Residential | Domestic Hot Water | Gas | Southern California Gas Company | Incentive:Paid | 5387 | 36.9 |  | 1 | 146 |  | 146 |  | 2019-04-17 10:22 | 2019-04-18 | DOCTOR PIPER INC | Retrofit | Pacoima | Los Angeles | 91331 | Host Customer is System Owner | 3 |  | 2001001C | SunEarth, Inc. | SOLARAY | TE48P-80-2G | Indirect Forced Circulation (IF) | 49.3 |  | EP-24 / EP-24-0.75 | Glycol | Steam Back | Solar Storage and Auxiliary Tanks are separate | 80 | 1 | 1 | 45 | Z09 | [18 empty] | City of Los Angeles | FALSE | 36.97 |  | 2011-06-01: 2019-03-15; 2011-08-03: 2019-04-17; 2011-09-20: 2019-04-18 | 2011 | 5397 | Up-front Payment
SCG-013406 | Low Income Single Family Residential | Domestic Hot Water | Gas | Southern California Gas Company | Incentive:Paid | 5387 | 36.9 |  | 1 | 146 |  | 146 |  | 2019-04-09 16:21 | 2019-04-10 | DOCTOR PIPER INC | Retrofit | Van Nuys | Los Angeles | 91406 | Host Customer is System Owner | 5 |  | 2001001C | SunEarth, Inc. | SOLARAY | TE48P-80-2G | Indirect Forced Circulation (IF) | 49.3 |  | EP-24 / EP-24-0.75 | Glycol | Steam Back | Solar Storage and Auxiliary Tanks are separate | 80 | 1 | 1 | 65 | Z09 | [18 empty] | City of Los Angeles | FALSE | 36.97 |  | 2011-06-01: 2019-03-18; 2011-08-03: 2019-04-09; 2011-09-20: 2019-04-10 | 2024 | 5397 | Up-front Payment
SCG-013407 | Low Income Single Family Residential | Domestic Hot Water | Gas | Southern California Gas Company | Incentive:Paid | 5397 | 36.9 |  | 1 | 149 |  | 149 |  | 2019-05-22 15:46 | 2019-11-21 | DOCTOR PIPER INC | Retrofit | Sylmar | Los Angeles | 91342 | Host Customer is System Owner | 4 |  | 30004296 | SunEarth, Inc. | SOLARAY | TE40T-80-2G | Indirect Forced Circulation (IF) | 40.95 |  | TRB-40 | Glycol | Steam Back | Solar Storage and Auxiliary Tanks are separate | 80 | 1 | 1 | 55 | Z09 | [18 empty] | City of Los Angeles | FALSE | 36.22 |  | 2011-06-01: 2019-03-18; 2011-08-03: 2019-05-22; 2011-09-20: 2019-11-21 | 1796 | 5397 | Up-front Payment
PGE-013408 | Low Income Single Family Residential | Domestic Hot Water | Gas | Pacific Gas and Electric | Incentive:Paid | 4782 | 36.9 |  | 1 | 147 |  | 135 |  | 2021-10-05 12:02 | 2021-10-28 | COMMUNITY RESOURCE PROJECT INC | Retrofit | Sacramento | Sacramento | 95841 | Host Customer is System Owner | 7 |  | 2010017C | Alternate Energy Technologies | EAGLESUN | DBS-G2-80-64 | Indirect Forced Circulation (IF) | 65.34 |  | MSC-32 | Automatic Drainback |  | Solar Storage and Auxiliary Tanks are separate | 80 | 0.92 | 1 | 85 | Z12 | [18 empty] | County of Sacramento | FALSE | 41.04 |  | 2019-03-18 | 2021-10-14 |  |  | 2021-10-05 | 2021-10-28 | 1074 | 6032.35 | Up-front Payment
PGE-013409 | Single Family Residential | Domestic Hot Water | Gas | Pacific Gas and Electric | Incentive:Paid | 3124 | 29.85 |  | 1 | 109 |  | 105 |  | 2019-09-03 12:43 | 2019-09-13 | OXYPOWER INC | Retrofit | Alameda | Alameda | 94501 | Host Customer is System Owner | 2 |  | 2009036I | Heliodyne, Inc. | HELIOPAK | HPAK 016 1 408 G 80 ACD Z | Indirect Forced Circulation (IF) | 32.22 |  | 408 001 | Glycol | Pressure Stagnation Protection (PSP) | Solar Storage and Auxiliary Tanks are separate | 80 | 0.96 | 1 | 35 | Z03 | [18 empty] | City of Alameda | FALSE | 127.24 |  | 2011-06-01: 2019-03-18; 2011-08-03: 2019-09-03; 2011-09-20: 2019-09-13 | 1843 | 13869 | Up-front Payment
PGE-013410 | Single Family Residential | Domestic Hot Water | Gas | Pacific Gas and Electric | Incentive:Paid | 3543 | 29.85 |  | 1 | 147 |  | 119 |  | 2021-10-05 12:00 | 2021-10-14 | COMMUNITY RESOURCE PROJECT INC | Retrofit | Sacramento | Sacramento | 95838 | Host Customer is System Owner | 3 |  | 2010017C | Alternate Energy Technologies | EAGLESUN | DBS-G2-80-64 | Indirect Forced Circulation (IF) | 65.34 |  | MSC-32 | Automatic Drainback | Drainback (Water) | Solar Storage and Auxiliary Tanks are separate | 80 | 0.95 | 0.85 | 45 | Z12 | [18 empty] | City of Sacramento | FALSE | 43.47 |  | 2011-06-01: 2019-03-19; 2011-08-03: 2021-10-05; 2011-09-20: 2021-10-14 | 1096 | 6390.66 | Up-front Payment
SCG-013413 | Single Family Residential | Domestic Hot Water | Gas | Southern California Gas Company | Incentive:Paid | 3519 | 29.85 |  | 1 | 131 |  | 118 |  | 2019-03-20 14:52 | 2019-04-29 | ALTADENA ENERGY & SOLAR INC | Retrofit | Los Angeles | Los Angeles | 90049 | Host Customer is System Owner | 4 |  | 2011077A | Apricus Inc. | APSS_CLOSED_AP30_FTB-1 STD-G | APSS_CLOSED_AP30_FTB-1 STD-G | Indirect Forced Circulation (IF) | 47.33 |  | ETC-30 / ETC-30C | Glycol | Advanced Controller with a Thermal Cycling Function | Solar Storage and Auxiliary Tanks are separate | 120 | 1 | 0.9 | 55 | Z06 | [18 empty] | 18042-90000-20109 | FALSE | 83.97 |  | 2011-06-01: 2019-03-19; 2011-08-03: 2019-03-20; 2011-09-20: 2019-04-29 | 2005 | 11000 | Up-front Payment
SCG-013414 | Low Income Single Family Residential | Domestic Hot Water | Gas | Southern California Gas Company | Incentive:Paid | 5320 | 36.9 |  | 1 | 149 |  | 149 |  | 2019-03-21 12:32 | 2019-03-22 | MAC GREINE ENERGY CORP | Retrofit | los angeles | Los Angeles | 90044 | Host Customer is System Owner | 4 |  | 30004247 | Heliodyne, Inc. | HELIO-PAS | HPAS 1 410 G 80 AC D Z | Indirect Forced Circulation (IF) | 40.17 |  | 410 001 | Glycol | Pressure Stagnation Protection (PSP) | Solar Storage and Auxiliary Tanks are separate | 80 | 1 | 1 | 55 | Z08 | [18 empty] | city of los angeles | FALSE | 35.7 |  | 2011-06-01: 2019-03-20; 2011-08-03: 2019-03-21; 2011-09-20: 2019-03-22 | 2040 | 5320 | Up-front Payment
SCG-013415 | Low Income Single Family Residential | Domestic Hot Water | Gas | Southern California Gas Company | Incentive:Paid | 3921 | 36.9 |  | 1 | 125 |  | 106 |  | 2019-03-22 08:31 | 2019-03-25 | TITANIUM POWER INC | Retrofit | Pomona | Pomona | 91766 | Host Customer is System Owner | 4 |  | 30004257 | Butler Sun Solutions, Inc. | SOLAR BUTLER | B-BT1-40-I | Indirect Forced Circulation (IF) | 43.72 |  | BT1 | Glycol | Advanced Controller with a Vacation or Holiday Mode | Solar Storage and Auxiliary Tanks are separate | 40 | 1 | 0.85 | 55 | Z09 | [18 empty] | Pomona | FALSE | 31.84 |  | 2011-06-01: 2019-03-20; 2011-08-03: 2019-03-22; 2011-09-20: 2019-03-25 | 2040 | 3980 | Up-front Payment
SCG-013416 | Low Income Single Family Residential | Domestic Hot Water | Gas | Southern California Gas Company | Incentive:Paid | 4613 | 36.9 |  | 1 | 125 |  | 125 |  | 2019-03-22 08:23 | 2019-03-25 | TITANIUM POWER INC | Retrofit | Pomona | Pomona | 91766 | Host Customer is System Owner | 7 |  | 30004257 | Butler Sun Solutions, Inc. | SOLAR BUTLER | B-BT1-40-I | Indirect Forced Circulation (IF) | 43.72 |  | BT1 | Glycol | Advanced Controller with a Vacation or Holiday Mode | Solar Storage and Auxiliary Tanks are separate | 40 | 1 | 1 | 85 | Z09 | [18 empty] | Pomona | FALSE | 37.44 |  | 2011-06-01: 2019-03-20; 2011-08-03: 2019-03-22; 2011-09-20: 2019-03-25 | 2040 | 4680 | Up-front Payment
SCG-013417 | Low Income Single Family Residential | Domestic Hot Water | Gas | Southern California Gas Company | Incentive:Paid | 3690 | 36.9 |  | 1 | 125 |  | 100 |  | 2019-03-22 08:32 | 2019-03-25 | TITANIUM POWER INC | Retrofit | Pomona | Pomona | 91766 | Host Customer is System Owner | 4 |  | 30004257 | Butler Sun Solutions, Inc. | SOLAR BUTLER | B-BT1-40-I | Indirect Forced Circulation (IF) | 43.72 |  | BT1 | Glycol | Advanced Controller with a Vacation or Holiday Mode | Solar Storage and Auxiliary Tanks are separate | 40 | 1 | 0.8 | 55 | Z09 | [18 empty] | Pomona | FALSE | 30.24 |  | 2011-06-01: 2019-03-20; 2011-08-03: 2019-03-22; 2011-09-20: 2019-03-25 | 2040 | 3780 | Up-front Payment
SCG-013418 | Low Income Single Family Residential | Domestic Hot Water | Gas | Southern California Gas Company | Incentive:Paid | 3459 | 36.9 |  | 1 | 125 |  | 94 |  | 2019-03-22 08:38 | 2019-03-25 | TITANIUM POWER INC | Retrofit | Pomona | Pomona | 91766 | Host Customer is System Owner | 5 |  | 30004257 | Butler Sun Solutions, Inc. | SOLAR BUTLER | B-BT1-40-I | Indirect Forced Circulation (IF) | 43.72 |  | BT1 | Glycol | Advanced Controller with a Vacation or Holiday Mode | Solar Storage and Auxiliary Tanks are separate | 40 | 1 | 0.75 | 65 | Z09 | [18 empty] | Pomona | FALSE | 28.64 |  | 2011-06-01: 2019-03-20; 2011-08-03: 2019-03-22; 2011-09-20: 2019-03-25 | 2040 | 3580 | Up-front Payment
SCG-013419 | Low Income Single Family Residential | Domestic Hot Water | Gas | Southern California Gas Company | Incentive:Paid | 3921 | 36.9 |  | 1 | 125 |  | 106 |  | 2019-03-22 08:40 | 2019-03-25 | TITANIUM POWER INC | Retrofit | Pomona | Pomona | 91766 | Host Customer is System Owner | 4 |  | 30004257 | Butler Sun Solutions, Inc. | SOLAR BUTLER | B-BT1-40-I | Indirect Forced Circulation (IF) | 43.72 |  | BT1 | Glycol | Advanced Controller with a Vacation or Holiday Mode | Solar Storage and Auxiliary Tanks are separate | 40 | 1 | 0.85 | 55 | Z09 | [18 empty] | Pomona | FALSE | 31.84 |  | 2011-06-01: 2019-03-20; 2011-08-03: 2019-03-22; 2011-09-20: 2019-03-25 | 2040 | 3980 | Up-front Payment
SCG-013420 | Low Income Single Family Residential | Domestic Hot Water | Gas | Southern California Gas Company | Incentive:Canceled | 3980 | 36.9 |  | 1 | 125 |  | 125 |  | 2019-03-22 08:28 |  | TITANIUM POWER INC | Retrofit | Pomona | Pomona | 91766 | Host Customer is System Owner | 5 |  | 30004257 | Butler Sun Solutions, Inc. | SOLAR BUTLER | B-BT1-40-I | Indirect Forced Circulation (IF) | 43.72 |  | BT1 | Glycol | Advanced Controller with a Vacation or Holiday Mode | Solar Storage and Auxiliary Tanks are separate | 40 | 1 | 1 | 65 | Z09 | [18 empty] | Pomona | FALSE | 31.84 |  | 2011-06-01: 2019-03-20; 2011-06-21: 2019-04-18; 2011-08-03: 2019-03-22 | 2019 | 3980 | Up-front Payment
SCG-013421 | Low Income Single Family Residential | Domestic Hot Water | Gas | Southern California Gas Company | Incentive:Paid | 4613 | 36.9 |  | 1 | 125 |  | 125 |  | 2019-03-22 08:55 | 2019-03-26 | TITANIUM POWER INC | Retrofit | Pomona | Pomona | 91766 | Host Customer is System Owner | 6 |  | 30004257 | Butler Sun Solutions, Inc. | SOLAR BUTLER | B-BT1-40-I | Indirect Forced Circulation (IF) | 43.72 |  | BT1 | Glycol | Advanced Controller with a Vacation or Holiday Mode | Solar Storage and Auxiliary Tanks are separate | 40 | 1 | 1 | 75 | Z09 | [18 empty] | Pomona | FALSE | 37.44 |  | 2011-06-01: 2019-03-20; 2011-08-03: 2019-03-22; 2011-09-20: 2019-03-26 | 2039 | 4680 | Up-front Payment
SCG-013422 | Low Income Single Family Residential | Domestic Hot Water | Gas | Southern California Gas Company | Incentive:Paid | 4613 | 36.9 |  | 1 | 125 |  | 125 |  | 2019-03-22 08:22 | 2019-03-26 | TITANIUM POWER INC | Retrofit | Pomona | Pomona | 91766 | Host Customer is System Owner | 5 |  | 30004257 | Butler Sun Solutions, Inc. | SOLAR BUTLER | B-BT1-40-I | Indirect Forced Circulation (IF) | 43.72 |  | BT1 | Glycol | Advanced Controller with a Vacation or Holiday Mode | Solar Storage and Auxiliary Tanks are separate | 40 | 1 | 1 | 65 | Z09 | [18 empty] | Pomona | FALSE | 37.44 |  | 2011-06-01: 2019-03-20; 2011-08-03: 2019-03-22; 2011-09-20: 2019-03-26 | 2039 | 4680 | Up-front Payment
SCG-013423 | Low Income Single Family Residential | Domestic Hot Water | Gas | Southern California Gas Company | Incentive:Paid | 5397 | 36.9 |  | 1 | 149 |  | 149 |  | 2019-05-22 16:04 | 2019-11-25 | DOCTOR PIPER INC | Retrofit | Van Nuys | Los Angeles | 91406 | Host Customer is System Owner | 4 |  | 30004296 | SunEarth, Inc. | SOLARAY | TE40T-80-2G | Indirect Forced Circulation (IF) | 40.95 |  | TRB-40 | Glycol | Steam Back | Solar Storage and Auxiliary Tanks are separate | 80 | 1 | 1 | 55 | Z09 | [18 empty] | City of Los Angeles | FALSE | 36.22 |  | 2011-06-01: 2019-03-20; 2011-08-03: 2019-05-22; 2011-09-20: 2019-11-25 | 1796 | 5397 | Up-front Payment
SCG-013424 | Single Family Residential | Domestic Hot Water | Gas | Southern California Gas Company | Incentive:Paid | 4366 | 29.85 |  | 1 | 149 |  | 149 |  | 2019-05-28 20:27 | 2019-06-28 | DOCTOR PIPER INC | Retrofit | Van Nuys | Los Angeles | 91406 | Host Customer is System Owner | 6 |  | 30004296 | SunEarth, Inc. | SOLARAY | TE40T-80-2G | Indirect Forced Circulation (IF) | 40.95 |  | TRB-40 | Glycol | Steam Back | Solar Storage and Auxiliary Tanks are separate | 80 | 1 | 1 | 75 | Z09 | [18 empty] | City of Los Angeles | FALSE | 36.22 |  | 2011-06-01: 2019-03-20; 2011-08-03: 2019-05-28; 2011-09-20: 2019-06-28 | 1927 | 5397 | Up-front Payment
SCG-013425 | Low Income Single Family Residential | Domestic Hot Water | Gas | Southern California Gas Company | Incentive:Paid | 5397 | 36.9 |  | 1 | 149 |  | 149 |  | 2019-05-07 14:13 | 2019-06-06 | DOCTOR PIPER INC | Retrofit | San Fernando | Los Angeles | 91340 | Host Customer is System Owner | 5 |  | 30004296 | SunEarth, Inc. | SOLARAY | TE40T-80-2G | Indirect Forced Circulation (IF) | 40.95 |  | TRB-40 | Glycol | Steam Back | Solar Storage and Auxiliary Tanks are separate | 80 | 1 | 1 | 65 | Z09 | [18 empty] | City of San Fernando | FALSE | 36.22 |  | 2011-06-01: 2019-03-20; 2011-08-03: 2019-05-07; 2011-09-20: 2019-06-06 | 1964 | 5397 | Up-front Payment
SCG-013426 | Low Income Single Family Residential | Domestic Hot Water | Gas | Southern California Gas Company | Incentive:Paid | 5397 | 36.9 |  | 1 | 149 |  | 149 |  | 2019-05-07 13:49 | 2019-06-06 | DOCTOR PIPER INC | Retrofit | San Fernando | Los Angeles | 91340 | Host Customer is System Owner | 4 |  | 30004296 | SunEarth, Inc. | SOLARAY | TE40T-80-2G | Indirect Forced Circulation (IF) | 40.95 |  | TRB-40 | Glycol | Steam Back | Solar Storage and Auxiliary Tanks are separate | 80 | 1 | 1 | 55 | Z09 | [18 empty] | City of San Fernando | FALSE | 36.22 |  | 2011-06-01: 2019-03-20; 2011-08-03: 2019-05-07; 2011-09-20: 2019-06-06 | 1964 | 5397 | Up-front Payment
PGE-013427 | Single Family Residential | Domestic Hot Water | Gas | Pacific Gas and Electric | Incentive:Canceled |  | 29.85 |  | 1 | 96 |  | 91 |  |  |  | ACR SOLAR INTERNATIONAL CORP | Retrofit | Elk Grove | Sacramento | 95757 | Host Customer is System Owner | 5 |  | 2001019A | ACR Solar International | SKYLINE SYSTEM 5 | 200152C80EX2TG | Indirect Forced Circulation (IF) | 40.64 |  | 20-01 | Glycol | Advanced Controller with a Vacation or Holiday Mode | Solar Storage and Auxiliary Tanks are separate | 80 | 1 | 0.95 | 65 | Z12 | [18 empty] | Elk Grove | FALSE | 72.92 |  | 2011-06-01: 2019-03-20 | 2040 | 7000 | Up-front Payment
PGE-013428 | Single Family Residential | Domestic Hot Water | Gas | Pacific Gas and Electric | Incentive:Paid | 3905 | 29.85 |  | 1 | 147 |  | 131 |  | 2021-10-29 11:20 | 2021-11-02 | COMMUNITY RESOURCE PROJECT INC | Retrofit | Sacramento | Sacramento | 95838 | Host Customer is System Owner | 4 |  | 2010017C | Alternate Energy Technologies | EAGLESUN | DBS-G2-80-64 | Indirect Forced Circulation (IF) | 65.34 |  | MSC-32 | Automatic Drainback |  | Solar Storage and Auxiliary Tanks are separate | 80 | 0.89 | 1 | 55 | Z12 | [18 empty] | City of Sacramento | FALSE | 47 |  | 2011-06-01: 2019-03-21; 2011-08-03: 2021-10-29; 2011-09-20: 2021-11-02 | 1074 | 6908.73 | Up-front Payment
PGE-013429 | Low Income Single Family Residential | Domestic Hot Water | Gas | Pacific Gas and Electric | Incentive:Paid | 4638 | 36.9 |  | 1 | 147 |  | 126 |  | 2019-09-06 14:40 | 2021-11-02 | COMMUNITY RESOURCE PROJECT INC | Retrofit | Citrus Heights | Sacramento | 95621 | Host Customer is System Owner | 5 |  | 2010017C | Alternate Energy Technologies | EAGLESUN | DBS-G2-80-64 | Indirect Forced Circulation (IF) | 65.34 |  | MSC-32 | Automatic Drainback |  | Solar Storage and Auxiliary Tanks are separate | 80 | 0.95 | 0.9 | 65 | Z12 | [18 empty] | City of Citrus Heights | FALSE | 46.81 |  | 2019-03-21 | 2019-09-13 |  |  | 2019-09-06 | 2021-11-02 | 1074 | 6880.7 | Up-front Payment
SCG-013431 | Low Income Single Family Residential | Domestic Hot Water | Gas | Southern California Gas Company | Incentive:Paid | 4613 | 36.9 |  | 1 | 125 |  | 125 |  | 2019-03-25 11:33 | 2019-03-26 | TITANIUM POWER INC | Retrofit | Pomona | Pomona | 91766 | Host Customer is System Owner | 5 |  | 30004257 | Butler Sun Solutions, Inc. | SOLAR BUTLER | B-BT1-40-I | Indirect Forced Circulation (IF) | 43.72 |  | BT1 | Glycol | Advanced Controller with a Vacation or Holiday Mode | Solar Storage and Auxiliary Tanks are separate | 40 | 1 | 1 | 65 | Z09 | [18 empty] | Pomona | FALSE | 37.44 |  | 2011-06-01: 2019-03-22; 2011-08-03: 2019-03-25; 2011-09-20: 2019-03-26 | 2039 | 4680 | Up-front Payment
SCG-013432 | Low Income Single Family Residential | Domestic Hot Water | Gas | Southern California Gas Company | Incentive:Paid | 4382 | 36.9 |  | 1 | 125 |  | 119 |  | 2019-03-25 12:03 | 2019-03-26 | TITANIUM POWER INC | Retrofit | Pomona | Pomona | 91768 | Host Customer is System Owner | 6 |  | 30004257 | Butler Sun Solutions, Inc. | SOLAR BUTLER | B-BT1-40-I | Indirect Forced Circulation (IF) | 43.72 |  | BT1 | Glycol | Advanced Controller with a Vacation or Holiday Mode | Solar Storage and Auxiliary Tanks are separate | 40 | 1 | 0.95 | 75 | Z09 | [18 empty] | Pomona | FALSE | 35.44 |  | 2011-06-01: 2019-03-22; 2011-08-03: 2019-03-25; 2011-09-20: 2019-03-26 | 2039 | 4430 | Up-front Payment
SCG-013433 | Low Income Single Family Residential | Domestic Hot Water | Gas | Southern California Gas Company | Incentive:Paid | 4613 | 36.9 |  | 1 | 125 |  | 125 |  | 2019-03-25 11:52 | 2019-03-26 | TITANIUM POWER INC | Retrofit | Pomona | Pomona | 91766 | Host Customer is System Owner | 4 |  | 30004257 | Butler Sun Solutions, Inc. | SOLAR BUTLER | B-BT1-40-I | Indirect Forced Circulation (IF) | 43.72 |  | BT1 | Glycol | Advanced Controller with a Vacation or Holiday Mode | Solar Storage and Auxiliary Tanks are separate | 40 | 1 | 1 | 55 | Z09 | [18 empty] | Pomona | FALSE | 37.44 |  | 2011-06-01: 2019-03-22; 2011-08-03: 2019-03-25; 2011-09-20: 2019-03-26 | 2039 | 4680 | Up-front Payment
SCG-013434 | Low Income Single Family Residential | Domestic Hot Water | Gas | Southern California Gas Company | Incentive:Paid | 4613 | 36.9 |  | 1 | 125 |  | 125 |  | 2019-03-25 11:55 | 2019-03-26 | TITANIUM POWER INC | Retrofit | Pomona | Pomona | 91766 | Host Customer is System Owner | 4 |  | 30004257 | Butler Sun Solutions, Inc. | SOLAR BUTLER | B-BT1-40-I | Indirect Forced Circulation (IF) | 43.72 |  | BT1 | Glycol | Advanced Controller with a Vacation or Holiday Mode | Solar Storage and Auxiliary Tanks are separate | 40 | 1 | 1 | 55 | Z09 | [18 empty] | Pomona | FALSE | 37.44 |  | 2011-06-01: 2019-03-22; 2011-08-03: 2019-03-25; 2011-09-20: 2019-03-26 | 2039 | 4680 | Up-front Payment
SCG-013435 | Low Income Single Family Residential | Domestic Hot Water | Gas | Southern California Gas Company | Incentive:Paid | 4613 | 36.9 |  | 1 | 125 |  | 125 |  | 2019-03-25 12:10 | 2019-03-29 | TITANIUM POWER INC | Retrofit | Pomona | Pomona | 91766 | Host Customer is System Owner | 4 |  | 30004257 | Butler Sun Solutions, Inc. | SOLAR BUTLER | B-BT1-40-I | Indirect Forced Circulation (IF) | 43.72 |  | BT1 | Glycol | Advanced Controller with a Vacation or Holiday Mode | Solar Storage and Auxiliary Tanks are separate | 40 | 1 | 1 | 55 | Z09 | [18 empty] | Pomona | FALSE | 37.44 |  | 2011-06-01: 2019-03-22; 2011-08-03: 2019-03-25; 2011-09-20: 2019-03-29 | 2026 | 4680 | Up-front Payment
SCG-013436 | Low Income Single Family Residential | Domestic Hot Water | Gas | Southern California Gas Company | Incentive:Paid | 4613 | 36.9 |  | 1 | 125 |  | 125 |  | 2019-03-25 11:38 | 2019-03-29 | TITANIUM POWER INC | Retrofit | Pomona | Pomona | 91768 | Host Customer is System Owner | 8 |  | 30004257 | Butler Sun Solutions, Inc. | SOLAR BUTLER | B-BT1-40-I | Indirect Forced Circulation (IF) | 43.72 |  | BT1 | Glycol | Advanced Controller with a Vacation or Holiday Mode | Solar Storage and Auxiliary Tanks are separate | 40 | 1 | 1 | 95 | Z09 | [18 empty] | Pomona | FALSE | 37.44 |  | 2011-06-01: 2019-03-22; 2011-08-03: 2019-03-25; 2011-09-20: 2019-03-29 | 2026 | 4680 | Up-front Payment
SCG-013437 | Low Income Single Family Residential | Domestic Hot Water | Gas | Southern California Gas Company | Incentive:Paid | 4613 | 36.9 |  | 1 | 125 |  | 125 |  | 2019-03-25 13:55 | 2019-03-29 | TITANIUM POWER INC | Retrofit | Pomona | Pomona | 91766 | Host Customer is System Owner | 5 |  | 30004257 | Butler Sun Solutions, Inc. | SOLAR BUTLER | B-BT1-40-I | Indirect Forced Circulation (IF) | 43.72 |  | BT1 | Glycol | Advanced Controller with a Vacation or Holiday Mode | Solar Storage and Auxiliary Tanks are separate | 40 | 1 | 1 | 65 | Z09 | [18 empty] | Pomona | FALSE | 37.44 |  | 2011-06-01: 2019-03-22; 2011-08-03: 2019-03-25; 2011-09-20: 2019-03-29 | 2026 | 4680 | Up-front Payment
SCG-013438 | Low Income Single Family Residential | Domestic Hot Water | Gas | Southern California Gas Company | Incentive:Paid | 3921 | 36.9 |  | 1 | 125 |  | 106 |  | 2019-03-25 12:08 | 2019-03-29 | TITANIUM POWER INC | Retrofit | Pomona | Pomona | 91767 | Host Customer is System Owner | 7 |  | 30004257 | Butler Sun Solutions, Inc. | SOLAR BUTLER | B-BT1-40-I | Indirect Forced Circulation (IF) | 43.72 |  | BT1 | Glycol | Advanced Controller with a Vacation or Holiday Mode | Solar Storage and Auxiliary Tanks are separate | 40 | 1 | 0.85 | 85 | Z09 | [18 empty] | Pomona | FALSE | 31.84 |  | 2011-06-01: 2019-03-22; 2011-08-03: 2019-03-25; 2011-09-20: 2019-03-29 | 2026 | 3980 | Up-front Payment
SCG-013439 | Low Income Single Family Residential | Domestic Hot Water | Gas | Southern California Gas Company | Incentive:Paid | 4613 | 36.9 |  | 1 | 125 |  | 125 |  | 2019-03-25 12:05 | 2019-03-29 | TITANIUM POWER INC | Retrofit | Pomona | Pomona | 91766 | Host Customer is System Owner | 5 |  | 30004257 | Butler Sun Solutions, Inc. | SOLAR BUTLER | B-BT1-40-I | Indirect Forced Circulation (IF) | 43.72 |  | BT1 | Glycol | Advanced Controller with a Vacation or Holiday Mode | Solar Storage and Auxiliary Tanks are separate | 40 | 1 | 1 | 65 | Z09 | [18 empty] | Pomona | FALSE | 37.44 |  | 2011-06-01: 2019-03-22; 2011-08-03: 2019-03-25; 2011-09-20: 2019-03-29 | 2033 | 4680 | Up-front Payment
SCG-013441 | Low Income Single Family Residential | Domestic Hot Water | Gas | Southern California Gas Company | Incentive:Paid | 4673 | 36.9 |  | 1 | 149 |  | 127 |  | 2019-03-25 10:48 | 2019-03-26 | MAC GREINE ENERGY CORP | Retrofit | Los Angeles | Los Angeles | 90044 | Host Customer is System Owner | 4 |  | 30004247 | Heliodyne, Inc. | HELIO-PAS | HPAS 1 410 G 80 AC D Z | Indirect Forced Circulation (IF) | 40.17 |  | 410 001 | Glycol | Pressure Stagnation Protection (PSP) | Solar Storage and Auxiliary Tanks are separate | 80 | 1 | 0.85 | 55 | Z08 | [18 empty] | city of los angeles | FALSE | 31.36 |  | 2011-06-01: 2019-03-23; 2011-08-03: 2019-03-25; 2011-09-20: 2019-03-26 | 2039 | 4673 | Up-front Payment
SDG-013442 | Single Family Residential | Domestic Hot Water | Gas | San Diego Gas and Electric | Incentive:Paid | 3495 | 29.85 |  | 1 | 145 |  | 117 |  | 2019-04-04 12:09 | 2019-05-20 | CLEANTECH ENERGY SOLUTIONS INC | Retrofit | Escondido | San Diego | 92025 | Host Customer is System Owner | 4 |  | 2001001C | SunEarth, Inc. | SOLARAY | TE48P-80-2G | Indirect Forced Circulation (IF) | 49.3 |  | EP-24 / EP-24-0.75 | Glycol | Advanced Controller with a Vacation or Holiday Mode | Solar Storage and Auxiliary Tanks are separate | 80 | 0.95 | 0.85 | 55 | Z10 | [18 empty] | County of San Diego | FALSE | 60.21 |  | 2019-03-25 | 2019-04-08 |  |  | 2019-04-04 | 2019-05-20 | 1950 | 8731 | Up-front Payment
SDG-013443 | Single Family Residential | Domestic Hot Water | Gas | San Diego Gas and Electric | Incentive:Paid | 4112 | 29.85 |  | 1 | 145 |  | 138 |  | 2019-05-06 11:54 | 2019-05-09 | CLEANTECH ENERGY SOLUTIONS INC | Retrofit | Santee | San Diego | 92071 | Host Customer is System Owner | 4 |  | 2001001C | SunEarth, Inc. | SOLARAY | TE48P-80-2G | Indirect Forced Circulation (IF) | 49.3 |  | EP-24 / EP-24-0.75 | Glycol | Advanced Controller with a Vacation or Holiday Mode | Solar Storage and Auxiliary Tanks are separate | 80 | 0.95 | 1 | 55 | Z10 | [18 empty] | City of Santee | FALSE | 59.98 |  | 2019-03-25 | 2019-05-06 |  |  | 2019-05-06 | 2019-05-09 | 1950 | 8697 | Up-front Payment
SCG-013444 | Low Income Single Family Residential | Domestic Hot Water | Gas | Southern California Gas Company | Incentive:Paid | 4382 | 36.9 |  | 1 | 125 |  | 119 |  | 2019-03-27 14:58 | 2019-03-28 | TITANIUM POWER INC | Retrofit | Pomona | Pomona | 91766 | Host Customer is System Owner | 6 |  | 30004257 | Butler Sun Solutions, Inc. | SOLAR BUTLER | B-BT1-40-I | Indirect Forced Circulation (IF) | 43.72 |  | BT1 | Glycol | Advanced Controller with a Vacation or Holiday Mode | Solar Storage and Auxiliary Tanks are separate | 40 | 1 | 0.95 | 75 | Z09 | [18 empty] | Pomona | FALSE | 35.84 |  | 2011-06-01: 2019-03-25; 2011-08-03: 2019-03-27; 2011-09-20: 2019-03-28 | 2035 | 4480 | Up-front Payment
SCG-013445 | Low Income Single Family Residential | Domestic Hot Water | Gas | Southern California Gas Company | Incentive:Paid | 3690 | 36.9 |  | 1 | 125 |  | 100 |  | 2019-03-28 14:26 | 2019-03-29 | TITANIUM POWER INC | Retrofit | Pomona | Pomona | 91768 | Host Customer is System Owner | 4 |  | 30004257 | Butler Sun Solutions, Inc. | SOLAR BUTLER | B-BT1-40-I | Indirect Forced Circulation (IF) | 43.72 |  | BT1 | Glycol | Advanced Controller with a Vacation or Holiday Mode | Solar Storage and Auxiliary Tanks are separate | 40 | 1 | 0.8 | 55 | Z09 | [18 empty] | Pomona | FALSE | 30.24 |  | 2011-06-01: 2019-03-25; 2011-08-03: 2019-03-28; 2011-09-20: 2019-03-29 | 2033 | 3780 | Up-front Payment
SCG-013446 | Low Income Single Family Residential | Domestic Hot Water | Gas | Southern California Gas Company | Incentive:Paid | 4613 | 36.9 |  | 1 | 125 |  | 125 |  | 2019-03-28 14:22 | 2019-03-29 | TITANIUM POWER INC | Retrofit | Pomona | Pomona | 91766 | Host Customer is System Owner | 8 |  | 30004257 | Butler Sun Solutions, Inc. | SOLAR BUTLER | B-BT1-40-I | Indirect Forced Circulation (IF) | 43.72 |  | BT1 | Glycol | Advanced Controller with a Vacation or Holiday Mode | Solar Storage and Auxiliary Tanks are separate | 40 | 1 | 1 | 95 | Z09 | [18 empty] | Pomona | FALSE | 37.44 |  | 2011-06-01: 2019-03-25; 2011-08-03: 2019-03-28; 2011-09-20: 2019-03-29 | 2033 | 4680 | Up-front Payment
SCG-013447 | Low Income Single Family Residential | Domestic Hot Water | Gas | Southern California Gas Company | Incentive:Paid | 4613 | 36.9 |  | 1 | 125 |  | 125 |  | 2019-03-28 14:24 | 2019-03-29 | TITANIUM POWER INC | Retrofit | Pomona | Pomona | 91766 | Host Customer is System Owner | 6 |  | 30004257 | Butler Sun Solutions, Inc. | SOLAR BUTLER | B-BT1-40-I | Indirect Forced Circulation (IF) | 43.72 |  | BT1 | Glycol | Advanced Controller with a Vacation or Holiday Mode | Solar Storage and Auxiliary Tanks are separate | 40 | 1 | 1 | 75 | Z09 | [18 empty] | Pomona | FALSE | 37.44 |  | 2011-06-01: 2019-03-25; 2011-08-03: 2019-03-28; 2011-09-20: 2019-03-29 | 2033 | 4680 | Up-front Payment
SCG-013448 | Low Income Single Family Residential | Domestic Hot Water | Gas | Southern California Gas Company | Incentive:Paid | 3690 | 36.9 |  | 1 | 125 |  | 100 |  | 2019-03-27 14:55 | 2019-03-28 | TITANIUM POWER INC | Retrofit | Pomona | Pomona | 91766 | Host Customer is System Owner | 5 |  | 30004257 | Butler Sun Solutions, Inc. | SOLAR BUTLER | B-BT1-40-I | Indirect Forced Circulation (IF) | 43.72 |  | BT1 | Glycol | Advanced Controller with a Vacation or Holiday Mode | Solar Storage and Auxiliary Tanks are separate | 40 | 1 | 0.8 | 65 | Z09 | [18 empty] | Pomona | FALSE | 30.24 |  | 2011-06-01: 2019-03-25; 2011-08-03: 2019-03-27; 2011-09-20: 2019-03-28 | 2035 | 3780 | Up-front Payment
SCG-013450 | Low Income Multifamily Residential | Domestic Hot Water | Gas | Southern California Gas Company | Incentive:Paid | 24118 | 24.89 |  | 1 | 969 |  | 969 |  | 2019-04-11 18:35 | 2019-04-30 | PROMISE ENERGY INC | Retrofit | Corona | Riverside | 92882 | Host Customer is System Owner | [7 empty] | 241.56 | 40.26 |  | Glycol | Steam Back | Solar and Auxiliary Storage are the same Tank |  | 1 | 1 | 960 | Z10 | 24 | Units | Apartments/Condos | 2010115A | 6 | 1 | 345 | 3 | 100 | 1 | 199000 | FALSE | 140 | 120 |  |  |  |  | Corona | FALSE | 61.53 |  | 2019-03-25 |  | 2019-04-11 | 2019-04-30 | 2020-02-24 | 2020-04-24 | 1643 | 59627.16 | Up-front Payment
SCG-013451 | Low Income Single Family Residential | Domestic Hot Water | Gas | Southern California Gas Company | Incentive:Paid | 3921 | 36.9 |  | 1 | 125 |  | 106 |  | 2019-03-28 14:27 | 2019-03-29 | TITANIUM POWER INC | Retrofit | Pomona | Pomona | 91766 | Host Customer is System Owner | 5 |  | 30004257 | Butler Sun Solutions, Inc. | SOLAR BUTLER | B-BT1-40-I | Indirect Forced Circulation (IF) | 43.72 |  | BT1 | Glycol | Advanced Controller with a Vacation or Holiday Mode | Solar Storage and Auxiliary Tanks are separate | 40 | 1 | 0.85 | 65 | Z09 | [18 empty] | Pomona | FALSE | 31.84 |  | 2011-06-01: 2019-03-26; 2011-08-03: 2019-03-28; 2011-09-20: 2019-03-29 | 2033 | 3980 | Up-front Payment
SCG-013453 | Low Income Single Family Residential | Domestic Hot Water | Gas | Southern California Gas Company | Incentive:Paid | 4613 | 36.9 |  | 1 | 125 |  | 125 |  | 2019-03-28 14:28 | 2019-03-29 | TITANIUM POWER INC | Retrofit | Pomona | Pomona | 91766 | Host Customer is System Owner | 5 |  | 30004257 | Butler Sun Solutions, Inc. | SOLAR BUTLER | B-BT1-40-I | Indirect Forced Circulation (IF) | 43.72 |  | BT1 | Glycol | Advanced Controller with a Vacation or Holiday Mode | Solar Storage and Auxiliary Tanks are separate | 40 | 1 | 1 | 65 | Z09 | [18 empty] | Pomona | FALSE | 37.44 |  | 2011-06-01: 2019-03-26; 2011-08-03: 2019-03-28; 2011-09-20: 2019-03-29 | 2033 | 4680 | Up-front Payment
SCG-013454 | Single Family Residential - Disadvantaged Community | Domestic Hot Water | Gas | Southern California Gas Company | Incentive:Paid | 3731 | 29.85 |  | 1 | 125 |  | 125 |  | 2019-03-28 14:29 | 2019-04-08 | TITANIUM POWER INC | Retrofit | Pomona | Pomona | 91767 | Host Customer is System Owner | 8 |  | 30004257 | Butler Sun Solutions, Inc. | SOLAR BUTLER | B-BT1-40-I | Indirect Forced Circulation (IF) | 43.72 |  | BT1 | Glycol | Advanced Controller with a Vacation or Holiday Mode | Solar Storage and Auxiliary Tanks are separate | 40 | 1 | 1 | 95 | Z09 | [18 empty] | Pomona | FALSE | 30.24 |  | 2011-06-01: 2019-03-26; 2011-08-03: 2019-03-28; 2011-09-20: 2019-04-08 | 2026 | 3780 | Up-front Payment
SCG-013455 | Low Income Single Family Residential | Domestic Hot Water | Gas | Southern California Gas Company | Incentive:Paid | 4613 | 36.9 |  | 1 | 125 |  | 125 |  | 2019-03-28 14:30 | 2019-03-29 | TITANIUM POWER INC | Retrofit | Pomona | Pomona | 91767 | Host Customer is System Owner | 4 |  | 30004257 | Butler Sun Solutions, Inc. | SOLAR BUTLER | B-BT1-40-I | Indirect Forced Circulation (IF) | 43.72 |  | BT1 | Glycol | Advanced Controller with a Vacation or Holiday Mode | Solar Storage and Auxiliary Tanks are separate | 40 | 1 | 1 | 55 | Z09 | [18 empty] | Pomona | FALSE | 37.44 |  | 2011-06-01: 2019-03-26; 2011-08-03: 2019-03-28; 2011-09-20: 2019-03-29 | 2033 | 4680 | Up-front Payment
SCG-013456 | Low Income Single Family Residential | Domestic Hot Water | Gas | Southern California Gas Company | Incentive:Paid | 4613 | 36.9 |  | 1 | 125 |  | 125 |  | 2019-03-28 14:31 | 2019-03-29 | TITANIUM POWER INC | Retrofit | Pomona | Pomona | 91767 | Host Customer is System Owner | 6 |  | 30004257 | Butler Sun Solutions, Inc. | SOLAR BUTLER | B-BT1-40-I | Indirect Forced Circulation (IF) | 43.72 |  | BT1 | Glycol | Advanced Controller with a Vacation or Holiday Mode | Solar Storage and Auxiliary Tanks are separate | 40 | 1 | 1 | 75 | Z09 | [18 empty] | Pomona | FALSE | 37.44 |  | 2011-06-01: 2019-03-26; 2011-08-03: 2019-03-28; 2011-09-20: 2019-03-29 | 2033 | 4680 | Up-front Payment
SCG-013457 | Low Income Single Family Residential | Domestic Hot Water | Gas | Southern California Gas Company | Incentive:Paid | 3690 | 36.9 |  | 1 | 125 |  | 100 |  | 2019-03-28 14:32 | 2019-03-29 | TITANIUM POWER INC | Retrofit | Pomona | Pomona | 91767 | Host Customer is System Owner | 8 |  | 30004257 | Butler Sun Solutions, Inc. | SOLAR BUTLER | B-BT1-40-I | Indirect Forced Circulation (IF) | 43.72 |  | BT1 | Glycol | Advanced Controller with a Vacation or Holiday Mode | Solar Storage and Auxiliary Tanks are separate | 40 | 1 | 0.8 | 95 | Z09 | [18 empty] | Pomona | FALSE | 30.24 |  | 2011-06-01: 2019-03-26; 2011-08-03: 2019-03-28; 2011-09-20: 2019-03-29 | 2033 | 3780 | Up-front Payment
SCG-013458 | Commercial Pools | Pool Heating | Gas | Southern California Gas Company | Incentive:Paid | 4566 | 7 |  | 1 | 678 |  | 678 |  | 2019-04-24 11:33 | 2019-05-02 | ENVIRONMENTAL SOLAR DESIGN INC | Retrofit | Los Angeles | Los Angeles | 90068 | Host Customer is System Owner | [7 empty] | 367 | 36.7 |  | Manual Drainback |  |  |  | 1 | 1 |  | Z08 |  |  |  | 10001884 | 10 | 1 | [5 empty] | FALSE | [6 empty] | Los Angeles Building & Safety | FALSE | 13.47 |  | 2019-03-26 |  | 2019-04-24 | 2019-05-02 | 2019-05-09 | 2019-05-20 | 1976 | 9132 | Up-front Payment
PGE-013459 | Low Income Multifamily Residential | Domestic Hot Water | Gas | Pacific Gas and Electric | Incentive:Paid | 40322 | 24.89 |  | 1 | 1620 |  | 1620 |  | 2019-08-13 13:17 | 2019-09-20 | VILLARA CORPORATION | New Construction | Newark | Alameda | 94560 | Host Customer is System Owner | [7 empty] | 483.12 | 40.26 |  | Glycol | Advanced Controller with a Vacation or Holiday Mode | Solar and Auxiliary Storage are the same Tank |  | 1 | 1 | 2850 | Z03 | 75 | Units | Apartments/Condos | 2010115A | 12 | 6 | 720 | 1 | 250 | 2 | 600000 | TRUE | 130 | 120 |  | Heliodyne - Delta-T Pro WiFi |  | Heliodyne - Delta-T Pro WiFi | Newark | FALSE | 53.84 |  | 2019-03-27 | 2019-08-27 | 2019-08-13 | 2019-09-20 | 2019-10-03 | 2019-10-08 | 1829 | 87226 | Up-front Payment
SCG-013460 | Low Income Single Family Residential | Domestic Hot Water | Gas | Southern California Gas Company | Incentive:Paid | 5387 | 36.9 |  | 1 | 146 |  | 146 |  | 2019-03-27 15:28 | 2019-03-28 | DOCTOR PIPER INC | Retrofit | San Fernando | Los Angeles | 91340 | Host Customer is System Owner | 4 |  | 2001001C | SunEarth, Inc. | SOLARAY | TE48P-80-2G | Indirect Forced Circulation (IF) | 49.3 |  | EP-24 / EP-24-0.75 | Glycol | Steam Back | Solar Storage and Auxiliary Tanks are separate | 80 | 1 | 1 | 55 | Z09 | [18 empty] | City of San Fernando | FALSE | 36.97 |  | 2011-06-01: 2019-03-27; 2011-08-03: 2019-03-27; 2011-09-20: 2019-03-28 | 2035 | 5397 | Up-front Payment
SCG-013461 | Low Income Single Family Residential | Domestic Hot Water | Gas | Southern California Gas Company | Incentive:Paid | 5387 | 36.9 |  | 1 | 146 |  | 146 |  | 2019-03-27 15:41 | 2019-03-28 | DOCTOR PIPER INC | Retrofit | San Fernando | Los Angeles | 91340 | Host Customer is System Owner | 4 |  | 2001001C | SunEarth, Inc. | SOLARAY | TE48P-80-2G | Indirect Forced Circulation (IF) | 49.3 |  | EP-24 / EP-24-0.75 | Glycol | Steam Back | Solar Storage and Auxiliary Tanks are separate | 80 | 1 | 1 | 55 | Z09 | [18 empty] | City of San Fernando | FALSE | 36.97 |  | 2011-06-01: 2019-03-27; 2011-08-03: 2019-03-27; 2011-09-20: 2019-03-28 | 2035 | 5397 | Up-front Payment
SCG-013462 | Low Income Single Family Residential | Domestic Hot Water | Gas | Southern California Gas Company | Incentive:Paid | 5387 | 36.9 |  | 1 | 146 |  | 146 |  | 2019-03-27 15:58 | 2019-03-29 | DOCTOR PIPER INC | Retrofit | San Fernando | Los Angeles | 91340 | Host Customer is System Owner | 5 |  | 2001001C | SunEarth, Inc. | SOLARAY | TE48P-80-2G | Indirect Forced Circulation (IF) | 49.3 |  | EP-24 / EP-24-0.75 | Glycol | Steam Back | Solar Storage and Auxiliary Tanks are separate | 80 | 1 | 1 | 65 | Z09 | [18 empty] | City of San Fernando | FALSE | 36.97 |  | 2011-06-01: 2019-03-27; 2011-08-03: 2019-03-27; 2011-09-20: 2019-03-29 | 2033 | 5397 | Up-front Payment
PGE-013463 | Single Family Residential | Domestic Hot Water | Gas | Pacific Gas and Electric | Incentive:Paid | 2866 | 29.85 |  | 1 | 96 |  | 96 |  | 2019-03-28 13:15 | 2019-04-08 | ACR SOLAR INTERNATIONAL CORP | Retrofit | Elk Grove | Sacramento | 95757 | Host Customer is System Owner | 7 |  | 2001019A | ACR Solar International | SKYLINE SYSTEM 5 | 200152C80EX2TG | Indirect Forced Circulation (IF) | 40.64 |  | 20-01 | Glycol | Advanced Controller with a Vacation or Holiday Mode | Solar Storage and Auxiliary Tanks are separate | 80 | 1 | 1 | 85 | Z12 | [18 empty] | County Sacramento | FALSE | 72.92 |  | 2011-06-01: 2019-03-27; 2011-08-03: 2019-03-28; 2011-09-20: 2019-04-08 | 1996 | 7000 | Up-front Payment
SCG-013464 | Low Income Multifamily Residential | Domestic Hot Water | Gas | Southern California Gas Company | Incentive:Paid | 21928 | 24.89 |  | 1 | 895 |  | 895 |  | 2019-04-11 18:36 | 2019-04-30 | PROMISE ENERGY INC | Retrofit | Corona | Riverside | 92882 | Host Customer is System Owner | [7 empty] | 241.56 | 40.26 |  | Glycol | Steam Back | Solar and Auxiliary Storage are the same Tank |  | 1 | 1 | 672 | Z10 | 16 | Units | Apartments/Condos | 2010115A | 6 | 1 | 345 | 3 | 60 | 1 | 120000 | FALSE | 140 | 120 |  |  |  |  | Corona | FALSE | 49.97 |  | 2019-03-27 |  | 2019-04-11 | 2019-04-30 | 2020-02-24 | 2020-03-24 | 1643 | 44720.37 | Up-front Payment
SCG-013465 | Low Income Multifamily Residential | Domestic Hot Water | Gas | Southern California Gas Company | Incentive:Paid | 20982 | 24.89 |  | 1 | 860 |  | 860 |  | 2019-04-11 18:36 | 2019-04-30 | PROMISE ENERGY INC | Retrofit | Corona | Riverside | 92882 | Host Customer is System Owner | [7 empty] | 241.56 | 40.26 |  | Glycol | Steam Back | Solar and Auxiliary Storage are the same Tank |  | 1 | 1 | 672 | Z10 | 16 | Units | Apartments/Condos | 2010115A | 6 | 1 | 345 | 3 | 60 | 1 | 120000 | FALSE | 140 | 120 |  |  |  |  | Corona | FALSE | 52 |  | 2019-03-27 |  | 2019-04-11 | 2019-04-30 | 2020-02-24 | 2020-03-24 | 1643 | 44720.37 | Up-front Payment
SCG-013466 | Low Income Multifamily Residential | Domestic Hot Water | Gas | Southern California Gas Company | Incentive:Paid | 16054 | 24.89 |  | 1 | 645 |  | 645 |  | 2019-04-11 18:37 | 2019-04-30 | PROMISE ENERGY INC | Retrofit | Corona | Riverside | 92882 | Host Customer is System Owner | [7 empty] | 241.56 | 40.26 |  | Glycol | Steam Back | Solar and Auxiliary Storage are the same Tank |  | 1 | 1 | 336 | Z10 | 8 | Units | Apartments/Condos | 2010115A | 6 | 1 | 345 | 3 | 60 | 1 | 120000 | FALSE | 140 | 120 |  |  |  |  | Corona | FALSE | 69.33 |  | 2019-03-27 |  | 2019-04-11 | 2019-04-30 | 2020-02-24 | 2020-03-24 | 1643 | 44720.37 | Up-front Payment
SCG-013467 | Low Income Multifamily Residential | Domestic Hot Water | Gas | Southern California Gas Company | Incentive:Paid | 16054 | 24.89 |  | 1 | 645 |  | 645 |  | 2019-04-11 18:37 | 2019-04-30 | PROMISE ENERGY INC | Retrofit | Corona | Riverside | 92882 | Host Customer is System Owner | [7 empty] | 241.56 | 40.26 |  | Glycol | Steam Back | Solar and Auxiliary Storage are the same Tank |  | 1 | 1 | 336 | Z10 | 8 | Units | Apartments/Condos | 2010115A | 6 | 1 | 345 | 3 | 60 | 1 | 120000 | FALSE | 140 | 120 |  |  |  |  | Corona | FALSE | 69.33 |  | 2019-03-27 |  | 2019-04-11 | 2019-04-30 | 2020-02-24 | 2020-04-23 | 1643 | 44720.37 | Up-front Payment
SCG-013468 | Low Income Multifamily Residential | Domestic Hot Water | Gas | Southern California Gas Company | Incentive:Paid | 19763 | 24.89 |  | 1 | 794 |  | 794 |  | 2019-04-11 18:37 | 2019-04-30 | PROMISE ENERGY INC | Retrofit | Corona | Riverside | 92882 | Host Customer is System Owner | [7 empty] | 241.56 | 40.26 |  | Glycol | Steam Back | Solar and Auxiliary Storage are the same Tank |  | 1 | 1 | 960 | Z10 | 24 | Units | Apartments/Condos | 2010115A | 6 | 1 | 345 | 3 | 60 | 1 | 120000 | FALSE | 140 | 120 |  |  |  |  | Corona | FALSE | 56.32 |  | 2019-03-27 |  | 2019-04-11 | 2019-04-30 | 2020-02-24 | 2020-04-23 | 1643 | 44720.37 | Up-front Payment
SCG-013469 | Low Income Multifamily Residential | Domestic Hot Water | Gas | Southern California Gas Company | Incentive:Paid | 24417 | 24.89 |  | 1 | 981 |  | 981 |  | 2019-04-11 18:37 | 2019-04-30 | PROMISE ENERGY INC | Retrofit | Corona | Riverside | 92882 | Host Customer is System Owner | [7 empty] | 241.56 | 40.26 |  | Glycol | Steam Back | Solar and Auxiliary Storage are the same Tank |  | 1 | 1 | 960 | Z10 | 24 | Units | Apartments/Condos | 2010115A | 6 | 1 | 345 | 3 | 60 | 1 | 120000 | FALSE | 140 | 120 |  |  |  |  | Corona | FALSE | 60.78 |  | 2019-03-27 |  | 2019-04-11 | 2019-04-30 | 2020-02-24 | 2020-04-24 | 1643 | 59627.16 | Up-front Payment
SCG-013470 | Low Income Multifamily Residential | Domestic Hot Water | Gas | Southern California Gas Company | Incentive:Paid | 16054 | 24.89 |  | 1 | 657 |  | 657 |  | 2019-04-11 18:38 | 2019-04-30 | PROMISE ENERGY INC | Retrofit | Corona | Riverside | 92882 | Host Customer is System Owner | [7 empty] | 241.02 | 40.17 |  | Glycol | Steam Back | Solar and Auxiliary Storage are the same Tank |  | 1 | 1 | 336 | Z10 | 8 | Units | Apartments/Condos | 2010115A | 6 | 1 | 345 | 3 | 60 | 1 | 120000 | TRUE | 140 | 120 |  |  |  |  | Corona | FALSE | 68.07 |  | 2019-03-27 |  | 2019-04-11 | 2019-04-30 | 2020-02-24 | 2020-04-24 | 1643 | 44720.37 | Up-front Payment
SCG-013471 | Low Income Multifamily Residential | Domestic Hot Water | Gas | Southern California Gas Company | Incentive:Paid | 16054 | 24.89 |  | 1 | 704 |  | 704 |  | 2019-04-11 18:38 | 2019-04-30 | PROMISE ENERGY INC | Retrofit | Corona | Riverside | 92882 | Host Customer is System Owner | [7 empty] | 241.02 | 40.17 |  | Glycol | Steam Back | Solar and Auxiliary Storage are the same Tank |  | 1 | 1 | 336 | Z10 | 8 | Units | Apartments/Condos | 2010115A | 6 | 1 | 345 | 13 | 60 | 1 | 120000 | TRUE | 140 | 120 |  |  |  |  | Corona | FALSE | 63.52 |  | 2019-03-27 |  | 2019-04-11 | 2019-04-30 | 2020-02-24 | 2020-04-24 | 1643 | 44720.37 | Up-front Payment
SCG-013472 | Low Income Multifamily Residential | Domestic Hot Water | Gas | Southern California Gas Company | Incentive:Paid | 22053 | 24.89 |  | 1 | 895 |  | 895 |  | 2019-04-11 18:39 | 2019-04-30 | PROMISE ENERGY INC | Retrofit | Corona | Riverside | 92882 | Host Customer is System Owner | [7 empty] | 241.56 | 40.26 |  | Glycol | Steam Back | Solar and Auxiliary Storage are the same Tank |  | 1 | 1 | 672 | Z10 | 16 | Units | Apartments/Condos | 2010115A | 6 | 1 | 345 | 3 | 60 | 1 | 120000 | FALSE | 140 | 120 |  |  |  |  | Corona | FALSE | 49.97 |  | 2019-03-27 |  | 2019-04-11 | 2019-04-30 | 2020-02-24 | 2020-04-24 | 1643 | 44720.37 | Up-front Payment
SCG-013473 | Low Income Multifamily Residential | Domestic Hot Water | Gas | Southern California Gas Company | Incentive:Paid | 16079 | 24.89 |  | 1 | 646 |  | 646 |  | 2019-04-11 18:39 | 2019-04-30 | PROMISE ENERGY INC | Retrofit | Corona | Riverside | 92882 | Host Customer is System Owner | [7 empty] | 241.56 | 40.26 |  | Glycol | Steam Back | Solar and Auxiliary Storage are the same Tank |  | 1 | 1 | 336 | Z10 | 8 | Units | Apartments/Condos | 2010115A | 6 | 1 | 345 | 3 | 60 | 1 | 120000 | FALSE | 140 | 120 |  |  |  |  | Corona | FALSE | 69.23 |  | 2019-03-27 |  | 2019-04-11 | 2019-04-30 | 2020-02-24 | 2020-04-24 | 1643 | 44720.37 | Up-front Payment
SCG-013475 | Single Family Residential - Disadvantaged Community | Domestic Hot Water | Gas | Southern California Gas Company | Incentive:Paid | 2985 | 29.85 |  | 1 | 125 |  | 100 |  | 2019-04-01 11:38 | 2019-04-09 | TITANIUM POWER INC | Retrofit | Pomona | Pomona | 91766 | Host Customer is System Owner | 8 |  | 30004257 | Butler Sun Solutions, Inc. | SOLAR BUTLER | B-BT1-40-I | Indirect Forced Circulation (IF) | 43.72 |  | BT1 | Glycol | Advanced Controller with a Vacation or Holiday Mode | Solar Storage and Auxiliary Tanks are separate | 40 | 1 | 0.8 | 95 | Z09 | [18 empty] | Pomona | FALSE | 24.64 |  | 2011-06-01: 2019-03-28; 2011-08-03: 2019-04-01; 2011-09-20: 2019-04-09 | 2026 | 3080 | Up-front Payment
SCG-013476 | Low Income Single Family Residential | Domestic Hot Water | Gas | Southern California Gas Company | Incentive:Paid | 3459 | 36.9 |  | 1 | 125 |  | 94 |  | 2019-04-01 11:36 | 2019-04-09 | TITANIUM POWER INC | Retrofit | POmona | Pomona | 91767 | Host Customer is System Owner | 8 |  | 30004257 | Butler Sun Solutions, Inc. | SOLAR BUTLER | B-BT1-40-I | Indirect Forced Circulation (IF) | 43.72 |  | BT1 | Glycol | Advanced Controller with a Vacation or Holiday Mode | Solar Storage and Auxiliary Tanks are separate | 40 | 1 | 0.75 | 95 | Z09 | [18 empty] | Pomona | FALSE | 28.24 |  | 2011-06-01: 2019-03-28; 2011-08-03: 2019-04-01; 2011-09-20: 2019-04-09 | 2025 | 3530 | Up-front Payment
SCG-013477 | Low Income Single Family Residential | Domestic Hot Water | Gas | Southern California Gas Company | Incentive:Paid | 3459 | 36.9 |  | 1 | 125 |  | 94 |  | 2019-04-01 11:34 | 2019-04-09 | TITANIUM POWER INC | Retrofit | Pomona | Pomona | 91767 | Host Customer is System Owner | 8 |  | 30004257 | Butler Sun Solutions, Inc. | SOLAR BUTLER | B-BT1-40-I | Indirect Forced Circulation (IF) | 43.72 |  | BT1 | Glycol | Advanced Controller with a Vacation or Holiday Mode | Solar Storage and Auxiliary Tanks are separate | 40 | 1 | 0.75 | 95 | Z09 | [18 empty] | Pomona | FALSE | 28.24 |  | 2011-06-01: 2019-03-28; 2011-08-03: 2019-04-01; 2011-09-20: 2019-04-09 | 2025 | 3530 | Up-front Payment
SCG-013478 | Low Income Single Family Residential | Domestic Hot Water | Gas | Southern California Gas Company | Incentive:Paid | 4613 | 36.9 |  | 1 | 125 |  | 125 |  | 2019-04-01 11:33 | 2019-04-09 | TITANIUM POWER INC | Retrofit | Pomona | Pomona | 91767 | Host Customer is System Owner | 5 |  | 30004257 | Butler Sun Solutions, Inc. | SOLAR BUTLER | B-BT1-40-I | Indirect Forced Circulation (IF) | 43.72 |  | BT1 | Glycol | Advanced Controller with a Vacation or Holiday Mode | Solar Storage and Auxiliary Tanks are separate | 40 | 1 | 1 | 65 | Z09 | [18 empty] | Pomona | FALSE | 37.44 |  | 2011-06-01: 2019-03-28; 2011-08-03: 2019-04-01; 2011-09-20: 2019-04-09 | 2021 | 4680 | Up-front Payment
SCG-013479 | Low Income Single Family Residential | Domestic Hot Water | Gas | Southern California Gas Company | Incentive:Paid | 3921 | 36.9 |  | 1 | 125 |  | 106 |  | 2019-04-02 06:48 | 2019-04-09 | TITANIUM POWER INC | Retrofit | Pomona | Pomona | 91766 | Host Customer is System Owner | 4 |  | 30004257 | Butler Sun Solutions, Inc. | SOLAR BUTLER | B-BT1-40-I | Indirect Forced Circulation (IF) | 43.72 |  | BT1 | Glycol | Advanced Controller with a Vacation or Holiday Mode | Solar Storage and Auxiliary Tanks are separate | 40 | 1 | 0.85 | 55 | Z09 | [18 empty] | Pomona | FALSE | 31.84 |  | 2011-06-01: 2019-03-28; 2011-08-03: 2019-04-02; 2011-09-20: 2019-04-09 | 2024 | 3980 | Up-front Payment
SCG-013480 | Low Income Single Family Residential | Domestic Hot Water | Gas | Southern California Gas Company | Incentive:Paid | 4382 | 36.9 |  | 1 | 125 |  | 119 |  | 2019-04-01 11:41 | 2019-04-09 | TITANIUM POWER INC | Retrofit | Pomona | Pomona | 91767 | Host Customer is System Owner | 4 |  | 30004257 | Butler Sun Solutions, Inc. | SOLAR BUTLER | B-BT1-40-I | Indirect Forced Circulation (IF) | 43.72 |  | BT1 | Glycol | Advanced Controller with a Vacation or Holiday Mode | Solar Storage and Auxiliary Tanks are separate | 40 | 1 | 0.95 | 55 | Z09 | [18 empty] | Pomona | FALSE | 35.84 |  | 2011-06-01: 2019-03-28; 2011-08-03: 2019-04-01; 2011-09-20: 2019-04-09 | 2025 | 4480 | Up-front Payment
SCG-013481 | Low Income Single Family Residential | Domestic Hot Water | Gas | Southern California Gas Company | Incentive:Paid | 4613 | 36.9 |  | 1 | 125 |  | 125 |  | 2019-04-01 11:26 | 2019-04-02 | TITANIUM POWER INC | Retrofit | Pomona | Pomona | 91767 | Host Customer is System Owner | 5 |  | 30004257 | Butler Sun Solutions, Inc. | SOLAR BUTLER | B-BT1-40-I | Indirect Forced Circulation (IF) | 43.72 |  | BT1 | Glycol | Advanced Controller with a Vacation or Holiday Mode | Solar Storage and Auxiliary Tanks are separate | 40 | 1 | 1 | 65 | Z09 | [18 empty] | Pomona | FALSE | 37.44 |  | 2011-06-01: 2019-03-28; 2011-08-03: 2019-04-01; 2011-09-20: 2019-04-02 | 2025 | 4680 | Up-front Payment
SCG-013482 | Low Income Single Family Residential | Domestic Hot Water | Gas | Southern California Gas Company | Incentive:Paid | 3921 | 36.9 |  | 1 | 125 |  | 106 |  | 2019-04-01 11:25 | 2019-04-02 | TITANIUM POWER INC | Retrofit | Pomona | Pomona | 91766 | Host Customer is System Owner | 4 |  | 30004257 | Butler Sun Solutions, Inc. | SOLAR BUTLER | B-BT1-40-I | Indirect Forced Circulation (IF) | 43.72 |  | BT1 | Glycol | Advanced Controller with a Vacation or Holiday Mode | Solar Storage and Auxiliary Tanks are separate | 40 | 1 | 0.85 | 55 | Z09 | [18 empty] | Pomona | FALSE | 31.84 |  | 2011-06-01: 2019-03-28; 2011-08-03: 2019-04-01; 2011-09-20: 2019-04-02 | 2025 | 3980 | Up-front Payment
SCG-013483 | Low Income Single Family Residential | Domestic Hot Water | Gas | Southern California Gas Company | Incentive:Paid | 4613 | 36.9 |  | 1 | 125 |  | 125 |  | 2019-04-01 13:08 | 2019-04-02 | TITANIUM POWER INC | Retrofit | Pomona | Pomona | 91766 | Host Customer is System Owner | 10 |  | 30004257 | Butler Sun Solutions, Inc. | SOLAR BUTLER | B-BT1-40-I | Indirect Forced Circulation (IF) | 43.72 |  | BT1 | Glycol | Advanced Controller with a Vacation or Holiday Mode | Solar Storage and Auxiliary Tanks are separate | 40 | 1 | 1 | 115 | Z09 | [18 empty] | Pomona | FALSE | 37.44 |  | 2011-06-01: 2019-03-28; 2011-08-03: 2019-04-01; 2011-09-20: 2019-04-02 | 2024 | 4680 | Up-front Payment
SCG-013484 | Low Income Single Family Residential | Domestic Hot Water | Gas | Southern California Gas Company | Incentive:Paid | 3921 | 36.9 |  | 1 | 125 |  | 106 |  | 2019-04-01 13:16 | 2019-04-02 | TITANIUM POWER INC | Retrofit | Pomona | Pomona | 91766 | Host Customer is System Owner | 4 |  | 30004257 | Butler Sun Solutions, Inc. | SOLAR BUTLER | B-BT1-40-I | Indirect Forced Circulation (IF) | 43.72 |  | BT1 | Glycol | Advanced Controller with a Vacation or Holiday Mode | Solar Storage and Auxiliary Tanks are separate | 40 | 1 | 0.85 | 55 | Z09 | [18 empty] | Pomona | FALSE | 35.84 |  | 2011-06-01: 2019-03-28; 2011-08-03: 2019-04-01; 2011-09-20: 2019-04-02 | 2024 | 4480 | Up-front Payment
SCG-013485 | Low Income Single Family Residential | Domestic Hot Water | Gas | Southern California Gas Company | Incentive:Paid | 4382 | 36.9 |  | 1 | 125 |  | 119 |  | 2019-04-01 11:57 | 2019-04-02 | TITANIUM POWER INC | Retrofit | Pomona | Pomona | 91766 | Host Customer is System Owner | 8 |  | 30004257 | Butler Sun Solutions, Inc. | SOLAR BUTLER | B-BT1-40-I | Indirect Forced Circulation (IF) | 43.72 |  | BT1 | Glycol | Advanced Controller with a Vacation or Holiday Mode | Solar Storage and Auxiliary Tanks are separate | 40 | 1 | 0.95 | 95 | Z09 | [18 empty] | Pomona | FALSE | 35.84 |  | 2011-06-01: 2019-03-28; 2011-08-03: 2019-04-01; 2011-09-20: 2019-04-02 | 2024 | 4480 | Up-front Payment
SCG-013486 | Low Income Single Family Residential | Domestic Hot Water | Gas | Southern California Gas Company | Incentive:Paid | 4613 | 36.9 |  | 1 | 125 |  | 125 |  | 2019-04-01 11:24 | 2019-04-08 | TITANIUM POWER INC | Retrofit | Pomona | Pomona | 91766 | Host Customer is System Owner | 4 |  | 30004257 | Butler Sun Solutions, Inc. | SOLAR BUTLER | B-BT1-40-I | Indirect Forced Circulation (IF) | 43.72 |  | BT1 | Glycol | Advanced Controller with a Vacation or Holiday Mode | Solar Storage and Auxiliary Tanks are separate | 40 | 1 | 1 | 55 | Z09 | [18 empty] | Pomona | FALSE | 37.44 |  | 2011-06-01: 2019-03-28; 2011-08-03: 2019-04-01; 2011-09-20: 2019-04-08 | 2026 | 4680 | Up-front Payment
SCG-013487 | Low Income Single Family Residential | Domestic Hot Water | Gas | Southern California Gas Company | Incentive:Paid | 3921 | 36.9 |  | 1 | 125 |  | 106 |  | 2019-04-01 13:14 | 2019-04-08 | TITANIUM POWER INC | Retrofit | Pomona | Pomona | 91766 | Host Customer is System Owner | 4 |  | 30004257 | Butler Sun Solutions, Inc. | SOLAR BUTLER | B-BT1-40-I | Indirect Forced Circulation (IF) | 43.72 |  | BT1 | Glycol | Advanced Controller with a Vacation or Holiday Mode | Solar Storage and Auxiliary Tanks are separate | 40 | 1 | 0.85 | 55 | Z09 | [18 empty] | Pomona | FALSE | 31.84 |  | 2011-06-01: 2019-03-28; 2011-08-03: 2019-04-01; 2011-09-20: 2019-04-08 | 2026 | 3980 | Up-front Payment
SCG-013488 | Low Income Single Family Residential | Domestic Hot Water | Gas | Southern California Gas Company | Incentive:Paid | 4382 | 36.9 |  | 1 | 125 |  | 119 |  | 2019-04-01 11:08 | 2019-04-09 | TITANIUM POWER INC | Retrofit | Pomona | Pomona | 91766 | Host Customer is System Owner | 8 |  | 30004257 | Butler Sun Solutions, Inc. | SOLAR BUTLER | B-BT1-40-I | Indirect Forced Circulation (IF) | 43.72 |  | BT1 | Glycol | Advanced Controller with a Vacation or Holiday Mode | Solar Storage and Auxiliary Tanks are separate | 40 | 1 | 0.95 | 95 | Z09 | [18 empty] | Pomona | FALSE | 35.84 |  | 2011-06-01: 2019-03-28; 2011-08-03: 2019-04-01; 2011-09-20: 2019-04-09 | 2025 | 4480 | Up-front Payment
SCG-013489 | Low Income Single Family Residential | Domestic Hot Water | Gas | Southern California Gas Company | Incentive:Paid | 4613 | 36.9 |  | 1 | 125 |  | 125 |  | 2019-04-01 11:14 | 2019-04-08 | TITANIUM POWER INC | Retrofit | Pomona | Pomona | 91766 | Host Customer is System Owner | 8 |  | 30004257 | Butler Sun Solutions, Inc. | SOLAR BUTLER | B-BT1-40-I | Indirect Forced Circulation (IF) | 43.72 |  | BT1 | Glycol | Advanced Controller with a Vacation or Holiday Mode | Solar Storage and Auxiliary Tanks are separate | 40 | 1 | 1 | 95 | Z09 | [18 empty] | Pomona | FALSE | 37.44 |  | 2011-06-01: 2019-03-28; 2011-08-03: 2019-04-01; 2011-09-20: 2019-04-08 | 2026 | 4680 | Up-front Payment
SCG-013490 | Low Income Single Family Residential | Domestic Hot Water | Gas | Southern California Gas Company | Incentive:Paid | 4613 | 36.9 |  | 1 | 125 |  | 125 |  | 2019-04-01 13:10 | 2019-04-08 | TITANIUM POWER INC | Retrofit | Pomona | Pomona | 91767 | Host Customer is System Owner | 8 |  | 30004257 | Butler Sun Solutions, Inc. | SOLAR BUTLER | B-BT1-40-I | Indirect Forced Circulation (IF) | 43.72 |  | BT1 | Glycol | Advanced Controller with a Vacation or Holiday Mode | Solar Storage and Auxiliary Tanks are separate | 40 | 1 | 1 | 95 | Z09 | [18 empty] | Pomona | FALSE | 37.44 |  | 2011-06-01: 2019-03-28; 2011-08-03: 2019-04-01; 2011-09-20: 2019-04-08 | 2026 | 4680 | Up-front Payment
SCG-013491 | Low Income Single Family Residential | Domestic Hot Water | Gas | Southern California Gas Company | Incentive:Paid | 4613 | 36.9 |  | 1 | 125 |  | 125 |  | 2019-04-01 13:23 | 2019-04-02 | TITANIUM POWER INC | Retrofit | Poimona | Pomona | 91768 | Host Customer is System Owner | 6 |  | 30004257 | Butler Sun Solutions, Inc. | SOLAR BUTLER | B-BT1-40-I | Indirect Forced Circulation (IF) | 43.72 |  | BT1 | Glycol | Advanced Controller with a Vacation or Holiday Mode | Solar Storage and Auxiliary Tanks are separate | 40 | 1 | 1 | 75 | Z09 | [18 empty] | Pomona | FALSE | 37.44 |  | 2011-06-01: 2019-03-28; 2011-08-03: 2019-04-01; 2011-09-20: 2019-04-02 | 2024 | 4680 | Up-front Payment
SCG-013492 | Low Income Single Family Residential | Domestic Hot Water | Gas | Southern California Gas Company | Incentive:Paid | 4382 | 36.9 |  | 1 | 125 |  | 119 |  | 2019-04-01 13:20 | 2019-04-02 | TITANIUM POWER INC | Retrofit | Pomona | Pomona | 91768 | Host Customer is System Owner | 6 |  | 30004257 | Butler Sun Solutions, Inc. | SOLAR BUTLER | B-BT1-40-I | Indirect Forced Circulation (IF) | 43.72 |  | BT1 | Glycol | Advanced Controller with a Vacation or Holiday Mode | Solar Storage and Auxiliary Tanks are separate | 40 | 1 | 0.95 | 75 | Z09 | [18 empty] | Pomona | FALSE | 35.84 |  | 2011-06-01: 2019-03-28; 2011-08-03: 2019-04-01; 2011-09-20: 2019-04-02 | 2024 | 4480 | Up-front Payment
SCG-013493 | Low Income Single Family Residential | Domestic Hot Water | Gas | Southern California Gas Company | Incentive:Paid | 4382 | 36.9 |  | 1 | 125 |  | 119 |  | 2019-04-05 09:51 | 2019-04-09 | TITANIUM POWER INC | Retrofit | Pomona | Pomona | 91767 | Host Customer is System Owner | 5 |  | 30004257 | Butler Sun Solutions, Inc. | SOLAR BUTLER | B-BT1-40-I | Indirect Forced Circulation (IF) | 43.72 |  | BT1 | Glycol | Advanced Controller with a Vacation or Holiday Mode | Solar Storage and Auxiliary Tanks are separate | 40 | 1 | 0.95 | 65 | Z09 | [18 empty] | Pomona | FALSE | 35.84 |  | 2011-06-01: 2019-03-28; 2011-08-03: 2019-04-05; 2011-09-20: 2019-04-09 | 2025 | 4480 | Up-front Payment
SCG-013494 | Low Income Single Family Residential | Domestic Hot Water | Gas | Southern California Gas Company | Incentive:Paid | 4382 | 36.9 |  | 1 | 125 |  | 119 |  | 2019-04-01 13:20 | 2019-04-10 | TITANIUM POWER INC | Retrofit | Pomona | Pomona | 91767 | Host Customer is System Owner | 8 |  | 30004257 | Butler Sun Solutions, Inc. | SOLAR BUTLER | B-BT1-40-I | Indirect Forced Circulation (IF) | 43.72 |  | BT1 | Glycol | Advanced Controller with a Vacation or Holiday Mode | Solar Storage and Auxiliary Tanks are separate | 40 | 1 | 0.95 | 95 | Z09 | [18 empty] | Pomona | FALSE | 35.84 |  | 2011-06-01: 2019-03-28; 2011-08-03: 2019-04-01; 2011-09-20: 2019-04-10 | 2025 | 4480 | Up-front Payment
SCG-013495 | Low Income Single Family Residential | Domestic Hot Water | Gas | Southern California Gas Company | Incentive:Paid | 3459 | 36.9 |  | 1 | 125 |  | 94 |  | 2019-04-01 11:24 | 2019-04-02 | TITANIUM POWER INC | Retrofit | Pomona | Pomona | 91767 | Host Customer is System Owner | 4 |  | 30004257 | Butler Sun Solutions, Inc. | SOLAR BUTLER | B-BT1-40-I | Indirect Forced Circulation (IF) | 43.72 |  | BT1 | Glycol | Advanced Controller with a Vacation or Holiday Mode | Solar Storage and Auxiliary Tanks are separate | 40 | 1 | 0.75 | 55 | Z09 | [18 empty] | Pomona | FALSE | 28.24 |  | 2011-06-01: 2019-03-28; 2011-08-03: 2019-04-01; 2011-09-20: 2019-04-02 | 2024 | 3530 | Up-front Payment
SCG-013496 | Low Income Multifamily Residential | Domestic Hot Water | Gas | Southern California Gas Company | Incentive:Paid | 8139 | 24.89 |  | 1 | 327 |  | 327 |  | 2019-05-17 17:30 | 2019-06-03 | CALIFORNIA SOLAR INTEGRATORS INC | New Construction | Carson | Los Angeles | 90745 | Host Customer is System Owner | [7 empty] | 65.66 | 32.83 |  | Glycol | Steam Back | Solar Storage with Tankless Auxiliary Water Heater |  | 1 | 1 | 880 | Z08 | 22 | Units | Apartments/Condos | TRB-32 | 2 | 1 | 379 | 1 | 0 | 0 | 798000 | TRUE | 120 | 140 |  |  |  |  | County of Los Angeles | FALSE | 82.97 |  | 2019-04-01 |  | 2019-05-17 | 2019-06-03 | 2021-02-11 | 2021-02-17 | 1318 | 27131 | Up-front Payment
SCG-013497 | Commercial/Multifamily Residential | Domestic Hot Water | Gas | Southern California Gas Company | Incentive:Paid | 79751 | 20.19 |  | 1 | 3950 |  | 3950 |  | 2019-04-19 11:47 | 2019-04-30 | ENVIRONMENTAL SOLAR DESIGN INC | Retrofit | Van Nuys | Los Angeles | 91405 | Host Customer is System Owner | [7 empty] | 1474.2 | 40.95 |  | Glycol | Advanced Controller with a Vacation or Holiday Mode | Solar Storage and Auxiliary Tanks are separate |  | 1 | 1 | 2240 | Z09 | 64 | Units | Apartments/Condos | TRB-40 | 36 | 2 | 1700 | 2 | 400 | 4 | 800000 | TRUE | 120 | 135 |  | SunEarth - SETR0603mcU + VFS 2-40 |  | SunEarth - SETR0603mcU + VFS 2-40 | Los Angeles Building & Safety | FALSE | 56.58 |  | 2019-04-17 |  | 2019-04-19 | 2019-04-30 | 2019-05-01 | 2019-05-13 | 1990 | 223500 | Up-front Payment
SCG-013498 | Low Income Single Family Residential | Domestic Hot Water | Gas | Southern California Gas Company | Incentive:Paid | 5387 | 36.9 |  | 1 | 146 |  | 146 |  | 2019-04-02 13:51 | 2019-04-09 | DOCTOR PIPER INC | Retrofit | Van Nuys | Los Angeles | 91411 | Host Customer is System Owner | 5 |  | 2001001C | SunEarth, Inc. | SOLARAY | TE48P-80-2G | Indirect Forced Circulation (IF) | 49.3 |  | EP-24 / EP-24-0.75 | Glycol | Steam Back | Solar Storage and Auxiliary Tanks are separate | 80 | 1 | 1 | 65 | Z09 | [18 empty] | City of Los Angeles | FALSE | 36.97 |  | 2011-06-01: 2019-04-02; 2011-08-03: 2019-04-02; 2011-09-20: 2019-04-09 | 2024 | 5397 | Up-front Payment
SCG-013499 | Low Income Single Family Residential | Domestic Hot Water | Gas | Southern California Gas Company | Incentive:Paid | 5387 | 36.9 |  | 1 | 146 |  | 146 |  | 2019-04-09 16:32 | 2019-04-25 | DOCTOR PIPER INC | Retrofit | Van Nuys | Los Angeles | 91405 | Host Customer is System Owner | 5 |  | 2001001C | SunEarth, Inc. | SOLARAY | TE48P-80-2G | Indirect Forced Circulation (IF) | 49.3 |  | EP-24 / EP-24-0.75 | Glycol | Steam Back | Solar Storage and Auxiliary Tanks are separate | 80 | 1 | 1 | 65 | Z09 | [18 empty] | City of Los Angeles | FALSE | 36.97 |  | 2011-06-01: 2019-04-02; 2011-08-03: 2019-04-09; 2011-09-20: 2019-04-25 | 2006 | 5397 | Up-front Payment
SCG-013500 | Low Income Single Family Residential | Domestic Hot Water | Gas | Southern California Gas Company | Incentive:Paid | 5397 | 36.9 |  | 1 | 149 |  | 149 |  | 2019-04-17 15:02 | 2019-05-15 | DOCTOR PIPER INC | Retrofit | Van Nuys | Los Angeles | 91411 | Host Customer is System Owner | 4 |  | 30004296 | SunEarth, Inc. | SOLARAY | TE40T-80-2G | Indirect Forced Circulation (IF) | 40.95 |  | TRB-40 | Glycol | Steam Back | Solar Storage and Auxiliary Tanks are separate | 80 | 1 | 1 | 55 | Z09 | [18 empty] | City of Los Angeles | FALSE | 36.22 |  | 2011-06-01: 2019-04-02; 2011-08-03: 2019-04-17; 2011-09-20: 2019-05-15 | 1990 | 5397 | Up-front Payment
SCG-013501 | Low Income Single Family Residential | Domestic Hot Water | Gas | Southern California Gas Company | Incentive:Canceled | 5387 | 36.9 |  | 1 | 146 |  | 146 |  |  |  | DOCTOR PIPER INC | Retrofit | Van Nuys | Los Angeles | 91411 | Host Customer is System Owner | 4 |  | 2001001C | SunEarth, Inc. | SOLARAY | TE48P-80-2G | Indirect Forced Circulation (IF) | 49.3 |  | EP-24 / EP-24-0.75 | Glycol | Steam Back | Solar Storage and Auxiliary Tanks are separate | 80 | 1 | 1 | 55 | Z09 | [18 empty] | City of Los Angeles | FALSE | 36.97 |  | 2011-06-01: 2019-04-02 | 2034 | 5397 | Up-front Payment
SCG-013502 | Low Income Single Family Residential | Domestic Hot Water | Gas | Southern California Gas Company | Incentive:Paid | 5387 | 36.9 |  | 1 | 146 |  | 146 |  | 2019-04-15 12:25 | 2019-04-16 | DOCTOR PIPER INC | Retrofit | Van Nuys | Los Angeles | 91405 | Host Customer is System Owner | 5 |  | 2001001C | SunEarth, Inc. | SOLARAY | TE48P-80-2G | Indirect Forced Circulation (IF) | 49.3 |  | EP-24 / EP-24-0.75 | Glycol | Steam Back | Solar Storage and Auxiliary Tanks are separate | 80 | 1 | 1 | 65 | Z09 | [18 empty] | City of Los Angeles | FALSE | 36.97 |  | 2011-06-01: 2019-04-02; 2011-08-03: 2019-04-15; 2011-09-20: 2019-04-16 | 2017 | 5397 | Up-front Payment
SCG-013503 | Low Income Single Family Residential | Domestic Hot Water | Gas | Southern California Gas Company | Incentive:Paid | 5387 | 36.9 |  | 1 | 146 |  | 146 |  | 2019-04-12 15:53 | 2019-04-15 | DOCTOR PIPER INC | Retrofit | Mission Hills | Los Angeles | 91345 | Host Customer is System Owner | 5 |  | 2001001C | SunEarth, Inc. | SOLARAY | TE48P-80-2G | Indirect Forced Circulation (IF) | 49.3 |  | EP-24 / EP-24-0.75 | Glycol | Steam Back | Solar Storage and Auxiliary Tanks are separate | 80 | 1 | 1 | 65 | Z09 | [18 empty] | City of Los Angeles | FALSE | 36.97 |  | 2011-06-01: 2019-04-02; 2011-08-03: 2019-04-12; 2011-09-20: 2019-04-15 | 2017 | 5397 | Up-front Payment
SCG-013504 | Low Income Single Family Residential | Domestic Hot Water | Gas | Southern California Gas Company | Incentive:Paid | 5387 | 36.9 |  | 1 | 146 |  | 146 |  | 2019-04-12 16:13 | 2019-04-15 | DOCTOR PIPER INC | Retrofit | North Hollywood | Los Angeles | 91605 | Host Customer is System Owner | 6 |  | 2001001C | SunEarth, Inc. | SOLARAY | TE48P-80-2G | Indirect Forced Circulation (IF) | 49.3 |  | EP-24 / EP-24-0.75 | Glycol | Steam Back | Solar and Auxiliary Storage are the same Tank | 80 | 1 | 1 | 75 | Z09 | [18 empty] | City of Los Angeles | FALSE | 36.97 |  | 2011-06-01: 2019-04-03; 2011-08-03: 2019-04-12; 2011-09-20: 2019-04-15 | 2017 | 5397 | Up-front Payment
SCG-013505 | Low Income Single Family Residential | Domestic Hot Water | Gas | Southern California Gas Company | Incentive:Paid | 5387 | 36.9 |  | 1 | 146 |  | 146 |  | 2019-05-01 12:04 | 2019-07-08 | DOCTOR PIPER INC | Retrofit | Reseda | Los Angeles | 91331 | Owner/Tenant | 4 |  | 2001001C | SunEarth, Inc. | SOLARAY | TE48P-80-2G | Indirect Forced Circulation (IF) | 49.3 |  | EP-24 / EP-24-0.75 | Glycol | Steam Back | Solar Storage and Auxiliary Tanks are separate | 80 | 1 | 1 | 55 | Z09 | [18 empty] | City of Los Angeles | FALSE | 36.97 |  | 2011-06-01: 2019-04-03; 2011-08-03: 2019-05-01; 2011-09-20: 2019-07-08 | 1928 | 5397 | Up-front Payment
PGE-013510 | Low Income Multifamily Residential | Domestic Hot Water | Gas | Pacific Gas and Electric | Incentive:Paid | 170073 | 24.89 |  | 1 | 6833 |  | 6833 |  | 2019-12-02 17:44 | 2020-02-10 | SOLARIX SYSTEMS | New Construction | San Francisco | San Francisco | 94103 | Host Customer is System Owner | [7 empty] | 1932.48 | 40.26 |  | Glycol | Pressure Stagnation Protection (PSP) | Solar Storage and Auxiliary Tanks are separate |  | 1 | 1 | 5291 | Z03 | 143 | Units | Apartments/Condos | 2010115A | 48 | 1 | 2700 | 1 | 500 | 1 | 1500000 | TRUE | 130 | 120 |  | Heliodyne - Delta-T Pro Ethernet |  | Heliodyne - Delta-T Pro Ethernet | CIty of San Francisco | FALSE | 40.25 |  | 2019-04-03 | 2019-12-26 | 2019-12-02 | 2020-02-10 | 2021-08-25 | 2021-09-09 | 1136 | 275053 | Up-front Payment
PGE-013513 | Commercial/Multifamily Residential | Domestic Hot Water | Gas | Pacific Gas and Electric | Incentive:Paid | 154554 | 20.19 |  | 1 | 7655 |  | 7655 |  | 2019-07-31 15:24 | 2019-08-12 | SOLARIX SYSTEMS | New Construction | San Francisco | San Francisco | 94107 | Host Customer is System Owner | [7 empty] | 2777.94 | 40.26 |  | Glycol | Pressure Stagnation Protection (PSP) | Solar Storage and Auxiliary Tanks are separate |  | 1 | 1 | 6916 | Z03 | 532 | Persons | Men's Dormitories | 2010115A | 69 | 1 | 3800 | 1 | 752 | 1 | 1500000 | TRUE | 130 | 120 |  | Heliodyne - Delta-T Pro Ethernet |  | Heliodyne - Delta-T Pro Ethernet | CIty of San Francisco | FALSE | 39.74 |  | 2019-04-03 | 2021-01-11 | 2019-07-31 | 2019-08-12 | 2021-01-09 | 2021-01-19 | 1355 | 304177 | Up-front Payment
SCG-013514 | Low Income Single Family Residential | Domestic Hot Water | Gas | Southern California Gas Company | Incentive:Paid | 5387 | 36.9 |  | 1 | 146 |  | 146 |  | 2019-04-24 12:45 | 2019-04-26 | DOCTOR PIPER INC | Retrofit | North Hills | Los Angeles | 91343 | Host Customer is System Owner | 5 |  | 2001001C | SunEarth, Inc. | SOLARAY | TE48P-80-2G | Indirect Forced Circulation (IF) | 49.3 |  | EP-24 / EP-24-0.75 | Glycol | Steam Back | Solar Storage and Auxiliary Tanks are separate | 80 | 1 | 1 | 65 | Z09 | [18 empty] | City of Los Angeles | FALSE | 36.97 |  | 2011-06-01: 2019-04-04; 2011-08-03: 2019-04-24; 2011-09-20: 2019-04-26 | 2006 | 5397 | Up-front Payment
SCG-013515 | Low Income Single Family Residential | Domestic Hot Water | Gas | Southern California Gas Company | Incentive:Paid | 5387 | 36.9 |  | 1 | 146 |  | 146 |  | 2019-04-09 16:39 | 2019-04-11 | DOCTOR PIPER INC | Retrofit | Van Nuys | Los Angeles | 91405 | Host Customer is System Owner | 5 |  | 2001001C | SunEarth, Inc. | SOLARAY | TE48P-80-2G | Indirect Forced Circulation (IF) | 49.3 |  | EP-24 / EP-24-0.75 |  |  | Solar Storage and Auxiliary Tanks are separate | 80 | 1 | 1 | 65 | Z09 | [18 empty] | City of Los Angeles | FALSE | 36.97 |  | 2011-06-01: 2019-04-04; 2011-08-03: 2019-04-09; 2011-09-20: 2019-04-11 | 2021 | 5397 | Up-front Payment
SCG-013516 | Low Income Single Family Residential | Domestic Hot Water | Gas | Southern California Gas Company | Incentive:Paid | 5387 | 36.9 |  | 1 | 146 |  | 146 |  | 2019-04-05 15:57 | 2019-04-09 | DOCTOR PIPER INC | Retrofit | Mission Hills | Los Angeles | 91345 | Host Customer is System Owner | 6 |  | 2001001C | SunEarth, Inc. | SOLARAY | TE48P-80-2G | Indirect Forced Circulation (IF) | 49.3 |  | EP-24 / EP-24-0.75 | Glycol | Steam Back | Solar Storage and Auxiliary Tanks are separate | 80 | 1 | 1 | 75 | Z09 | [18 empty] | City of Los Angeles | FALSE | 36.97 |  | 2011-06-01: 2019-04-04; 2011-08-03: 2019-04-05; 2011-09-20: 2019-04-09 | 2021 | 5397 | Up-front Payment
SCG-013517 | Low Income Single Family Residential | Domestic Hot Water | Gas | Southern California Gas Company | Incentive:Canceled | 5397 | 36.9 |  | 1 | 149 |  | 149 |  | 2019-05-31 09:17 |  | DOCTOR PIPER INC | Retrofit | Northridge | Los Angeles | 91324 | Host Customer is System Owner | 3 |  | 30004296 | SunEarth, Inc. | SOLARAY | TE40T-80-2G | Indirect Forced Circulation (IF) | 40.95 |  | TRB-40 | Glycol | Steam Back | Solar Storage and Auxiliary Tanks are separate | 80 | 1 | 1 | 45 | Z09 | [18 empty] | City of Los Angeles | FALSE | 36.22 |  | 2011-06-01: 2019-04-04; 2011-06-21: 2019-06-27; 2011-08-03: 2019-05-31 | 1949 | 5397 | Up-front Payment
SCG-013518 | Low Income Single Family Residential | Domestic Hot Water | Gas | Southern California Gas Company | Incentive:Canceled | 5397 | 36.9 |  | 1 | 149 |  | 149 |  | 2019-05-29 15:59 |  | DOCTOR PIPER INC | Retrofit | Reseda | Los Angeles | 91335 | Host Customer is System Owner | 4 |  | 30004296 | SunEarth, Inc. | SOLARAY | TE40T-80-2G | Indirect Forced Circulation (IF) | 40.95 |  | TRB-40 | Glycol | Steam Back | Solar Storage and Auxiliary Tanks are separate | 80 | 1 | 1 | 55 | Z09 | [18 empty] | City of Los Angeles | FALSE | 36.22 |  | 2011-06-01: 2019-04-05; 2011-06-21: 2019-06-27; 2011-08-03: 2019-05-29 | 1949 | 5397 | Up-front Payment
SCG-013519 | Multifamily Residential - Disadvantaged Community | Domestic Hot Water | Gas | Southern California Gas Company | Incentive:Paid | 12175 | 20.19 |  | 1 | 603 |  | 603 |  | 2019-04-15 14:06 | 2019-06-19 | INTELLIGENT GREEN SOLUTIONS CA | Retrofit | Reedley | Fresno | 93654 | Host Customer is System Owner | [7 empty] | 235.92 | 29.49 |  | Glycol | Steam Back | Solar Storage and Auxiliary Tanks are separate |  | 1 | 1 | 336 | Z13 | 8 | Units | Apartments/Condos | 10002034 | 8 | 1 | 400 | 1 | 100 | 1 | 85000 | FALSE | 160 | 140 |  |  |  |  | City of Reedley | FALSE | 63.58 |  | 2019-04-05 |  | 2019-04-15 | 2019-06-19 | 2019-06-19 | 2019-06-25 | 1926 | 38337 | Up-front Payment
SCG-013520 | Single Family Residential - Disadvantaged Community | Domestic Hot Water | Gas | Southern California Gas Company | Incentive:Paid | 2985 | 29.85 |  | 1 | 125 |  | 100 |  | 2019-04-08 10:28 | 2019-04-11 | TITANIUM POWER INC | Retrofit | Pomona | Pomona | 91766 | Host Customer is System Owner | 6 |  | 30004257 | Butler Sun Solutions, Inc. | SOLAR BUTLER | B-BT1-40-I | Indirect Forced Circulation (IF) | 43.72 |  | BT1 | Glycol | Advanced Controller with a Vacation or Holiday Mode | Solar Storage and Auxiliary Tanks are separate | 40 | 1 | 0.8 | 75 | Z09 | [18 empty] | Pomona | FALSE | 24.24 |  | 2011-06-01: 2019-04-05; 2011-08-03: 2019-04-08; 2011-09-20: 2019-04-11 | 2021 | 3030 | Up-front Payment
SCG-013521 | Low Income Single Family Residential | Domestic Hot Water | Gas | Southern California Gas Company | Incentive:Paid | 4613 | 36.9 |  | 1 | 125 |  | 125 |  | 2019-04-08 10:41 | 2019-04-11 | TITANIUM POWER INC | Retrofit | Pomona | Pomona | 91766 | Host Customer is System Owner | 4 |  | 30004257 | Butler Sun Solutions, Inc. | SOLAR BUTLER | B-BT1-40-I | Indirect Forced Circulation (IF) | 43.72 |  | BT1 | Glycol | Advanced Controller with a Vacation or Holiday Mode | Solar Storage and Auxiliary Tanks are separate | 40 | 1 | 1 | 55 | Z09 | [18 empty] | Pomona | FALSE | 37.44 |  | 2011-06-01: 2019-04-05; 2011-08-03: 2019-04-08; 2011-09-20: 2019-04-11 | 2021 | 4680 | Up-front Payment
SCG-013522 | Low Income Single Family Residential | Domestic Hot Water | Gas | Southern California Gas Company | Incentive:Paid | 4613 | 36.9 |  | 1 | 125 |  | 125 |  | 2019-04-08 10:32 | 2019-04-10 | TITANIUM POWER INC | Retrofit | Pomona | Pomona | 91767 | Host Customer is System Owner | 5 |  | 30004257 | Butler Sun Solutions, Inc. | SOLAR BUTLER | B-BT1-40-I | Indirect Forced Circulation (IF) | 43.72 |  | BT1 | Glycol | Advanced Controller with a Vacation or Holiday Mode | Solar Storage and Auxiliary Tanks are separate | 40 | 1 | 1 | 65 | Z09 | [18 empty] | Pomona | FALSE | 37.44 |  | 2011-06-01: 2019-04-05; 2011-08-03: 2019-04-08; 2011-09-20: 2019-04-10 | 2025 | 4680 | Up-front Payment
SCG-013523 | Low Income Single Family Residential | Domestic Hot Water | Gas | Southern California Gas Company | Incentive:Paid | 4613 | 36.9 |  | 1 | 125 |  | 125 |  | 2019-04-08 10:36 | 2019-04-11 | TITANIUM POWER INC | Retrofit | Pomona | Pomona | 91767 | Host Customer is System Owner | 6 |  | 30004257 | Butler Sun Solutions, Inc. | SOLAR BUTLER | B-BT1-40-I | Indirect Forced Circulation (IF) | 43.72 |  | BT1 | Glycol | Advanced Controller with a Vacation or Holiday Mode | Solar Storage and Auxiliary Tanks are separate | 40 | 1 | 1 | 75 | Z09 | [18 empty] | Pomona | FALSE | 37.44 |  | 2011-06-01: 2019-04-05; 2011-08-03: 2019-04-08; 2011-09-20: 2019-04-11 | 2021 | 4680 | Up-front Payment
SCG-013524 | Low Income Single Family Residential | Domestic Hot Water | Gas | Southern California Gas Company | Incentive:Paid | 3459 | 36.9 |  | 1 | 125 |  | 94 |  | 2019-04-08 10:39 | 2019-04-25 | TITANIUM POWER INC | Retrofit | Pomona | Pomona | 91766 | Host Customer is System Owner | 5 |  | 30004257 | Butler Sun Solutions, Inc. | SOLAR BUTLER | B-BT1-40-I | Indirect Forced Circulation (IF) | 43.72 |  | BT1 | Glycol | Advanced Controller with a Vacation or Holiday Mode | Solar Storage and Auxiliary Tanks are separate | 40 | 1 | 0.75 | 65 | Z09 | [18 empty] | Pomona | FALSE | 28.24 |  | 2011-06-01: 2019-04-05; 2011-08-03: 2019-04-08; 2011-09-20: 2019-04-25 | 2006 | 3530 | Up-front Payment
SCG-013525 | Low Income Single Family Residential | Domestic Hot Water | Gas | Southern California Gas Company | Incentive:Paid | 3690 | 36.9 |  | 1 | 125 |  | 100 |  | 2019-04-08 10:48 | 2019-04-11 | TITANIUM POWER INC | Retrofit | Pomona | Pomona | 91766 | Host Customer is System Owner | 7 |  | 30004257 | Butler Sun Solutions, Inc. | SOLAR BUTLER | B-BT1-40-I | Indirect Forced Circulation (IF) | 43.72 |  | BT1 | Glycol | Advanced Controller with a Vacation or Holiday Mode | Solar Storage and Auxiliary Tanks are separate | 40 | 1 | 0.8 | 85 | Z09 | [18 empty] | Pomona | FALSE | 30.24 |  | 2011-06-01: 2019-04-05; 2011-08-03: 2019-04-08; 2011-09-20: 2019-04-11 | 2021 | 3780 | Up-front Payment
SCG-013526 | Low Income Single Family Residential | Domestic Hot Water | Gas | Southern California Gas Company | Incentive:Paid | 4613 | 36.9 |  | 1 | 125 |  | 125 |  | 2019-04-08 10:29 | 2019-04-11 | TITANIUM POWER INC | Retrofit | Pomona | Pomona | 91766 | Host Customer is System Owner | 4 |  | 30004257 | Butler Sun Solutions, Inc. | SOLAR BUTLER | B-BT1-40-I | Indirect Forced Circulation (IF) | 43.72 |  | BT1 | Glycol | Advanced Controller with a Vacation or Holiday Mode | Solar Storage and Auxiliary Tanks are separate | 40 | 1 | 1 | 55 | Z09 | [18 empty] | Pomona | FALSE | 37.44 |  | 2011-06-01: 2019-04-05; 2011-08-03: 2019-04-08; 2011-09-20: 2019-04-11 | 2021 | 4680 | Up-front Payment
SCG-013527 | Low Income Single Family Residential | Domestic Hot Water | Gas | Southern California Gas Company | Incentive:Paid | 3921 | 36.9 |  | 1 | 125 |  | 106 |  | 2019-04-08 10:49 | 2019-04-30 | TITANIUM POWER INC | Retrofit | Pomona | Pomona | 91766 | Host Customer is System Owner | 7 |  | 30004257 | Butler Sun Solutions, Inc. | SOLAR BUTLER | B-BT1-40-I | Indirect Forced Circulation (IF) | 43.72 |  | BT1 | Glycol | Advanced Controller with a Vacation or Holiday Mode | Solar Storage and Auxiliary Tanks are separate | 40 | 1 | 0.85 | 85 | Z09 | [18 empty] | Pomona | FALSE | 31.84 |  | 2011-06-01: 2019-04-05; 2011-08-03: 2019-04-08; 2011-09-20: 2019-04-30 | 2006 | 3980 | Up-front Payment
SCG-013528 | Low Income Single Family Residential | Domestic Hot Water | Gas | Southern California Gas Company | Incentive:Paid | 4613 | 36.9 |  | 1 | 125 |  | 125 |  | 2019-04-08 10:38 | 2019-04-11 | TITANIUM POWER INC | Retrofit | Pomona | Pomona | 91766 | Host Customer is System Owner | 5 |  | 30004257 | Butler Sun Solutions, Inc. | SOLAR BUTLER | B-BT1-40-I | Indirect Forced Circulation (IF) | 43.72 |  | BT1 | Glycol | Advanced Controller with a Vacation or Holiday Mode | Solar Storage and Auxiliary Tanks are separate | 40 | 1 | 1 | 65 | Z09 | [18 empty] | Pomona | FALSE | 37.44 |  | 2011-06-01: 2019-04-05; 2011-08-03: 2019-04-08; 2011-09-20: 2019-04-11 | 2021 | 4680 | Up-front Payment
SCG-013529 | Low Income Single Family Residential | Domestic Hot Water | Gas | Southern California Gas Company | Incentive:Paid | 3921 | 36.9 |  | 1 | 125 |  | 106 |  | 2019-04-08 10:44 | 2019-04-10 | TITANIUM POWER INC | Retrofit | Pomona | Pomona | 91767 | Host Customer is System Owner | 4 |  | 30004257 | Butler Sun Solutions, Inc. | SOLAR BUTLER | B-BT1-40-I | Indirect Forced Circulation (IF) | 43.72 |  | BT1 | Glycol | Advanced Controller with a Vacation or Holiday Mode | Solar Storage and Auxiliary Tanks are separate | 40 | 1 | 0.85 | 55 | Z09 | [18 empty] | Pomona | FALSE | 31.84 |  | 2011-06-01: 2019-04-05; 2011-08-03: 2019-04-08; 2011-09-20: 2019-04-10 | 2024 | 3980 | Up-front Payment
SCG-013530 | Single Family Residential - Disadvantaged Community | Domestic Hot Water | Gas | Southern California Gas Company | Incentive:Paid | 3731 | 29.85 |  | 1 | 125 |  | 125 |  | 2019-04-08 10:26 | 2019-04-10 | TITANIUM POWER INC | Retrofit | Pomona | Pomona | 91766 | Host Customer is System Owner | 6 |  | 30004257 | Butler Sun Solutions, Inc. | SOLAR BUTLER | B-BT1-40-I | Indirect Forced Circulation (IF) | 43.72 |  | BT1 | Glycol | Advanced Controller with a Vacation or Holiday Mode | Solar Storage and Auxiliary Tanks are separate | 40 | 1 | 1 | 75 | Z09 | [18 empty] | Pomona | FALSE | 30.24 |  | 2011-06-01: 2019-04-05; 2011-08-03: 2019-04-08; 2011-09-20: 2019-04-10 | 2024 | 3780 | Up-front Payment
SCG-013531 | Multifamily Residential - Disadvantaged Community | Domestic Hot Water | Gas | Southern California Gas Company | Incentive:Paid | 24309 | 20.19 |  | 1 | 1204 |  | 1204 |  | 2019-04-23 00:57 | 2019-06-18 | INTELLIGENT GREEN SOLUTIONS CA | Retrofit | Reedley | Fresno | 93654 | Host Customer is System Owner | [7 empty] | 471.84 | 29.49 |  | Glycol | Steam Back | Solar Storage and Auxiliary Tanks are separate |  | 1 | 1 | 672 | Z13 | 16 | Units | Apartments/Condos | 10002034 | 16 | 1 | 800 | 1 | 100 | 1 | 85000 | FALSE | 160 | 140 |  | SunMaxx Solar - SmartMaxx-EMETER1000 |  | SunMaxx Solar - SmartMaxx-EMETER1000 | City of Reedley | FALSE | 50.95 |  | 2019-04-05 |  | 2019-04-23 | 2019-06-18 | 2019-06-19 | 2019-06-25 | 1927 | 61339 | Up-front Payment
SCG-013532 | Low Income Single Family Residential | Domestic Hot Water | Gas | Southern California Gas Company | Incentive:Paid | 5397 | 36.9 |  | 1 | 149 |  | 149 |  | 2019-05-07 14:37 | 2019-06-06 | DOCTOR PIPER INC | Retrofit | San Fernando | Los Angeles | 91342 | Host Customer is System Owner | 4 |  | 30004296 | SunEarth, Inc. | SOLARAY | TE40T-80-2G | Indirect Forced Circulation (IF) | 40.95 |  | TRB-40 | Glycol | Steam Back | Solar Storage and Auxiliary Tanks are separate | 80 | 1 | 1 | 55 | Z09 | [18 empty] | City of San Fernando | FALSE | 36.22 |  | 2011-06-01: 2019-04-05; 2011-08-03: 2019-05-07; 2011-09-20: 2019-06-06 | 1964 | 5397 | Up-front Payment
SCG-013533 | Low Income Single Family Residential | Domestic Hot Water | Gas | Southern California Gas Company | Incentive:Paid | 3921 | 36.9 |  | 1 | 125 |  | 106 |  | 2019-04-08 10:25 | 2019-04-10 | TITANIUM POWER INC | Retrofit | Pomona | Pomona | 91766 | Host Customer is System Owner | 5 |  | 30004257 | Butler Sun Solutions, Inc. | SOLAR BUTLER | B-BT1-40-I | Indirect Forced Circulation (IF) | 43.72 |  | BT1 | Glycol | Advanced Controller with a Vacation or Holiday Mode | Solar Storage and Auxiliary Tanks are separate | 40 | 1 | 0.85 | 65 | Z09 | [18 empty] | Pomona | FALSE | 31.84 |  | 2011-06-01: 2019-04-06; 2011-08-03: 2019-04-08; 2011-09-20: 2019-04-10 | 2024 | 3980 | Up-front Payment
SCG-013534 | Low Income Single Family Residential | Domestic Hot Water | Gas | Southern California Gas Company | Incentive:Paid | 4613 | 36.9 |  | 1 | 125 |  | 125 |  | 2019-04-08 10:43 | 2019-04-10 | TITANIUM POWER INC | Retrofit | Pomona | Pomona | 91766 | Host Customer is System Owner | 7 |  | 30004257 | Butler Sun Solutions, Inc. | SOLAR BUTLER | B-BT1-40-I | Indirect Forced Circulation (IF) | 43.72 |  | BT1 | Glycol | Advanced Controller with a Vacation or Holiday Mode | Solar Storage and Auxiliary Tanks are separate | 40 | 1 | 1 | 85 | Z09 | [18 empty] | Pomona | FALSE | 37.44 |  | 2011-06-01: 2019-04-06; 2011-08-03: 2019-04-08; 2011-09-20: 2019-04-10 | 2024 | 4680 | Up-front Payment
SCG-013535 | Low Income Single Family Residential | Domestic Hot Water | Gas | Southern California Gas Company | Incentive:Paid | 4613 | 36.9 |  | 1 | 125 |  | 125 |  | 2019-04-11 09:38 | 2019-04-25 | TITANIUM POWER INC | Retrofit | Pomon | Pomona | 91767 | Host Customer is System Owner | 4 |  | 30004257 | Butler Sun Solutions, Inc. | SOLAR BUTLER | B-BT1-40-I | Indirect Forced Circulation (IF) | 43.72 |  | BT1 | Glycol | Advanced Controller with a Vacation or Holiday Mode | Solar Storage and Auxiliary Tanks are separate | 40 | 1 | 1 | 55 | Z09 | [18 empty] | Pomona | FALSE | 37.44 |  | 2011-06-01: 2019-04-08; 2011-08-03: 2019-04-11; 2011-09-20: 2019-04-25 | 2006 | 4680 | Up-front Payment
SCG-013537 | Commercial/Multifamily Residential | Domestic Hot Water | Gas | Southern California Gas Company | Incentive:Paid | 7713 | 20.19 |  | 1 | 382 |  | 382 |  | 2019-04-15 10:09 | 2019-06-25 | INTELLIGENT GREEN SOLUTIONS CA | Retrofit | Lemoore | Kings | 93245 | Host Customer is System Owner | [7 empty] | 117.96 | 29.49 |  | Glycol | Steam Back | Solar Storage and Auxiliary Tanks are separate |  | 1 | 1 | 336 | Z13 | 8 | Units | Apartments/Condos | 10002034 | 4 | 1 | 200 | 1 | 100 | 1 | 199999 | FALSE | 160 | 140 |  |  |  |  | City of Lemoore | FALSE | 40.14 |  | 2019-04-08 |  | 2019-04-15 | 2019-06-25 | 2019-06-26 | 2019-07-03 | 1928 | 15335 | Up-front Payment
SCG-013538 | Commercial/Multifamily Residential | Domestic Hot Water | Gas | Southern California Gas Company | Reservation:Canceled |  | 17.16 |  | 2 | 0 |  | 0 |  |  |  | INTELLIGENT GREEN SOLUTIONS CA | Retrofit | Lemoore |  | 93245 | Host Customer is System Owner | [8 empty] | 29.49 |  | Glycol | Steam Back | Solar Storage and Auxiliary Tanks are separate |  |  | 1 |  | Z13 |  |  | Other | 10002034 | [7 empty] | FALSE | 160 | 140 | [5 empty] | FALSE | 0 |  | 2011-06-01: 2019-04-08 | 2028 | 38337 | Up-front Payment
SCG-013539 | Single Family Residential | Domestic Hot Water | Gas | Southern California Gas Company | Incentive:Paid | 4366 | 29.85 |  | 1 | 149 |  | 149 |  | 2019-05-28 16:40 | 2019-06-28 | DOCTOR PIPER INC | Retrofit | Mission Hills | Los Angeles | 91345 | Host Customer is System Owner | 3 |  | 30004296 | SunEarth, Inc. | SOLARAY | TE40T-80-2G | Indirect Forced Circulation (IF) | 40.95 |  | TRB-40 | Glycol | Steam Back | Solar Storage and Auxiliary Tanks are separate | 80 | 1 | 1 | 45 | Z09 | [18 empty] | City of Los Angeles | FALSE | 36.22 |  | 2011-06-01: 2019-04-08; 2011-08-03: 2019-05-28; 2011-09-20: 2019-06-28 | 1927 | 5397 | Up-front Payment
SCG-013540 | Low Income Single Family Residential | Domestic Hot Water | Gas | Southern California Gas Company | Incentive:Paid | 5387 | 36.9 |  | 1 | 146 |  | 146 |  | 2019-04-23 09:45 | 2019-04-26 | DOCTOR PIPER INC | Retrofit | Pacoima | Los Angeles | 91331 | Host Customer is System Owner | 5 |  | 2001001C | SunEarth, Inc. | SOLARAY | TE48P-80-2G | Indirect Forced Circulation (IF) | 49.3 |  | EP-24 / EP-24-0.75 | Glycol | Steam Back | Solar Storage and Auxiliary Tanks are separate | 80 | 1 | 1 | 65 | Z09 | [18 empty] | City of Los Angeles | FALSE | 36.97 |  | 2011-06-01: 2019-04-08; 2011-08-03: 2019-04-23; 2011-09-20: 2019-04-26 | 2006 | 5397 | Up-front Payment
SCG-013541 | Commercial/Multifamily Residential | Domestic Hot Water | Gas | Southern California Gas Company | Incentive:Paid | 7450 | 20.19 |  | 1 | 369 |  | 369 |  | 2019-04-15 10:21 | 2019-06-25 | INTELLIGENT GREEN SOLUTIONS CA | Retrofit | Lemoore | Kings | 93245 | Host Customer is System Owner | [7 empty] | 117.96 | 29.49 |  | Glycol | Steam Back | Solar Storage and Auxiliary Tanks are separate |  | 1 | 1 | 294 | Z13 | 7 | Units | Apartments/Condos | 10002034 | 4 | 1 | 200 | 1 | 100 | 1 | 85000 | FALSE | 160 | 140 |  |  |  |  | City of Lemoore | FALSE | 41.56 |  | 2019-04-09 |  | 2019-04-15 | 2019-06-25 | 2019-06-26 | 2019-07-03 | 1929 | 15335 | Up-front Payment
SCG-013542 | Commercial/Multifamily Residential | Domestic Hot Water | Gas | Southern California Gas Company | Incentive:Paid | 7713 | 20.19 |  | 1 | 382 |  | 382 |  | 2019-04-15 10:23 | 2019-06-25 | INTELLIGENT GREEN SOLUTIONS CA | Retrofit | Lemoore | Kings | 93245 | Host Customer is System Owner | [7 empty] | 117.96 | 29.49 |  | Glycol | Steam Back | Solar Storage and Auxiliary Tanks are separate |  | 1 | 1 | 336 | Z13 | 8 | Units | Apartments/Condos | 10002034 | 4 | 1 | 200 | 1 | 100 | 1 | 199999 | FALSE | 160 | 140 |  |  |  |  | City of Lemoore | FALSE | 40.14 |  | 2019-04-09 |  | 2019-04-15 | 2019-06-25 | 2019-06-26 | 2019-07-03 | 1929 | 15335 | Up-front Payment
PGE-013543 | Single Family Residential | Domestic Hot Water | Gas | Pacific Gas and Electric | Incentive:Paid | 3254 | 29.85 |  | 1 | 109 |  | 109 |  | 2019-04-10 08:23 | 2019-04-15 | ACR SOLAR INTERNATIONAL CORP | Retrofit | Elk Grove | Sacramento | 95757 | Host Customer is System Owner | 5 |  | 30004267 | ACR Solar International | SKYLINE SYSTEM 5 | 200152C75EXG | Indirect Forced Circulation (IF) | 40.64 |  | 2025-10-01 | Glycol | Advanced Controller with a Vacation or Holiday Mode | Solar and Auxiliary Storage are the same Tank | 75 | 1 | 1 | 65 | Z12 | [18 empty] | Elk Grove | FALSE | 66.06 |  | 2011-06-01: 2019-04-09; 2011-08-03: 2019-04-10; 2011-09-20: 2019-04-15 | 1996 | 7200 | Up-front Payment
SCG-013545 | Low Income Single Family Residential | Domestic Hot Water | Gas | Southern California Gas Company | Incentive:Paid | 5387 | 36.9 |  | 1 | 146 |  | 146 |  | 2019-04-11 16:23 | 2019-04-15 | DOCTOR PIPER INC | Retrofit | Van Nuys | Los Angeles | 91406 | Host Customer is System Owner | 5 |  | 2001001C | SunEarth, Inc. | SOLARAY | TE48P-80-2G | Indirect Forced Circulation (IF) | 49.3 |  | EP-24 / EP-24-0.75 | Glycol | Steam Back | Solar Storage and Auxiliary Tanks are separate | 80 | 1 | 1 | 65 | Z09 | [18 empty] | City of Los Angeles | FALSE | 36.97 |  | 2011-06-01: 2019-04-11; 2011-08-03: 2019-04-11; 2011-09-20: 2019-04-15 | 2020 | 5397 | Up-front Payment
SCG-013546 | Low Income Single Family Residential | Domestic Hot Water | Gas | Southern California Gas Company | Incentive:Paid | 5387 | 36.9 |  | 1 | 146 |  | 146 |  | 2019-04-11 16:50 | 2019-04-15 | DOCTOR PIPER INC | Retrofit | Van Nuys | Los Angeles | 91406 | Host Customer is System Owner | 4 |  | 2001001C | SunEarth, Inc. | SOLARAY | TE48P-80-2G | Indirect Forced Circulation (IF) | 49.3 |  | EP-24 / EP-24-0.75 | Glycol | Steam Back | Solar Storage and Auxiliary Tanks are separate | 80 | 1 | 1 | 55 | Z09 | [18 empty] | City of Los Angeles | FALSE | 36.97 |  | 2011-06-01: 2019-04-11; 2011-08-03: 2019-04-11; 2011-09-20: 2019-04-15 | 2020 | 5397 | Up-front Payment
SCG-013547 | Low Income Single Family Residential | Domestic Hot Water | Gas | Southern California Gas Company | Incentive:Canceled | 3210 | 36.9 |  | 1 | 87 |  | 87 |  | 2019-04-16 09:05 |  | TITANIUM POWER INC | Retrofit | Los Angeles | Los Angeles | 90011 | Host Customer is System Owner | 6 |  | 30004078 | GREENoneTEC Solarindustrie GmbH | Solpal Plus | Solpal Plus L-G | Direct Integral Collector Storage (DI) | 25.66 |  | Solpal Plus L |  |  | Solar Storage and Auxiliary Tanks are separate | 51 | 1 | 1 | 75 | Z08 | [18 empty] | Los Angeles | FALSE | 37.46 |  | 2011-06-01: 2019-04-12; 2011-06-21: 2019-04-17; 2011-08-03: 2019-04-16 | 2020 | 3259 | Up-front Payment
SCG-013548 | Low Income Single Family Residential | Domestic Hot Water | Gas | Southern California Gas Company | Incentive:Paid | 5397 | 36.9 |  | 1 | 148 |  | 148 |  | 2019-04-29 15:27 | 2019-05-01 | TITANIUM POWER INC | Retrofit | Pomona | Pomona | 91767 | Host Customer is System Owner | 6 |  | 30004272 | Butler Sun Solutions, Inc. | SOLAR BUTLER | BT1-40-I-T | Indirect Forced Circulation (IF) | 43.72 |  | BT1 | Glycol | Advanced Controller with a Vacation or Holiday Mode | Solar Storage with Tankless Auxiliary Water Heater | 40 | 1 | 1 | 75 | Z09 | [18 empty] | Pomona | FALSE | 36.69 |  | 2011-06-01: 2019-04-13; 2011-08-03: 2019-04-29; 2011-09-20: 2019-05-01 | 1999 | 5430 | Up-front Payment
SCG-013549 | Low Income Single Family Residential | Domestic Hot Water | Gas | Southern California Gas Company | Incentive:Paid | 5397 | 36.9 |  | 1 | 148 |  | 148 |  | 2019-04-16 09:12 | 2019-04-17 | TITANIUM POWER INC | Retrofit | Pomona | Pomona | 91768 | Host Customer is System Owner | 6 |  | 30004272 | Butler Sun Solutions, Inc. | SOLAR BUTLER | BT1-40-I-T | Indirect Forced Circulation (IF) | 43.72 |  | BT1 | Glycol | Advanced Controller with a Vacation or Holiday Mode | Solar Storage with Tankless Auxiliary Water Heater | 40 | 1 | 1 | 75 | Z09 | [18 empty] | Pomona | FALSE | 37.03 |  | 2011-06-01: 2019-04-13; 2011-08-03: 2019-04-16; 2011-09-20: 2019-04-17 | 2006 | 5480 | Up-front Payment
SCG-013550 | Low Income Single Family Residential | Domestic Hot Water | Gas | Southern California Gas Company | Incentive:Paid | 4642 | 36.9 |  | 1 | 148 |  | 126 |  | 2019-04-16 09:25 | 2019-04-30 | TITANIUM POWER INC | Retrofit | Pomona | Pomona | 91766 | Host Customer is System Owner | 5 |  | 30004272 | Butler Sun Solutions, Inc. | SOLAR BUTLER | BT1-40-I-T | Indirect Forced Circulation (IF) | 43.72 |  | BT1 | Glycol | Advanced Controller with a Vacation or Holiday Mode | Solar Storage with Tankless Auxiliary Water Heater | 40 | 1 | 0.85 | 65 | Z09 | [18 empty] | Pomona | FALSE | 31.62 |  | 2011-06-01: 2019-04-13; 2011-08-03: 2019-04-16; 2011-09-20: 2019-04-30 | 1999 | 4680 | Up-front Payment
SCG-013551 | Low Income Single Family Residential | Domestic Hot Water | Gas | Southern California Gas Company | Incentive:Paid | 5397 | 36.9 |  | 1 | 148 |  | 148 |  | 2019-04-16 09:24 | 2019-05-06 | TITANIUM POWER INC | Retrofit | Pomon | Pomona | 91766 | Host Customer is System Owner | 8 |  | 30004272 | Butler Sun Solutions, Inc. | SOLAR BUTLER | BT1-40-I-T | Indirect Forced Circulation (IF) | 43.72 |  | BT1 | Glycol | Advanced Controller with a Vacation or Holiday Mode | Solar Storage with Tankless Auxiliary Water Heater | 40 | 1 | 1 | 95 | Z09 | [18 empty] | Pomona | FALSE | 36.69 |  | 2011-06-01: 2019-04-13; 2011-08-03: 2019-04-16; 2011-09-20: 2019-05-06 | 1994 | 5430 | Up-front Payment
SCG-013552 | Low Income Single Family Residential | Domestic Hot Water | Gas | Southern California Gas Company | Incentive:Paid | 5397 | 36.9 |  | 1 | 148 |  | 148 |  | 2019-04-16 09:13 | 2019-04-29 | TITANIUM POWER INC | Retrofit | Pomona | Pomona | 91766 | Host Customer is System Owner | 4 |  | 30004272 | Butler Sun Solutions, Inc. | SOLAR BUTLER | BT1-40-I-T | Indirect Forced Circulation (IF) | 43.72 |  | BT1 | Glycol | Advanced Controller with a Vacation or Holiday Mode | Solar Storage with Tankless Auxiliary Water Heater | 40 | 1 | 1 | 55 | Z09 | [18 empty] | Pomona | FALSE | 36.69 |  | 2011-06-01: 2019-04-13; 2011-08-03: 2019-04-16; 2011-09-20: 2019-04-29 | 2005 | 5430 | Up-front Payment
SCG-013553 | Low Income Single Family Residential | Domestic Hot Water | Gas | Southern California Gas Company | Incentive:Paid | 5397 | 36.9 |  | 1 | 148 |  | 148 |  | 2019-04-16 09:21 | 2019-04-30 | TITANIUM POWER INC | Retrofit | Pomona | Pomona | 91766 | Host Customer is System Owner | 6 |  | 30004272 | Butler Sun Solutions, Inc. | SOLAR BUTLER | BT1-40-I-T | Indirect Forced Circulation (IF) | 43.72 |  | BT1 | Glycol | Advanced Controller with a Vacation or Holiday Mode | Solar Storage with Tankless Auxiliary Water Heater | 40 | 1 | 1 | 75 | Z09 | [18 empty] | Pomona | FALSE | 36.69 |  | 2011-06-01: 2019-04-13; 2011-08-03: 2019-04-16; 2011-09-20: 2019-04-30 | 2005 | 5430 | Up-front Payment
SCG-013554 | Low Income Single Family Residential | Domestic Hot Water | Gas | Southern California Gas Company | Incentive:Paid | 4642 | 36.9 |  | 1 | 148 |  | 126 |  | 2019-04-16 09:07 | 2019-04-30 | TITANIUM POWER INC | Retrofit | Pomona | Pomona | 91766 | Host Customer is System Owner | 4 |  | 30004272 | Butler Sun Solutions, Inc. | SOLAR BUTLER | BT1-40-I-T | Indirect Forced Circulation (IF) | 43.72 |  | BT1 | Glycol | Advanced Controller with a Vacation or Holiday Mode | Solar Storage with Tankless Auxiliary Water Heater | 40 | 1 | 0.85 | 55 | Z09 | [18 empty] | Pomona | FALSE | 31.62 |  | 2011-06-01: 2019-04-13; 2011-08-03: 2019-04-16; 2011-09-20: 2019-04-30 | 1994 | 4680 | Up-front Payment
SCG-013555 | Low Income Single Family Residential | Domestic Hot Water | Gas | Southern California Gas Company | Incentive:Paid | 4642 | 36.9 |  | 1 | 148 |  | 126 |  | 2019-04-16 09:23 | 2019-04-30 | TITANIUM POWER INC | Retrofit | Pomona | Pomona | 91766 | Host Customer is System Owner | 6 |  | 30004272 | Butler Sun Solutions, Inc. | SOLAR BUTLER | BT1-40-I-T | Indirect Forced Circulation (IF) | 43.72 |  | BT1 | Glycol | Advanced Controller with a Vacation or Holiday Mode | Solar Storage with Tankless Auxiliary Water Heater | 40 | 1 | 0.85 | 75 | Z09 | [18 empty] | Pomona | FALSE | 31.62 |  | 2011-06-01: 2019-04-13; 2011-08-03: 2019-04-16; 2011-09-20: 2019-04-30 | 1994 | 4680 | Up-front Payment
SCG-013556 | Low Income Single Family Residential | Domestic Hot Water | Gas | Southern California Gas Company | Incentive:Paid | 5188 | 36.9 |  | 1 | 148 |  | 141 |  | 2019-04-16 09:18 | 2019-04-30 | TITANIUM POWER INC | Retrofit | Pomona | Pomona | 91766 | Host Customer is System Owner | 5 |  | 30004272 | Butler Sun Solutions, Inc. | SOLAR BUTLER | BT1-40-I-T | Indirect Forced Circulation (IF) | 43.72 |  | BT1 | Glycol | Advanced Controller with a Vacation or Holiday Mode | Solar Storage with Tankless Auxiliary Water Heater | 40 | 1 | 0.95 | 65 | Z09 | [18 empty] | Pomona | FALSE | 35.68 |  | 2011-06-01: 2019-04-13; 2011-08-03: 2019-04-16; 2011-09-20: 2019-04-30 | 2005 | 5280 | Up-front Payment
SCG-013557 | Low Income Single Family Residential | Domestic Hot Water | Gas | Southern California Gas Company | Incentive:Paid | 5397 | 36.9 |  | 1 | 148 |  | 148 |  | 2019-04-16 09:19 | 2019-05-01 | TITANIUM POWER INC | Retrofit | Pomona | Pomona | 91766 | Host Customer is System Owner | 6 |  | 30004272 | Butler Sun Solutions, Inc. | SOLAR BUTLER | BT1-40-I-T | Indirect Forced Circulation (IF) | 43.72 |  | BT1 | Glycol | Advanced Controller with a Vacation or Holiday Mode | Solar Storage with Tankless Auxiliary Water Heater | 40 | 1 | 1 | 75 | Z09 | [18 empty] | Pomona | FALSE | 36.69 |  | 2011-06-01: 2019-04-13; 2011-08-03: 2019-04-16; 2011-09-20: 2019-05-01 | 1999 | 5430 | Up-front Payment
SCG-013558 | Low Income Single Family Residential | Domestic Hot Water | Gas | Southern California Gas Company | Incentive:Paid | 5397 | 36.9 |  | 1 | 148 |  | 148 |  | 2019-04-16 09:14 | 2019-04-30 | TITANIUM POWER INC | Retrofit | Pomona | Pomona | 91766 | Host Customer is System Owner | 4 |  | 30004272 | Butler Sun Solutions, Inc. | SOLAR BUTLER | BT1-40-I-T | Indirect Forced Circulation (IF) | 43.72 |  | BT1 | Glycol | Advanced Controller with a Vacation or Holiday Mode | Solar Storage with Tankless Auxiliary Water Heater | 40 | 1 | 1 | 55 | Z09 | [18 empty] | Pomona | FALSE | 37.03 |  | 2011-06-01: 2019-04-13; 2011-08-03: 2019-04-16; 2011-09-20: 2019-04-30 | 1994 | 5480 | Up-front Payment
SCG-013559 | Low Income Single Family Residential | Domestic Hot Water | Gas | Southern California Gas Company | Incentive:Paid | 5397 | 36.9 |  | 1 | 148 |  | 148 |  | 2019-04-16 09:22 | 2019-04-30 | TITANIUM POWER INC | Retrofit | Pomona | Pomona | 91766 | Host Customer is System Owner | 4 |  | 30004272 | Butler Sun Solutions, Inc. | SOLAR BUTLER | BT1-40-I-T | Indirect Forced Circulation (IF) | 43.72 |  | BT1 | Glycol | Advanced Controller with a Vacation or Holiday Mode | Solar Storage with Tankless Auxiliary Water Heater | 40 | 1 | 1 | 55 | Z09 | [18 empty] | Pomona | FALSE | 37.03 |  | 2011-06-01: 2019-04-13; 2011-08-03: 2019-04-16; 2011-09-20: 2019-04-30 | 1990 | 5480 | Up-front Payment
SCG-013560 | Single Family Residential - Disadvantaged Community | Domestic Hot Water | Gas | Southern California Gas Company | Incentive:Paid | 3534 | 29.85 |  | 1 | 148 |  | 118 |  | 2019-04-16 09:17 | 2019-04-30 | TITANIUM POWER INC | Retrofit | Pomona | Pomona | 91767 | Host Customer is System Owner | 8 |  | 30004272 | Butler Sun Solutions, Inc. | SOLAR BUTLER | BT1-40-I-T | Indirect Forced Circulation (IF) | 43.72 |  | BT1 | Glycol | Advanced Controller with a Vacation or Holiday Mode | Solar Storage with Tankless Auxiliary Water Heater | 40 | 1 | 0.8 | 95 | Z09 | [18 empty] | Pomona | FALSE | 24.53 |  | 2011-06-01: 2019-04-13; 2011-08-03: 2019-04-16; 2011-09-20: 2019-04-30 | 1999 | 3630 | Up-front Payment
SCG-013561 | Single Family Residential | Domestic Hot Water | Gas | Southern California Gas Company | Incentive:Paid | 4366 | 29.85 |  | 1 | 149 |  | 149 |  | 2019-05-28 20:02 | 2019-06-28 | DOCTOR PIPER INC | Retrofit | Mission Hills | Los Angeles | 91345 | Host Customer is System Owner | 5 |  | 30004296 | SunEarth, Inc. | SOLARAY | TE40T-80-2G | Indirect Forced Circulation (IF) | 40.95 |  | TRB-40 | Glycol | Steam Back | Solar Storage and Auxiliary Tanks are separate | 80 | 1 | 1 | 65 | Z09 | [18 empty] | City of Los Angeles | FALSE | 36.22 |  | 2011-06-01: 2019-04-15; 2011-08-03: 2019-05-28; 2011-09-20: 2019-06-28 | 1929 | 5397 | Up-front Payment
SCG-013563 | Low Income Single Family Residential | Domestic Hot Water | Gas | Southern California Gas Company | Incentive:Paid | 3210 | 36.9 |  | 1 | 87 |  | 87 |  | 2019-04-17 09:10 | 2019-04-17 | MAC GREINE ENERGY CORP | Retrofit | los angeles | Los Angeles | 90047 | Host Customer is System Owner | 4 |  | 30004078 | GREENoneTEC Solarindustrie GmbH | Solpal Plus | Solpal Plus L-G | Direct Integral Collector Storage (DI) | 25.66 |  | Solpal Plus L |  |  | Solar Storage and Auxiliary Tanks are separate | 51 | 1 | 1 | 55 | Z08 | [18 empty] | city of los angeles | FALSE | 36.9 |  | 2011-06-01: 2019-04-16; 2011-08-03: 2019-04-17; 2011-09-20: 2019-04-17 | 2017 | 3210 | Up-front Payment
SCG-013564 | Low Income Single Family Residential | Domestic Hot Water | Gas | Southern California Gas Company | Incentive:Paid | 5387 | 36.9 |  | 1 | 146 |  | 146 |  | 2019-04-22 09:00 | 2019-04-26 | DOCTOR PIPER INC | Retrofit | Mission Hills | Los Angeles | 91345 | Host Customer is System Owner | 5 |  | 2001001C | SunEarth, Inc. | SOLARAY | TE48P-80-2G | Indirect Forced Circulation (IF) | 49.3 |  | EP-24 / EP-24-0.75 | Glycol | Steam Back | Solar Storage and Auxiliary Tanks are separate | 80 | 1 | 1 | 65 | Z09 | [18 empty] | City of Los Angeles | FALSE | 36.97 |  | 2011-06-01: 2019-04-16; 2011-08-03: 2019-04-22; 2011-09-20: 2019-04-26 | 2006 | 5397 | Up-front Payment
SCG-013565 | Low Income Single Family Residential | Domestic Hot Water | Gas | Southern California Gas Company | Incentive:Paid | 5397 | 36.9 |  | 1 | 149 |  | 149 |  | 2019-05-15 15:20 | 2019-05-16 | DOCTOR PIPER INC | Retrofit | San Fernando | Los Angeles | 91342 | Host Customer is System Owner | 4 |  | 30004296 | SunEarth, Inc. | SOLARAY | TE40T-80-2G | Indirect Forced Circulation (IF) | 40.95 |  | TRB-40 | Glycol | Steam Back | Solar Storage and Auxiliary Tanks are separate | 80 | 1 | 1 | 55 | Z09 | [18 empty] | City of Los Angeles | FALSE | 36.22 |  | 2011-06-01: 2019-04-16; 2011-08-03: 2019-05-15; 2011-09-20: 2019-05-16 | 1986 | 5397 | Up-front Payment
SCG-013566 | Low Income Single Family Residential | Domestic Hot Water | Gas | Southern California Gas Company | Incentive:Paid | 4705 | 36.9 |  | 1 | 150 |  | 128 |  | 2019-04-25 10:06 | 2019-04-26 | MAC GREINE ENERGY CORP | Retrofit | los angeles | Los Angeles | 90044 | Host Customer is System Owner | 6 |  | 30004247 | Heliodyne, Inc. | HELIO-PAS | HPAS 1 410 G 80 AC D Z | Indirect Forced Circulation (IF) | 40.26 |  | 410 001 | Glycol | Pressure Stagnation Protection (PSP) | Solar Storage and Auxiliary Tanks are separate | 80 | 1 | 0.85 | 75 | Z08 | [18 empty] | city of los angeles | FALSE | 31.37 |  | 2011-06-01: 2019-04-16; 2011-08-03: 2019-04-25; 2011-09-20: 2019-04-26 | 2006 | 4705 | Up-front Payment
SCG-013567 | Low Income Single Family Residential | Domestic Hot Water | Gas | Southern California Gas Company | Incentive:Paid | 5397 | 36.9 |  | 1 | 150 |  | 150 |  | 2019-04-17 09:13 | 2019-04-17 | MAC GREINE ENERGY CORP | Retrofit | los angeles | Los Angeles | 90044 | Host Customer is System Owner | 4 |  | 30004247 | Heliodyne, Inc. | HELIO-PAS | HPAS 1 410 G 80 AC D Z | Indirect Forced Circulation (IF) | 40.26 |  | 410 001 | Glycol | Pressure Stagnation Protection (PSP) | Solar Storage and Auxiliary Tanks are separate | 80 | 1 | 1 | 55 | Z08 | [18 empty] | city of los angeles | FALSE | 35.98 |  | 2011-06-01: 2019-04-16; 2011-08-03: 2019-04-17; 2011-09-20: 2019-04-17 | 2017 | 5397 | Up-front Payment
SCG-013568 | Low Income Single Family Residential | Domestic Hot Water | Gas | Southern California Gas Company | Incentive:Paid | 5397 | 36.9 |  | 1 | 149 |  | 149 |  | 2019-05-14 16:44 | 2019-06-04 | DOCTOR PIPER INC | Retrofit | Mission Hills | Los Angeles | 91345 | Host Customer is System Owner | 6 |  | 30004296 | SunEarth, Inc. | SOLARAY | TE40T-80-2G | Indirect Forced Circulation (IF) | 40.95 |  | TRB-40 | Glycol | Steam Back | Solar Storage and Auxiliary Tanks are separate | 80 | 1 | 1 | 75 | Z09 | [18 empty] | City of Los Angeles | FALSE | 36.22 |  | 2011-06-01: 2019-04-16; 2011-08-03: 2019-05-14; 2011-09-20: 2019-06-04 | 1970 | 5397 | Up-front Payment
PGE-013570 | Multifamily Residential - Disadvantaged Community | Domestic Hot Water | Gas | Pacific Gas and Electric | Incentive:Paid | 22694 | 20.19 |  | 1 | 1124 |  | 1124 |  | 2019-04-19 07:48 | 2019-04-23 | INTELLIGENT GREEN SOLUTIONS CA | Retrofit | Bakersfield | Kern | 93307 | Lease | [7 empty] | 442.35 | 29.49 |  | Glycol | Steam Back | Solar Storage and Auxiliary Tanks are separate |  | 1 | 1 | 672 | Z13 |  |  | Other | 10002034 | 15 | 1 | 800 | 1 | 75 | 1 | 53600 | FALSE | 160 | 140 |  |  |  |  | City of Bakersfield | FALSE | 51.16 |  | 2019-04-17 |  | 2019-04-19 | 2019-04-23 | 2019-04-24 | 2019-04-30 | 1996 | 57506 | Up-front Payment
SCG-013571 | Low Income Single Family Residential | Domestic Hot Water | Gas | Southern California Gas Company | Incentive:Paid | 5397 | 36.9 |  | 1 | 148 |  | 148 |  | 2019-04-19 08:23 | 2019-05-01 | TITANIUM POWER INC | Retrofit | Pomona | Pomona | 91767 | Host Customer is System Owner | 6 |  | 30004272 | Butler Sun Solutions, Inc. | SOLAR BUTLER | BT1-40-I-T | Indirect Forced Circulation (IF) | 43.72 |  | BT1 | Glycol | Advanced Controller with a Vacation or Holiday Mode | Solar Storage with Tankless Auxiliary Water Heater | 40 | 1 | 1 | 75 | Z09 | [18 empty] | Pomona | FALSE | 36.69 |  | 2011-06-01: 2019-04-17; 2011-08-03: 2019-04-19; 2011-09-20: 2019-05-01 | 1999 | 5430 | Up-front Payment
SCG-013572 | Low Income Single Family Residential | Domestic Hot Water | Gas | Southern California Gas Company | Incentive:Paid | 5397 | 36.9 |  | 1 | 148 |  | 148 |  | 2019-05-02 14:51 | 2019-05-06 | TITANIUM POWER INC | Retrofit | Pomona | Pomona | 91766 | Host Customer is System Owner | 7 |  | 30004272 | Butler Sun Solutions, Inc. | SOLAR BUTLER | BT1-40-I-T | Indirect Forced Circulation (IF) | 43.72 |  | BT1 | Glycol | Advanced Controller with a Vacation or Holiday Mode | Solar Storage with Tankless Auxiliary Water Heater | 40 | 1 | 1 | 85 | Z09 | [18 empty] | POMONA | FALSE | 36.69 |  | 2011-06-01: 2019-04-17; 2011-08-03: 2019-05-02; 2011-09-20: 2019-05-06 | 1994 | 5430 | Up-front Payment
SCG-013573 | Low Income Single Family Residential | Domestic Hot Water | Gas | Southern California Gas Company | Incentive:Paid | 4642 | 36.9 |  | 1 | 148 |  | 126 |  | 2019-04-19 08:28 | 2019-05-01 | TITANIUM POWER INC | Retrofit | POMONA | Pomona | 91766 | Host Customer is System Owner | 6 |  | 30004272 | Butler Sun Solutions, Inc. | SOLAR BUTLER | BT1-40-I-T | Indirect Forced Circulation (IF) | 43.72 |  | BT1 | Glycol | Advanced Controller with a Vacation or Holiday Mode | Solar Storage with Tankless Auxiliary Water Heater | 40 | 1 | 0.85 | 75 | Z09 | [18 empty] | POMONA | FALSE | 31.62 |  | 2011-06-01: 2019-04-17; 2011-08-03: 2019-04-19; 2011-09-20: 2019-05-01 | 1999 | 4680 | Up-front Payment
SCG-013574 | Low Income Single Family Residential | Domestic Hot Water | Gas | Southern California Gas Company | Incentive:Paid | 4642 | 36.9 |  | 1 | 148 |  | 126 |  | 2019-04-19 08:21 | 2019-05-01 | TITANIUM POWER INC | Retrofit | Pomona | Pomona | 91766 | Host Customer is System Owner | 5 |  | 30004272 | Butler Sun Solutions, Inc. | SOLAR BUTLER | BT1-40-I-T | Indirect Forced Circulation (IF) | 43.72 |  | BT1 | Glycol | Advanced Controller with a Vacation or Holiday Mode | Solar Storage with Tankless Auxiliary Water Heater | 40 | 1 | 0.85 | 65 | Z09 | [18 empty] | Pomona | FALSE | 31.62 |  | 2011-06-01: 2019-04-17; 2011-08-03: 2019-04-19; 2011-09-20: 2019-05-01 | 1999 | 4680 | Up-front Payment
SCG-013575 | Commercial Pools | Pool Heating | Gas | Southern California Gas Company | Incentive:Paid | 5770 | 7 |  | 1 | 1110 |  | 1110 |  | 2019-04-24 14:50 | 2019-04-30 | SUNTREK INDUSTRIES INC | Retrofit | Van Nuys | Los Angeles | 91406 | Host Customer is System Owner | [7 empty] | 440 | 40 |  | Drainback |  |  |  | 1 | 1 |  | Z09 |  |  |  | 2007048A | 11 | 1 | [5 empty] | FALSE | [6 empty] | Los Angeles | FALSE | 10.4 |  | 2019-04-17 |  | 2019-04-24 | 2019-04-30 | 2019-08-07 | 2019-08-08 | 1900 | 11540 | Up-front Payment
SCG-013576 | Commercial Pools | Pool Heating | Gas | Southern California Gas Company | Incentive:Paid | 8665 | 7 |  | 1 | 1881 |  | 1881 |  | 2019-04-24 14:26 | 2019-04-30 | SUNTREK INDUSTRIES INC | Retrofit | Van Nuys | Los Angeles | 91406 | Host Customer is System Owner | [7 empty] | 672 | 48 |  | Drainback |  |  |  | 1 | 1 |  | Z09 |  |  |  | 2007048A | 14 | 1 | [5 empty] | FALSE |  |  |  | SunEarth - SETR A503 TTR U + VFS 20-400 |  | SunEarth - SETR A503 TTR U + VFS 20-400 | Los Angeles | FALSE | 9.21 |  | 2019-04-17 |  | 2019-04-24 | 2019-04-30 | 2019-07-23 | 2019-07-23 | 1919 | 17329 | Up-front Payment
SCG-013577 | Commercial Pools | Pool Heating | Gas | Southern California Gas Company | Incentive:Paid | 9552 | 7 |  | 1 | 1809 |  | 1628 |  | 2019-05-16 13:49 | 2019-05-24 | SUNTREK INDUSTRIES INC | Retrofit | Rancho Santa Margarita | Orange | 92688 | Host Customer is System Owner | [7 empty] | 624 | 48 |  | Drainback |  |  |  | 0.9 | 1 |  | Z10 |  |  |  | 2007048A | 13 | 1 | [5 empty] | FALSE |  |  |  | SunEarth - SETR A503 TTR U + VFS 20-400 |  | SunEarth - SETR A503 TTR U + VFS 20-400 | Rancho Santa Margarita | FALSE | 10.56 |  | 2019-04-17 |  | 2019-05-16 | 2019-05-24 | 2019-05-31 | 2019-05-31 | 1971 | 19104 | Up-front Payment
SCG-013578 | Commercial Pools | Pool Heating | Gas | Southern California Gas Company | Incentive:Paid | 8681 | 7 |  | 1 | 1631 |  | 1631 |  | 2019-06-26 14:07 | 2019-06-27 | SUNTREK INDUSTRIES INC | Retrofit | Orange | Orange | 92865 | Host Customer is System Owner | [7 empty] | 576 | 48 |  | Drainback |  |  |  | 1 | 1 |  | Z08 |  |  |  | 2007048A | 12 | 1 | [5 empty] | FALSE |  |  |  | SunEarth - SETR A503 TTR U + VFS 20-400 |  | SunEarth - SETR A503 TTR U + VFS 20-400 | Orange | FALSE | 10.64 |  | 2019-04-17 |  | 2019-06-26 | 2019-06-27 | 2019-08-03 | 2019-08-05 | 1900 | 17361 | Up-front Payment
SCG-013579 | Commercial Pools | Pool Heating | Gas | Southern California Gas Company | Incentive:Paid | 8155 | 7 |  | 1 | 2288 |  | 2288 |  | 2019-05-20 08:22 | 2019-05-24 | SUNTREK INDUSTRIES INC | Retrofit | Palm Springs | Riverside | 92264 | Host Customer is System Owner | [7 empty] | 760.002 | 44.706 |  | Drainback |  |  |  | 1 | 1 |  | Z15 |  |  |  | 2007048A | 17 | 1 | [5 empty] | FALSE |  |  |  | SunEarth - SETR A503 TTR U + VFS 20-400 |  | SunEarth - SETR A503 TTR U + VFS 20-400 | Palm Springs | FALSE | 7.13 |  | 2019-04-17 |  | 2019-05-20 | 2019-05-24 | 2019-06-13 | 2019-06-21 | 1950 | 16310 | Up-front Payment
SCG-013580 | Low Income Single Family Residential | Domestic Hot Water | Gas | Southern California Gas Company | Incentive:Paid | 5397 | 36.9 |  | 1 | 149 |  | 149 |  | 2019-04-18 10:10 | 2019-05-15 | DOCTOR PIPER INC | Retrofit | Panorama City | Los Angeles | 91402 | Host Customer is System Owner | 5 |  | 30004296 | SunEarth, Inc. | SOLARAY | TE40T-80-2G | Indirect Forced Circulation (IF) | 40.95 |  | TRB-40 | Glycol | Steam Back | Solar Storage with Tankless Auxiliary Water Heater | 80 | 1 | 1 | 65 | Z09 | [18 empty] | City of Los Angeles | FALSE | 36.22 |  | 2011-06-01: 2019-04-18; 2011-08-03: 2019-04-18; 2011-09-20: 2019-05-15 | 1990 | 5397 | Up-front Payment
SCG-013581 | Single Family Residential - Disadvantaged Community | Domestic Hot Water | Gas | Southern California Gas Company | Incentive:Paid | 4197 | 29.85 |  | 1 | 148 |  | 141 |  | 2019-04-22 09:24 | 2019-05-01 | TITANIUM POWER INC | Retrofit | Pomona | Pomona | 91767 | Host Customer is System Owner | 5 |  | 30004272 | Butler Sun Solutions, Inc. | SOLAR BUTLER | BT1-40-I-T | Indirect Forced Circulation (IF) | 43.72 |  | BT1 | Glycol | Advanced Controller with a Vacation or Holiday Mode | Solar Storage with Tankless Auxiliary Water Heater | 40 | 1 | 0.95 | 65 | Z09 | [18 empty] | Pomona | FALSE | 29.26 |  | 2011-06-01: 2019-04-18; 2011-08-03: 2019-04-22; 2011-09-20: 2019-05-01 | 1999 | 4330 | Up-front Payment
SCG-013582 | Low Income Single Family Residential | Domestic Hot Water | Gas | Southern California Gas Company | Incentive:Paid | 5397 | 36.9 |  | 1 | 148 |  | 148 |  | 2019-05-02 14:59 | 2019-05-06 | TITANIUM POWER INC | Retrofit | Pomona | Pomona | 91768 | Host Customer is System Owner | 4 |  | 30004272 | Butler Sun Solutions, Inc. | SOLAR BUTLER | BT1-40-I-T | Indirect Forced Circulation (IF) | 43.72 |  | BT1 | Glycol | Advanced Controller with a Vacation or Holiday Mode | Solar Storage with Tankless Auxiliary Water Heater | 40 | 1 | 1 | 55 | Z09 | [18 empty] | Pomona | FALSE | 36.69 |  | 2011-06-01: 2019-04-18; 2011-08-03: 2019-05-02; 2011-09-20: 2019-05-06 | 1994 | 5430 | Up-front Payment
SCG-013583 | Low Income Single Family Residential | Domestic Hot Water | Gas | Southern California Gas Company | Incentive:Paid | 5188 | 36.9 |  | 1 | 148 |  | 141 |  | 2019-04-22 09:26 | 2019-05-02 | TITANIUM POWER INC | Retrofit | Pomona | Pomona | 91768 | Host Customer is System Owner | 7 |  | 30004272 | Butler Sun Solutions, Inc. | SOLAR BUTLER | BT1-40-I-T | Indirect Forced Circulation (IF) | 43.72 |  | BT1 | Glycol | Advanced Controller with a Vacation or Holiday Mode | Solar Storage with Tankless Auxiliary Water Heater | 40 | 1 | 0.95 | 85 | Z09 | [18 empty] | Pomona | FALSE | 35.68 |  | 2011-06-01: 2019-04-18; 2011-08-03: 2019-04-22; 2011-09-20: 2019-05-02 | 2000 | 5280 | Up-front Payment
SCG-013584 | Low Income Single Family Residential | Domestic Hot Water | Gas | Southern California Gas Company | Incentive:Paid | 5397 | 36.9 |  | 1 | 150 |  | 150 |  | 2019-04-25 10:27 | 2019-04-26 | MAC GREINE ENERGY CORP | Retrofit | Los Angeles | Los Angeles | 90047 | Host Customer is System Owner | 4 |  | 30004247 | Heliodyne, Inc. | HELIO-PAS | HPAS 1 410 G 80 AC D Z | Indirect Forced Circulation (IF) | 40.26 |  | 410 001 | Glycol | Pressure Stagnation Protection (PSP) | Solar Storage and Auxiliary Tanks are separate | 80 | 1 | 1 | 55 | Z08 | [18 empty] | city of Los Angeles | FALSE | 35.98 |  | 2011-06-01: 2019-04-22; 2011-08-03: 2019-04-25; 2011-09-20: 2019-04-26 | 2006 | 5397 | Up-front Payment
SCG-013585 | Low Income Single Family Residential | Domestic Hot Water | Gas | Southern California Gas Company | Incentive:Paid | 4428 | 36.9 |  | 1 | 150 |  | 120 |  | 2019-04-25 08:23 | 2019-05-09 | MAC GREINE ENERGY CORP | Retrofit | Los Angeles | Los Angeles | 90047 | Owner/Tenant | 4 |  | 30004247 | Heliodyne, Inc. | HELIO-PAS | HPAS 1 410 G 80 AC D Z | Indirect Forced Circulation (IF) | 40.26 |  | 410 001 | Glycol | Pressure Stagnation Protection (PSP) | Solar Storage and Auxiliary Tanks are separate | 80 | 1 | 0.8 | 55 | Z08 | [18 empty] | city of Los Angeles | FALSE | 31.37 |  | 2011-06-01: 2019-04-22; 2011-08-03: 2019-04-25; 2011-09-20: 2019-05-09 | 1993 | 4705 | Up-front Payment
SCG-013586 | Low Income Single Family Residential | Domestic Hot Water | Gas | Southern California Gas Company | Incentive:Paid | 5387 | 36.9 |  | 1 | 146 |  | 146 |  | 2019-05-01 11:17 | 2019-05-07 | DOCTOR PIPER INC | Retrofit | North Hollywood | Los Angeles | 91601 | Host Customer is System Owner | 5 |  | 2001001C | SunEarth, Inc. | SOLARAY | TE48P-80-2G | Indirect Forced Circulation (IF) | 49.3 |  | EP-24 / EP-24-0.75 | Glycol | Steam Back | Solar Storage and Auxiliary Tanks are separate | 80 | 1 | 1 | 65 | Z09 | [18 empty] | City of Los Angeles | FALSE | 36.97 |  | 2011-06-01: 2019-04-22; 2011-08-03: 2019-05-01; 2011-09-20: 2019-05-07 | 1986 | 5397 | Up-front Payment
SCG-013587 | Single Family Residential | Domestic Hot Water | Gas | Southern California Gas Company | Incentive:Paid | 4366 | 29.85 |  | 1 | 149 |  | 149 |  | 2019-05-28 19:22 | 2019-06-28 | DOCTOR PIPER INC | Retrofit | Mission Hills | Los Angeles | 91345 | Host Customer is System Owner | 5 |  | 30004296 | SunEarth, Inc. | SOLARAY | TE40T-80-2G | Indirect Forced Circulation (IF) | 40.95 |  | TRB-40 | Glycol | Steam Back | Solar Storage and Auxiliary Tanks are separate | 80 | 1 | 1 | 65 | Z09 | [18 empty] | City of Los Angeles | FALSE | 36.22 |  | 2011-06-01: 2019-04-22; 2011-08-03: 2019-05-28; 2011-09-20: 2019-06-28 | 1922 | 5397 | Up-front Payment
SCG-013588 | Low Income Single Family Residential | Domestic Hot Water | Gas | Southern California Gas Company | Incentive:Paid | 5387 | 36.9 |  | 1 | 146 |  | 146 |  | 2019-04-25 09:52 | 2019-04-26 | DOCTOR PIPER INC | Retrofit | Sylmar | Los Angeles | 91342 | Host Customer is System Owner | 5 |  | 2001001C | SunEarth, Inc. | SOLARAY | TE48P-80-2G | Indirect Forced Circulation (IF) | 49.3 |  | EP-24 / EP-24-0.75 | Glycol | Steam Back | Solar Storage and Auxiliary Tanks are separate | 80 | 1 | 1 | 65 | Z09 | [18 empty] | City of Los Angeles | FALSE | 36.97 |  | 2011-06-01: 2019-04-22; 2011-08-03: 2019-04-25; 2011-09-20: 2019-04-26 | 2006 | 5397 | Up-front Payment
SCG-013589 | Low Income Single Family Residential | Domestic Hot Water | Gas | Southern California Gas Company | Incentive:Paid | 5397 | 36.9 |  | 1 | 149 |  | 149 |  | 2019-05-14 14:47 | 2019-06-20 | DOCTOR PIPER INC | Retrofit | Mission Hills | Los Angeles | 91345 | Host Customer is System Owner | 4 |  | 30004296 | SunEarth, Inc. | SOLARAY | TE40T-80-2G | Indirect Forced Circulation (IF) | 40.95 |  | TRB-40 | Glycol | Steam Back | Solar Storage and Auxiliary Tanks are separate | 80 | 1 | 1 | 55 | Z09 | [18 empty] | City of Los Angeles | FALSE | 36.22 |  | 2011-06-01: 2019-04-22; 2011-08-03: 2019-05-14; 2011-09-20: 2019-06-20 | 1951 | 5397 | Up-front Payment
SCG-013590 | Low Income Single Family Residential | Domestic Hot Water | Gas | Southern California Gas Company | Incentive:Paid | 5397 | 36.9 |  | 1 | 149 |  | 149 |  | 2019-05-02 16:31 | 2019-05-10 | DOCTOR PIPER INC | Retrofit | Winnetka | Los Angeles | 91306 | Host Customer is System Owner | 4 |  | 30004296 | SunEarth, Inc. | SOLARAY | TE40T-80-2G | Indirect Forced Circulation (IF) | 40.95 |  | TRB-40 | Glycol | Steam Back | Solar Storage and Auxiliary Tanks are separate | 80 | 1 | 1 | 55 | Z09 | [18 empty] | City of Los Angeles | FALSE | 36.22 |  | 2011-06-01: 2019-04-22; 2011-08-03: 2019-05-02; 2011-09-20: 2019-05-10 | 1986 | 5397 | Up-front Payment
SCG-013591 | Low Income Single Family Residential | Domestic Hot Water | Gas | Southern California Gas Company | Incentive:Paid | 5387 | 36.9 |  | 1 | 146 |  | 146 |  | 2019-05-15 15:44 | 2019-05-21 | DOCTOR PIPER INC | Retrofit | San Fernando | Los Angeles | 91342 | Host Customer is System Owner | 3 |  | 2001001C | SunEarth, Inc. | SOLARAY | TE48P-80-2G | Indirect Forced Circulation (IF) | 49.3 |  | EP-24 / EP-24-0.75 | Glycol | Steam Back | Solar Storage and Auxiliary Tanks are separate | 80 | 1 | 1 | 45 | Z09 | [18 empty] | City of Los Angeles | FALSE | 36.97 |  | 2011-06-01: 2019-04-22; 2011-08-03: 2019-05-15; 2011-09-20: 2019-05-21 | 1983 | 5397 | Up-front Payment
SCG-013592 | Low Income Single Family Residential | Domestic Hot Water | Gas | Southern California Gas Company | Incentive:Paid | 5397 | 36.9 |  | 1 | 148 |  | 148 |  | 2019-04-25 10:22 | 2019-05-02 | TITANIUM POWER INC | Retrofit | Pomona | Pomona | 91766 | Host Customer is System Owner | 4 |  | 30004272 | Butler Sun Solutions, Inc. | SOLAR BUTLER | BT1-40-I-T | Indirect Forced Circulation (IF) | 43.72 |  | BT1 | Glycol | Advanced Controller with a Vacation or Holiday Mode | Solar Storage with Tankless Auxiliary Water Heater | 40 | 1 | 1 | 55 | Z09 | [18 empty] | Pomona | FALSE | 36.69 |  | 2011-06-01: 2019-04-23; 2011-08-03: 2019-04-25; 2011-09-20: 2019-05-02 | 2000 | 5430 | Up-front Payment
SCG-013593 | Low Income Single Family Residential | Domestic Hot Water | Gas | Southern California Gas Company | Incentive:Paid | 5397 | 36.9 |  | 1 | 148 |  | 148 |  | 2019-04-25 10:21 | 2019-05-02 | TITANIUM POWER INC | Retrofit | Pomona | Pomona | 91766 | Host Customer is System Owner | 8 |  | 30004272 | Butler Sun Solutions, Inc. | SOLAR BUTLER | BT1-40-I-T | Indirect Forced Circulation (IF) | 43.72 |  | BT1 | Glycol | Advanced Controller with a Vacation or Holiday Mode | Solar Storage with Tankless Auxiliary Water Heater | 40 | 1 | 1 | 95 | Z09 | [18 empty] | Pomona | FALSE | 36.69 |  | 2011-06-01: 2019-04-23; 2011-08-03: 2019-04-25; 2011-09-20: 2019-05-02 | 2000 | 5430 | Up-front Payment
SCG-013594 | Low Income Single Family Residential | Domestic Hot Water | Gas | Southern California Gas Company | Incentive:Paid | 5397 | 36.9 |  | 1 | 148 |  | 148 |  | 2019-04-25 09:57 | 2019-05-02 | TITANIUM POWER INC | Retrofit | pomona | Pomona | 91766 | Host Customer is System Owner | 5 |  | 30004272 | Butler Sun Solutions, Inc. | SOLAR BUTLER | BT1-40-I-T | Indirect Forced Circulation (IF) | 43.72 |  | BT1 | Glycol | Advanced Controller with a Vacation or Holiday Mode | Solar Storage with Tankless Auxiliary Water Heater | 40 | 1 | 1 | 65 | Z09 | [18 empty] | Pomona | FALSE | 36.69 |  | 2011-06-01: 2019-04-23; 2011-08-03: 2019-04-25; 2011-09-20: 2019-05-02 | 2000 | 5430 | Up-front Payment
SCG-013596 | Single Family Residential | Domestic Hot Water | Gas | Southern California Gas Company | Incentive:Paid | 4366 | 29.85 |  | 1 | 149 |  | 149 |  | 2019-05-28 19:07 | 2019-06-27 | DOCTOR PIPER INC | Retrofit | Reseda | Los Angeles | 91335 | Host Customer is System Owner | 5 |  | 30004296 | SunEarth, Inc. | SOLARAY | TE40T-80-2G | Indirect Forced Circulation (IF) | 40.95 |  | TRB-40 | Glycol | Steam Back | Solar Storage and Auxiliary Tanks are separate | 80 | 1 | 1 | 65 | Z09 | [18 empty] | City of Los Angeles | FALSE | 36.22 |  | 2011-06-01: 2019-04-23; 2011-08-03: 2019-05-28; 2011-09-20: 2019-06-27 | 1927 | 5397 | Up-front Payment
SCG-013597 | Low Income Single Family Residential | Domestic Hot Water | Gas | Southern California Gas Company | Incentive:Paid | 5397 | 36.9 |  | 1 | 148 |  | 148 |  | 2019-04-25 10:00 | 2019-05-02 | TITANIUM POWER INC | Retrofit | Pomona | Pomona | 91766 | Host Customer is System Owner | 5 |  | 30004272 | Butler Sun Solutions, Inc. | SOLAR BUTLER | BT1-40-I-T | Indirect Forced Circulation (IF) | 43.72 |  | BT1 | Glycol | Advanced Controller with a Vacation or Holiday Mode | Solar Storage with Tankless Auxiliary Water Heater | 40 | 1 | 1 | 65 | Z09 | [18 empty] | Pomona | FALSE | 36.69 |  | 2011-06-01: 2019-04-23; 2011-08-03: 2019-04-25; 2011-09-20: 2019-05-02 | 2000 | 5430 | Up-front Payment
SCG-013598 | Low Income Single Family Residential | Domestic Hot Water | Gas | Southern California Gas Company | Incentive:Paid | 5387 | 36.9 |  | 1 | 146 |  | 146 |  | 2019-05-24 19:17 | 2020-07-08 | DOCTOR PIPER INC | Retrofit | Granada Hills | Los Angeles | 91344 | Host Customer is System Owner | 4 |  | 2001001C | SunEarth, Inc. | SOLARAY | TE48P-80-2G | Indirect Forced Circulation (IF) | 49.3 |  | EP-24 / EP-24-0.75 | Glycol | Steam Back | Solar Storage and Auxiliary Tanks are separate | 80 | 1 | 1 | 55 | Z09 | [18 empty] | City of Los Angeles | FALSE | 36.97 |  | 2011-06-01: 2019-04-23; 2011-08-03: 2019-05-24; 2011-09-20: 2020-07-08 | 1563 | 5397 | Up-front Payment
SCG-013599 | Single Family Residential | Domestic Hot Water | Gas | Southern California Gas Company | Incentive:Paid | 4366 | 29.85 |  | 1 | 149 |  | 149 |  | 2019-05-28 19:13 | 2019-08-02 | DOCTOR PIPER INC | Retrofit | Winnetka | Los Angeles | 91306 | Host Customer is System Owner | 5 |  | 30004296 | SunEarth, Inc. | SOLARAY | TE40T-80-2G | Indirect Forced Circulation (IF) | 40.95 |  | TRB-40 | Glycol | Steam Back | Solar Storage and Auxiliary Tanks are separate | 80 | 1 | 1 | 65 | Z09 | [18 empty] | City of Los Angeles | FALSE | 36.22 |  | 2011-06-01: 2019-04-23; 2011-08-03: 2019-05-28; 2011-09-20: 2019-08-02 | 1908 | 5397 | Up-front Payment
SCG-013600 | Low Income Single Family Residential | Domestic Hot Water | Gas | Southern California Gas Company | Incentive:Paid | 5387 | 36.9 |  | 1 | 146 |  | 146 |  | 2019-05-01 10:57 | 2019-05-07 | DOCTOR PIPER INC | Retrofit | Arleta | Los Angeles | 91331 | Host Customer is System Owner | 4 |  | 2001001C | SunEarth, Inc. | SOLARAY | TE48P-80-2G | Indirect Forced Circulation (IF) | 49.3 |  | EP-24 / EP-24-0.75 | Glycol | Steam Back | Solar Storage and Auxiliary Tanks are separate | 80 | 1 | 1 | 55 | Z09 | [18 empty] | City of Los Angeles | FALSE | 36.97 |  | 2011-06-01: 2019-04-23; 2011-08-03: 2019-05-01; 2011-09-20: 2019-05-07 | 1986 | 5397 | Up-front Payment
SCG-013601 | Low Income Single Family Residential | Domestic Hot Water | Gas | Southern California Gas Company | Incentive:Paid | 5397 | 36.9 |  | 1 | 148 |  | 148 |  | 2019-04-25 10:20 | 2019-05-03 | TITANIUM POWER INC | Retrofit | pomona | Pomona | 91766 | Host Customer is System Owner | 4 |  | 30004272 | Butler Sun Solutions, Inc. | SOLAR BUTLER | BT1-40-I-T | Indirect Forced Circulation (IF) | 43.72 |  | BT1 | Glycol | Advanced Controller with a Vacation or Holiday Mode | Solar Storage with Tankless Auxiliary Water Heater | 40 | 1 | 1 | 55 | Z09 | [18 empty] | Pomona | FALSE | 36.69 |  | 2011-06-01: 2019-04-23; 2011-08-03: 2019-04-25; 2011-09-20: 2019-05-03 | 1999 | 5430 | Up-front Payment
SCG-013602 | Low Income Single Family Residential | Domestic Hot Water | Gas | Southern California Gas Company | Incentive:Paid | 5397 | 36.9 |  | 1 | 148 |  | 148 |  | 2019-04-25 10:19 | 2019-05-03 | TITANIUM POWER INC | Retrofit | Pomona | Pomona | 91766 | Host Customer is System Owner | 4 |  | 30004272 | Butler Sun Solutions, Inc. | SOLAR BUTLER | BT1-40-I-T | Indirect Forced Circulation (IF) | 43.72 |  | BT1 | Glycol | Advanced Controller with a Vacation or Holiday Mode | Solar Storage with Tankless Auxiliary Water Heater | 40 | 1 | 1 | 55 | Z09 | [18 empty] | Pomona | FALSE | 36.69 |  | 2011-06-01: 2019-04-23; 2011-08-03: 2019-04-25; 2011-09-20: 2019-05-03 | 1999 | 5430 | Up-front Payment
SCG-013603 | Low Income Single Family Residential | Domestic Hot Water | Gas | Southern California Gas Company | Incentive:Paid | 5397 | 36.9 |  | 1 | 150 |  | 150 |  | 2019-04-26 08:35 | 2019-04-29 | MAC GREINE ENERGY CORP | Retrofit | los angeles | Los Angeles | 90037 | Owner/Tenant | 8 |  | 30004247 | Heliodyne, Inc. | HELIO-PAS | HPAS 1 410 G 80 AC D Z | Indirect Forced Circulation (IF) | 40.26 |  | 410 001 | Glycol | Pressure Stagnation Protection (PSP) | Solar Storage and Auxiliary Tanks are separate | 80 | 1 | 1 | 95 | Z08 | [18 empty] | city of Los Angeles | FALSE | 35.98 |  | 2011-06-01: 2019-04-23; 2011-08-03: 2019-04-26; 2011-09-20: 2019-04-29 | 2005 | 5397 | Up-front Payment